## Summary (1112)
Work Type | Projects | Miles | Top Risk Area Miles | Risk Reduction | Comments
In Construction | 27 | 41.71 | 5.11 | 7.62 | 2 top 20% projects |  | System Hardening Miles - O8W | Approved (Scoped) | Approved (Not Scoped) | For Approval | Opportunity Hopper | Forecast 2021
ECOP | 17 | 55.94 | 49.04 | 68.03 | 14 top 20% projects
PSPS | 12 | 14.47 |  | 17.45 | 1 top 20% project | FRRB | Fire Rebuild | 0 | 0 | 0 | 0
Top 20% MAVF | 8 | 41.32 | 41.32 | 70.58 | These projects have only been initiated, not scoped. | CONS | In-Construction | 0 | 0 | 0 | 0
Fire-Rebuild | 2 | 12.7 | 12.7 | 8.12 | Half Moon Bay 1103 (UG) and Elk Creek 1101 (RG) |  | Top 250 Miles | 0 | 0 | 0 | 0
New Top 20% | TBD | 25 |  | 130 | AVG Risk Reduction for top 100 miles * 25 projected miles | 20% | To 20% MAVF CPZ | 0 | 0 | 0 | 0 |  | 31.5
[6 empty] | ECOP | ECOP - Top 20% | 0 | 0 | 0 | 0 |  | 23.63
[7 empty] | Line Removal | 0 | 0 | 0 | 0 |  | 7.87
Total |  | 191.14 | 108.17 | 263.8 |  | PSPS | PSPS - Scoped | 0 | 0 | 0 | 0
[7 empty] | PSPS - Not Scoped | 0 | 0 | 0 | 0
[6 empty] | DSDD | DSDD | 0 | 0 | 0 | 0
[7 empty] | Remote Grid | 0 | 0 | 0 | 0
[7 empty] | Construction Ready | 0 | 0 | 0 | 0
[7 empty] | System Hardening Miles - Other | Approved (Scoped) | Approved (Not Scoped) | For Approval | Opportunity Hopper | Forecast 2021
Fire Rebuild
Veg Commitments | [6 empty] | In-Construction
Order | Job Owner Name | Order Description | SAP Status | Residual Miles | Status |  | Top 250 Miles |  | 50
35116443 |  | CWSP-MIWUK 1702-LR 38218-PH 1.4 | CONS | 0 | COMP |  | To 20% MAVF CPZ
35115052 |  | CWSP - MIWUK 1701_OCB - PH 1.4 | CONS | 0 | COMP |  | ECOP
35116388 |  | CWSP - MIWUK 1701 - LR 8060 - PH 1.5 | PEND | 2.48 | 0 |  | Line Removal |  | 31.5
35114041 |  | CWSP - PINE GROVE 1102 - LR1222 - PH 1.3 | CONS | 0 | COMP |  | PSPS - Scoped
35116515 |  | CWSP - STANISLAUS 1702 - LR1888 - PH 1.2 | UNSC | 1.75 | 0 |  | PSPS - Not Scoped |  |  | 12.5
35095168 |  | CWSP - STANISLAUS 1702 - LR1888 - PH 1.1 | PEND | 1.27 | 0 |  | DSDD
35116516 |  | CWSP - STANISLAUS 1702 - LR1888 - PH 1.3 | PEND | 0.91 | 0 |  | Remote Grid |  |  | 5.69
35052823 |  | CWSP - MIWUK 1702 - LR 6018 - PH 1.1 | UNSC | 1.53 | 0 |  | Construction Ready
35116399 |  | CWSP-MIWUK 1702-LR8090-PH 1.5 | UNSC | 1.83 | 0
35115056 |  | CWSP - MIWUK 1701 - OCB - PH 2.4 | CONS | 0 | COMP |  | System Hardening Miles - Total | Approved (Scoped) | Approved (Not Scoped) | For Approval | Opportunity Hopper | Forecast 2021
35052739 |  | CWSP - MIWUK 1702 - LR 38218 - PH 1.1 | CONS | 0 | COMP
35115051 |  | CWSP - MIWUK 1701_OCB - PH 1.3 | CONS | 0 | COMP |  | blank |  | 0 | 81.5 | 99.69
35072360 |  | CWSP-SALT SPRINGS 2102-LR3142-PH 2.1 | CONS | 1.05 | PLAN |  | Fire Rebuild | 0 | 0 | 0 | 0 | 0
35115854 |  | CWSP-SALT SPRINGS 2102-LR3142L491-PH 1.3 | CONS | 0 | COMP |  | In-Construction | 0 | 0 | 0 | 0 | 0
35114051 |  | CWSP - PINE GROVE 1102 - LR1222 - PH 2.6 | CONS | 0 | COMP |  | Top 250 Miles | 0 | 50 | 0 | 0 | 50
35115152 |  | CWSP-BRUNSWICK 1103 LR50070 ZONE-PH 2.3 | CONS | 1.57 | 0 |  | To 20% MAVF CPZ | 0 | 0 | 0 | 0 | 0
|  |  |  | 12.39 |  |  | ECOP - Top 20% | 0 | 0 | 0 | 0 | 0
[7 empty] | Line Removal | 0 | 31.5 | 0 | 0 | 31.5
[7 empty] | PSPS - Scoped | 0 | 0 | 0 | 0 | 0
[7 empty] | PSPS - Not Scoped | 0 | 0 | 12.5 | 0 | 12.5
DSDD | [6 empty] | DSDD | 0 | 0 | 0 | 0 | 0
Order | Job Owner Name | Order Description | CPZ | Residual Miles | Status |  | Remote Grid | 0 | 0 | 5.69 | 0 | 5.69
35052731 |  | CWSP-BIG BASIN 1101-LR10296-PH 1.1 | BIG BASIN 110110296 | 1.47 | 0 |  | Construction Ready | 0 | 0 | 0 | 0 | 0
35052737 |  | CWSP-MIWUK 1701-LR8060-PH 1.1 | MIWUK 1701953336 | 1.587 | 0 |  | Not identified |  |  |  |  | 205.31
35094513 |  | CWSP-STANISLAUS 1702-LR1804&4905-PH 1.1 | STANISLAUS 17021804 | 1.92 | 0
35114040 |  | CWSP - PINE GROVE 1102 - LR1222 - PH 1.2 | PINE GROVE 11021222 | 1.4 | PLAN
6.377

## Project List (11122020)
[5 empty] | 3.01 |  |  |  |  | 3.01 | [29 empty] | Authorization approval | [10 empty] | pics, etc | business case
Approval Status | Order | KEEP | Status | Priority | Planned Units (SAP EST) | Residual Miles (SAP EST) | Primary Planned Year | Miles Primary Year | Miles Secondary Year | Completed Units (SAP ACT) | Actual Cost ($) | Order Status | Circuit | Circuit Name | Circuit Protection Zone | Pixel(s) | Total HFTD Zone Miles | Mean MAVF Core Risk Rank | Total MAVF Core Risk Value | Mean MAVF Core Risk Value | mavf_consequence_rank | Risk Reduction Per Project | CPZ Rank | HFTD Tier | Project Type | City | County | Division | Region | Planning Order | WBS Element | Notification | Order | Short Text | OH | UG | Remove | Remote Grid | Prelim Scope (Link) | AA (Link) | Targeted Units (ckt Ft) | Targeted Units (miles) | Unit Cost (Class 5) | Field Scoping (Link) | Removal (ckt ft) | UG (ckt ft) | OH (ckt ft) | Scoped Units (ckt ft) | Scoped (miles) | Unit Cost (Class 5) | CMCS (Link) | BC (Link) | Removal (ckt ft) | UG (ckt ft) | OH (ckt ft) | PLANNED Units (SAP EST) | Planned Units (miles) | Expected Case (Class 2) | High Case (Class 2) | Unit Cost (per ft) | Cont. Release (Link) | Re-auth (Link) | Re-Auth (SK) | Completed Units (SAP ACT) | Actuals ($K) | Final Unit Cost
| 35062376 | 20% | PLAN | 2021004 | 11 | 11 | 2021 |  |  |  | 1425.11 | UNSE | 153652109 | SHINGLE SPRINGS 2109 | SHINGLE SPRINGS 210935598 | 122 | 10.847 | 159 | 33.9836 | 0.27855 | 443 | 23.0902 | 554 | Tier 3 | PRE | SHINGLE SPRINGS | El Dorado | Sierra | Northern | 5783069 | E.5015570.01 | 115323922 | 35062376 | CWSP - SHINGLE SPRINGS 2109-LR 9372-PH3 | 58080 | 0 | 0 | 0 |  | 2018-89227 | 58080 | 11 | 11965840 |  |  |  |  | 0 | 0
| 35062375 | 20% | PLAN | 2021005 | 12.03 | 12.03 | 2021 |  |  |  | 3790.03 | UNSE | 153652109 | SHINGLE SPRINGS 2109 | SHINGLE SPRINGS 21099372 | 190 | 17.8687 | 227 | 46.1342 | 0.24281 | 487 | 20.81 | 554 | Tier 3 | PRE | SHINGLE SPRINGS | El Dorado | Sierra | Northern | 5783068 | E.5015571.01 | 115323921 | 35062375 | CWSP - SHINGLE SPRINGS 2109-LR 9372-PH2 | 63518.4 | 0 | 0 | 0 |  | 2018-89225 | 63518.4 | 12.03 | 13033162 |  |  |  |  | 0 | 0
| 35062374 | 20% | PLAN | 2021006 | 8.53 | 8.53 | 2021 |  |  |  | 25808.23 | UNSE | 153652109 | SHINGLE SPRINGS 2109 | SHINGLE SPRINGS 21099372 | 190 | 17.8687 | 227 | 46.1342 | 0.24281 | 487 | 14.7555 | 554 | Tier 3 | PRE | SHINGLE SPRINGS | El Dorado | Sierra | Northern | 5783067 | E.5015572.01 | 115323920 | 35062374 | CWSP - SHINGLE SPRINGS 2109-LR 9372-PH1 | 45038.4 | 0 | 0 | 0 |  | 2018-89221 | 45038.4 | 8.53 | 9171850 |  |  |  |  | 0 | 0
| 31354988 | 20% | PLAN | 2021010 | 1.9034 | 1.9034 | 2021 |  |  |  | 2877.76 | UNSE | 42301101 | TULUCAY 1101 | TULUCAY 1101628 | 98 | 4.1726 | 338 | 19.2923 | 0.19686 | 448 | 5.8964 | 2350 | Tier 2 | WDDB | NAPA | Napa | North Bay | Bay Area | 5530168 |  | 113676059 | 31354988 | TULUCAY 1101 RECOND WITH TREE WIRE | 10050 | 0 | 0 | 0 |  |  |  | 0 | [5 empty] | 0 | 0
| 35054184 | 20% | PLAN | 2021019 | 4.9 | 4.9 | 2021 |  |  |  | 3334.77 | UNSE | 152471101 | COLUMBIA HILL 1101 | COLUMBIA HILL 11012212 | 76 | 9.1336 | 606 | 9.8207 | 0.12922 | 1358 | 3.53 | 198 | Tier 3 | PRE | NEVADA CITY | Nevada | Sierra | Northern | 5530173 |  | 114941996 | 35054184 | CWSP-COLUMBIA HILL 1101-TS8233-PH1.1 | 25872 | 0 | 0 | 0 |  | 2018-72909 | 25872 | 4.9 | 5227500
| 35026643 | 20% | PLAN | 2021023 | 1.402 | 1.402 | 2021 |  |  |  | 24321.75 | UNSE | 152261105 | DIAMOND SPRINGS 1105 | DIAMOND SPRINGS 11052102 | 417 | 37.4816 | 666 | 48.4576 | 0.11621 | 755 | 1.2144 | 957 | Tier 2 | WDDB | DIAMOND SPRINGS | El Dorado | Sierra | Northern | 5530173 |  | 114258488 | 35026643 | RECONDUCTOR DIAMOND SPRINGS 1105 | 7400 | 0 | 0 | 0 |  | 2018-38234 | 7400 | 1.4015 | 740000 |  |  |  |  | 0 | 0
| 74024660 | 20% | PLAN | 2021024 | 0.961 | 0.961 | 2021 |  |  |  | 0 | UNSE | 42711101 | CALISTOGA 1101 | CALISTOGA 1101734 | 162 | 13.7047 | 683 | 18.3842 | 0.11348 | 889 | 0.86372 | 882 | Tier 3 | WDDB | CALISTOGA | Napa | North Bay | Bay Area | 5530168 |  | 113163209 | 74024660 | 2019 CALISTOGA 1101 SUB ORDER | 5076 | 0 | 0 | 0 |  | 2018-57380 | 5076 | 0.96136 | 719400 |  |  |  |  | 0 | 0 |  | 2018-97572
| 35075103 | 20% | PLAN | 2021025 | 0.59 | 0.59 | 2021 |  |  |  | 3720.44 | UNSE | 163451701 | FROGTOWN 1701 | FROGTOWN 17011623 | 152 | 15.2605 | 721 | 16.3546 | 0.1076 | 564 | 0.42364 | 1409 | Tier 3 | WDDB | MURPHYS | Calaveras | Stockton | Central Valley | 5530176 |  | 116475141 | 35075103 | FROGTOWN 1701 - 3115FT RECOND HFTD TIER2 | 3115 | 0 | 0 | 0 |  | 2019-20625 | 3115 | 0.58996 | 623000 |  |  |  |  | 0 | 0
| 74022384 | CONS | PLAN | 2020444 | 5.55 | 4.59 | 2020 |  |  | 0.96 | 5919544.22 | CONS | 42751113 | FITCH MOUNTAIN 1113 | FITCH MOUNTAIN 111324918 | 49 | 5.4965 | 481 | 7.7177 | 0.1575 | 799 | 5.2212 | 209 | Tier 3 | PRE | GEYSERVILLE | Sonoma | Sonoma | Northern | 5782860 | E.5015487.01 | 114753320 | 74022384 | CWSP - FITCH MOUNTAIN 1113 LR 24918 | 29040 | 0 | 0 | 0 |  | 2018-55406 | 29568 | 5.6 | 5959500 | N/A | 0 | 0 | 29040 | 29040 | 5.5 | 10560000 | 2019-34744 | 2019-02348
| 35098621 | CONS | PLAN | 2020444 | 1.07 | 0.52 | 2020 | 0.55 |  | 0.55 | 1481050.97 | CONS | 152471101 | COLUMBIA HILL 1101 | COLUMBIA HILL 11012212 | 76 | 9.1336 | 606 | 9.8207 | 0.12922 | 1358 | 1.0162 | 198 | Tier 3 | PRE | NORTH SAN JUAN | Nevada | Sierra | Northern | 5785303 | E.5015491.04 | 117177530 | 35098621 | CWSP-COLUMBIA HILL 1101-LR2212-PH4 | 1881 | 3761 | 0 | 0 |  | 2018-57269 | 9820.8 | 1.86 | 1975040 | 2019-28761 | 0 | 0 | 5649.6 | 5649.6 | 1.07 | 2054400 | 2019-39374 | 2020-25928 | 0 | 3761 | 1881 | 5642 | 1.0686 | 2185500 | 2927538 | 387.3626
| 35157845 | CONS | PLAN | 2020444 | 1.27 | 1.27 | 2021 |  |  |  | 327842.26 | CONS | 43432105 | SILVERADO 2105 | SILVERADO 2105658898 | 151 | 17.1737 | 1361 | 5.4002 | 0.035763 | 1546 | 0.26756 | 104 | Tier 2 | WDDB | SAINT HELENA | Napa | North Bay | Bay Area | 5784869 | E.5014317.04 | 116952175 | 35157845 | SILVERADO 2105 WIRE DOWN - PH 3 | 6693 | 0 | 0 | 0 |  | N/A |  |  |  | N/A | 0 | 0 | 6705.6 | 6705.6 | 1.27 | 2438400 | 2020-03939 | 2020-42595 | 0 | 0 | 6693 | 6693 | 1.2676 | 1404334 | 1800634 | 209.8213
| 35119965 | CONS | PLAN | 2020444 | 0.85 | 0.85 | 2021 |  |  | 0 | 719136.42 | CONS | 82021106 | LOS GATOS 1106 | LOS GATOS 1106LB44 | 213 | 19.3536 | 1864 | 2.6623 | 0.012499 | 1950 | 0.07834 | 841 | Tier 3 | PRE | LOS GATOS | Santa Clara | De Anza | Central Coast | 5786602 | E.5014534.05 | 117721840 | 35119965 | CWSP - LOS GATOS 1106 - LB44 - PH 2.5E | 4483 | 0 | 0 | 0 |  | 2018-31656 | 8077 | 1.5297 | 903333 | 2018-53540 | 0 | 0 | 1584 | 1584 | 0.3 | 576000 | 2019-78779 | 2020-24016 | 4483 | 0 | 4483 | 4483 | 0.84905 | 1435425 | 1924210 | 320.193
| 35094397 | CONS | PLAN | 2020444 | 1.07 | 1.07 | 2021 |  |  |  | 871044.19 | CONS | 43311102 | KONOCTI 1102 | KONOCTI 1102532 | 124 | 9.7315 | 1999 | 1.1234 | 0.0090595 | 2215 | 0.082757 | 153 | Tier 3 | PRE | KELSEYVILLE | Lake | Humboldt | Northern | 5785167 | E.5015029.11 | 117131100 | 35094397 | CWSP-KONOCTI 1102-LR 532-PH10 | 5621 | 0 | 0 | 0 |  | 2018-50209 | 4593.6 | 0.87 | 930690 | N/A | 0 | 0 | 5649.6 | 5649.6 | 1.07 | 2054400 | 2019-62948 | 2020-36368 | 0 | 0 | 5621 | 5621 | 1.0646 | 1438986 | 1733017 | 256.0018
| 35061206 | CONS | PLAN | 2020444 | 1.77 | 1.77 | 2021 |  |  |  | 1936451.94 | CONS | 152481103 | BRUNSWICK 1103 | BRUNSWICK 110350070 | 201 | 17.7473 | 2144 | 1.2469 | 0.0062036 | 2255 | 0.083322 | 7 | Tier 3 | PRE | NEVADA CITY | Nevada | Sierra | Northern | 5783070 | E.5015569.01 | 115106231 | 35061206 | CWSP-BRUNSWICK 1103-LR50070-PH 1.1 | 9320 | 0 | 0 | 0 |  | 2018-85016 | 10380.48 | 1.966 | 2108720 | 2019-76345 | 0 | 0 | 9320 | 9320 | 1.7652 | 3389090.9091 | 2020-03978 | 2020-30766 | 0 | 0 | 9320 | 9320 | 1.7652 | 3459498 | 4711641 | 371.1908
| 35061212 | CONS | PLAN | 2020444 | 1.79 | 1.79 | 2021 |  |  |  | 1249617.29 | CONS | 152481103 | BRUNSWICK 1103 | BRUNSWICK 110350070 | 201 | 17.7473 | 2144 | 1.2469 | 0.0062036 | 2255 | 0.084263 | 7 | Tier 3 | PRE | NEVADA CITY | Nevada | Sierra | Northern | 5783071 | E.5015568.01 | 115106486 | 35061212 | CWSP-BRUNSWICK 1103-LR50070-PH 2.1 | 9445 | 0 | 0 | 0 |  | 2018-85027 | 47520 | 9 | 9533800 | 2019-76348 | 0 | 0 | 9445 | 9445 | 1.7888 | 3434545.4545 | 2020-06702 | 2020-46891 | 0 | 0 | 9445 | 9445 | 1.7888 | 3890031 | 4913095 | 411.8614 |  | 2020-04589
| 35115151 | CONS | PLAN | 2020444 | 1.9 | 1.9 | 2021 |  |  |  | 866815.76 | CONS | 152481103 | BRUNSWICK 1103 | BRUNSWICK 110350070 | 201 | 17.7473 | 2144 | 1.2469 | 0.0062036 | 2255 | 0.089441 | 7 | Tier 3 | PRE | NEVADA CITY | Nevada | Sierra | Northern | 5785721 | E.5015568.02 | 117493857 | 35115151 | CWSP-BRUNSWICK 1103-LR50070-PH 2.2 | 10013 | 0 | 0 | 0 |  | 2018-85027 | 11880 | 2.25 | 2383450 | 2019-76348 | 0 | 0 | 10013 | 10013 | 1.8964 | 3641090.9091 | 2020-23454 | 2020-46448 | 0 | 0 | 10013 | 10013 | 1.8964 | 4025667 | 5273989 | 402.044 |  | 2020-38642
| 35117443 | CONS | PLAN | 2020444 | 2.16 | 2.16 | 2021 |  |  |  | 1540581.89 | CONS | 152481103 | BRUNSWICK 1103 | BRUNSWICK 110350070 | 201 | 17.7473 | 2144 | 1.2469 | 0.0062036 | 2255 | 0.10168 | 7 | Tier 3 | PRE | NEVADA CITY | Nevada | Sierra | Northern | 5786518 | E.5015567.06 | 117634567 | 35117443 | CWSP-BRUNSWICK 1103-LR50070-PH 3.6 | 11395 | 0 | 0 | 0 |  | 2018-85051 | 8147.04 | 1.543 | 1630650 | 2019-76353 | 0 | 0 | 11395 | 11395 | 2.1581 | 4143636.3636 | 2020-32576 | 2020-42958 | 0 | 0 | 11395 | 11395 | 2.1581 | 4475708 | 5778810 | 392.7782
| 35116383 | CONS | PLAN | 2020444 | 1.38 | 1.38 | 2021 |  |  |  | 460388.21 | CONS | 163661701 | MIWUK 1701 | MIWUK 1701953336 | 132 | 11.8581 | 2267 | 0.50381 | 0.0038168 | 2336 | 0.039283 | 12 | Tier 3 | PRE | TWAIN HARTE | Tuolumne | Yosemite | Central Valley | 5785966 | E.5014733.02 | 117604600 | 35116383 | CWSP - MIWUK 1701 - LR 8060 - PH 1.2 | 7319 | 0 | 0 | 0 |  | 2018-59382 | 10401.6 | 1.97 | 2126216 | 2019-35887 | 0 | 0 | 7080 | 7080 | 1.3409 | 2574545.4545 | 2019-60218 | 2020-25651 | 0 | 0 | 7319 | 7319 | 1.3862 | 2547023 | 3758449 | 348.0015
| 35116384 | CONS | PLAN | 2020444 | 1.84 | 1.67 | 2020 |  |  | 0.17 | 43159.65 | CONS | 163661701 | MIWUK 1701 | MIWUK 1701953336 | 132 | 11.8581 | 2267 | 0.50381 | 0.0038168 | 2336 | 0.052378 | 12 | Tier 3 | PRE | TWAIN HARTE | Tuolumne | Yosemite | Central Valley | 5785967 | E.5014733.03 | 117604604 | 35116384 | CWSP - MIWUK 1701 - LR 8060 - PH 1.3 | 9700 | 0 | 0 | 0 |  | 2018-59382 | 10401.6 | 1.97 | 2126216 | 2019-35887 | 0 | 0 | 9715 | 9715 | 1.84 | 3532727.2727 | 2020-00930 | 2020-48509 | 0 | 0 | 9700 | 9700 | 1.8371 | 3239382 | 4624169 | 333.9569
| 35114040 | CONS | PLAN | 2020444 | 1.4 | 1.4 | 2021 |  |  |  | 1052309.74 | CONS | 163751102 | PINE GROVE 1102 | PINE GROVE 11021222 | 218 | 17.2598 | 2271 | 0.81905 | 0.0037571 | 2414 | 0.044512 | 20 | Tier 3 | PRE | PIONEER | Amador | Stockton | Central Valley | 5785991 | E.5014745.02 | 117500499 | 35114040 | CWSP - PINE GROVE 1102 - LR1222 - PH 1.2 | 7839 | 0 | 0 | 0 |  | 2018-49722 | 27456 | 5.2 | 5674800 | 2019-35977 | 0 | 0 | 7188 | 7188 | 1.3614 | 2613818.1818 | 2020-20653 | 2020-39428 | 0 | 0 | 7839 | 7839 | 1.4847 | 3107232 | 4232854 | 396.3812
| 35114048 | CONS | PLAN | 2020444 | 1.4 | 1.4 | 2021 |  |  |  | 669808.5 | CONS | 163751102 | PINE GROVE 1102 | PINE GROVE 11021222 | 218 | 17.2598 | 2271 | 0.81905 | 0.0037571 | 2414 | 0.044512 | 20 | Tier 3 | PRE | PIONEER | Amador | Stockton | Central Valley | 5785997 | E.5014742.03 | 117499466 | 35114048 | CWSP - PINE GROVE 1102 - LR1222 - PH 2.3 | 7344 | 0 | 0 | 0 |  | 2018-54633 | 83964.72 | 1.59 | 1718171.43 | 2019-35972 | 0 | 0 | 7382 | 7382 | 1.3981 | 2684363.6364 | 2019-73207 | 2020-43723 | 0 | 0 | 7344 | 7344 | 1.3909 | 3133899 | 4178929 | 426.7292
| 35052821 | CONS | PLAN | 2020444 | 1.72 | 1.72 | 2021 |  |  |  | 502752.3 | CONS | 163661701 | MIWUK 1701 | MIWUK 1701CB | 187 | 16.2494 | 2353 | 0.55914 | 0.0029901 | 2128 | 0.039654 | 2 | Tier 3 | PRE | TWAIN HARTE | Tuolumne | Yosemite | Central Valley | 5784646 | E.5014771.01 | 114593976 | 35052821 | CWSP-MIWUK 1701–OCB-PH 1.1 | 10953 | 0 | 0 | 0 |  | 2018-75405 | 12165.12 | 2.304 | 2436520 | 2019-35897 | 0 | 0 | 9750 | 9750 | 1.8466 | 3545454.5455 | 2019-52652 | 2020-46847 | 0 | 0 | 10953 | 10953 | 2.0744 | 3322975 | 4765282 | 303.3849
| 35056746 | CONS | PLAN | 2020444 | 2.02 | 2.02 | 2021 |  |  | 0 | 301503.37 | CONS | 163661701 | MIWUK 1701 | MIWUK 1701CB | 187 | 16.2494 | 2353 | 0.55914 | 0.0029901 | 2128 | 0.046571 | 2 | Tier 3 | PRE | MI WUK VLG | Tuolumne | Yosemite | Central Valley | 5782537 | E.5015427.01 | 114996821 | 35056746 | CWSP-MIWUK 1701-OCB-PH 2.1 | 10737 | 0 | 0 | 0 |  | 2018-83316 | 10348.8 | 1.96 | 2137840 | 2019-35903 | 0 | 0 | 10615 | 10615 | 2.0104 | 3860000 | 2019-65579 | 2020-47773 | 0 | 0 | 10737 | 10737 | 2.0335 | 2950902 | 3642331 | 274.8349
| 35115050 | CONS | PLAN | 2020444 | 1.61 | 1.61 | 2021 |  |  |  | 696508.67 | CONS | 163661701 | MIWUK 1701 | MIWUK 1701CB | 187 | 16.2494 | 2353 | 0.55914 | 0.0029901 | 2128 | 0.037118 | 2 | Tier 3 | PRE | TWAIN HARTE | Tuolumne | Yosemite | Central Valley | 5785972 | E.5014771.02 | 117495948 | 35115050 | CWSP-MIWUK 1701–OCB-PH 1.2 | 8512 | 0 | 0 | 0 |  | 2018-75405 | 12165.12 | 2.304 | 2436520 | 2019-35897 | 0 | 0 | 8270 | 8270 | 1.5663 | 3007272.7273 | 2019-79491 | 2020-40482 | 0 | 0 | 8512 | 8512 | 1.6121 | 2809593 | 4091239 | 330.0744
| 35115053 | CONS | PLAN | 2020444 | 1.81 | 1.81 | 2021 |  |  |  | 586731.86 | CONS | 163661701 | MIWUK 1701 | MIWUK 1701CB | 187 | 16.2494 | 2353 | 0.55914 | 0.0029901 | 2128 | 0.041729 | 2 | Tier 3 | PRE | TWAIN HARTE | Tuolumne | Yosemite | Central Valley | 5785975 | E.5014771.05 | 117496041 | 35115053 | CWSP-MIWUK 1701–OCB-PH 1.5 | 9083 | 0 | 0 | 0 |  | 2018-75405 | 12165.12 | 2.304 | 2436520 | 2019-35897 | 0 | 0 | 9571 | 9571 | 1.8127 | 3480363.6364 | 2020-56266 | 2020-27365 | 0 | 0 | 9083 | 9083 | 1.7203 | 1670418 | 2296559 | 183.906
| 35115054 | CONS | PART | 2020444 | 1.43 | 1.4 | 2020 |  |  | 0.03 | 858830.32 | CONS | 163661701 | MIWUK 1701 | MIWUK 1701CB | 187 | 16.2494 | 2353 | 0.55914 | 0.0029901 | 2128 | 0.032968 | 2 | Tier 3 | PRE | TWAIN HARTE | Tuolumne | Yosemite | Central Valley | 5785986 | E.5015427.02 | 117490035 | 35115054 | CWSP-MIWUK 1701-OCB-PH 2.2 | 7529 | 0 | 0 | 0 |  | 2018-83316 | 10348.8 | 1.96 | 2137840 | 2019-35903 | 0 | 0 | 7255 | 7255 | 1.3741 | 2638181.8182 | 2019-53298 | 2020-44293 | 0 | 0 | 7529 | 7529 | 1.4259 | 2482662 | 3789178 | 329.7466
| 35115055 | CONS | PLAN | 2020444 | 2.13 | 2.13 | 2021 |  |  |  | 719713.77 | CONS | 163661701 | MIWUK 1701 | MIWUK 1701CB | 187 | 16.2494 | 2353 | 0.55914 | 0.0029901 | 2128 | 0.049107 | 2 | Tier 2 | PRE | TWAIN HARTE | Tuolumne | Yosemite | Central Valley | 5785987 | E.5015427.03 | 117490481 | 35115055 | CWSP-MIWUK 1701-OCB-PH 2.3 | 11269 | 0 | 0 | 0 |  | 2018-83316 | 10348.8 | 1.96 | 2137840 | 2019-35903 | 0 | 0 | 11088 | 11088 | 2.1 | 4032000 | 2019-68750 | 2020-34644 | 0 | 0 | 11269 | 11269 | 2.1343 | 2901359 | 3784068 | 257.4638
| 35116391 | CONS | PLAN | 2020045 | 2.07 | 0.69 | 2020 |  |  | 1.38 | 1333175.61 | CONS | 163661702 | MIWUK 1702 | MIWUK 1702CB | 110 | 9.055 | 2369 | 0.30977 | 0.0028161 | 2489 | 0.047446 | 25 | Tier 3 | PRE | TWAIN HARTE | Tuolumne | Yosemite | Central Valley | 5785976 | E.5014773.02 | 117605551 | 35116391 | CWSP - MIWUK 1702 - OCB - PH 1.2 | 11036 | 0 | 0 | 0 |  | 2018-71642 | 10771.2 | 2.04 | 2205280 | 2019-35893 | 0 | 0 | 10840 | 10840 | 2.053 | 3941818.1818 | 2019-64313 | 2020-18345 | 0 | 0 | 11036 | 11036 | 2.0902 | 3920204 | 5835429 | 355.2196
| 35116395 | CONS | PLAN | 2020444 | 1.71 | 1.71 | 2021 |  |  |  | 573631.76 | CONS | 163661702 | MIWUK 1702 | MIWUK 1702CB | 110 | 9.055 | 2369 | 0.30977 | 0.0028161 | 2489 | 0.039194 | 25 | Tier 3 | PRE | TWAIN HARTE | Tuolumne | Yosemite | Central Valley | 5785979 | E.5014773.05 | 117605558 | 35116395 | CWSP - MIWUK 1702 - OCB - PH 1.5 | 9032 | 0 | 0 | 0 |  | 2018-71642 | 10771.2 | 2.04 | 2205280 | 2019-35893 | 0 | 0 | 7500 | 7500 | 1.4205 | 2727272.7273 | 2019-57777 | 2020-44284 | 0 | 0 | 9032 | 9032 | 1.7106 | 2479935 | 3714853 | 274.5721
| 35116800 | CONS | PART | 2020039 | 1.425 | 1.175 | 2020 |  |  | 0.25 | 994230.42 | CONS | 163661702 | Miwuk 1702 | MIWUK 1702823548 | 231 | 19.7318 | 2411 | 0.57976 | 0.0025098 | 2266 | 0.028052 | 23 | Tier 3 | PRE | TWAIN HARTE | Tuolumne | Yosemite | Central Valley | 5785961 | E.5014730.02 | 117605265 | 35116800 | CWSP-MIWUK 1702-LR 6018-PH1.2 | 7525 | 0 | 0 | 0 |  | 2018-55685 | 9398.4 | 1.78 | 1921966 | 2019-35900 | 0 | 0 | 6695 | 6695 | 1.268 | 2434545.4545 | 2020-45856 | 2020-18449 | 0 | 0 | 7525 | 7525 | 1.4252 | 2704457 | 4030625 | 359.3963
| 35114100 | CONS | PLAN | 2020444 | 1.04 | 1.04 | 2021 |  |  |  | 374483.64 | CONS | 83622106 | CAMP EVERS 2106 | CAMP EVERS 21065020 | 185 | 15.0734 | 2464 | 0.3934 | 0.0021265 | 2540 | 0.018186 | 46 | Tier 3 | PRE | SCOTTS VALLEY | Santa Cruz | Central Coast | Central Coast | 5786131 | E.5015489.02 | 117545617 | 35114100 | CWSP-CAMP EVERS 2106-LR5020-PH2.2 | 5487 | 0 | 0 | 0 |  | 2018-64516 | 8500.8 | 1.61 | 1747200 | N/A | 0 | 0 | 5491.2 | 5491.2 | 1.04 | 1996800 | 2019-82353 | 2020-34359 | 0 | 0 | 5487 | 5487 | 1.0392 | 2119397 | 2502285 | 386.2579
| 35072360 | CONS | PLAN | 2020444 | 1.05 | 1.05 | 2021 |  |  |  | 1111679.96 | CONS | 163692102 | SALT SPRINGS 2102 | SALT SPRINGS 21023142 | 256 | 17.9625 | 2659 | 0.22061 | 0.00086175 | 2600 | 0.0086401 | 8 | Tier 3 | PRE | ARNOLD | Calaveras | Stockton | Central Valley | 5783906 | E.5015236.01 | 114754229 | 35072360 | CWSP-SALT SPRINGS 2102-LR3142-PH 2.1 | 5541 | 0 | 0 | 0 |  | 2018-60542 | 7708.8 | 1.46 | 1574171 | 2019-35904 | 0 | 0 | 5305 | 5305 | 1.0047 | 1929090.9091 | 2019-64378 | 2020-45688 | 0 | 0 | 5541 | 5541 | 1.0494 | 1932059 | 2583069 | 348.6842
| 35116442 | CONS | PART | 2020444 | 2.1 | 0.31 | 2020 |  |  | 1.79 | 1642562.54 | CONS | 163661702 | MIWUK 1702 | MIWUK 170238218 | 132 | 10.9416 | 2678 | 0.098599 | 0.00074696 | 2665 | 0.012679 | 32 | Tier 3 | PRE | TWAIN HARTE | Tuolumne | Yosemite | Central Valley | 5785982 | E.5014776.03 | 117605169 | 35116442 | CWSP-MIWUK 1702-LR38218-PH1.3 | 12386 | 0 | 0 | 0 |  | 2018-60918 | 9768 | 1.85 | 1963016 | 2019-35889 | 0 | 0 | 11065 | 11065 | 2.0956 | 4023636.3636 | 2020-11921 | 2020-34785 | 0 | 0 | 12386 | 12386 | 2.3458 | 2994831 | 3849738 | 241.7916
| 35116444 | CONS | PLAN | 2020444 | 2.1 | 2.1 | 2021 |  |  |  | 719939.61 | CONS | 163661702 | MIWUK 1702 | MIWUK 170238218 | 132 | 10.9416 | 2678 | 0.098599 | 0.00074696 | 2665 | 0.012679 | 32 | Tier 3 | PRE | TWAIN HARTE | Tuolumne | Yosemite | Central Valley | 5785984 | E.5014776.05 | 117605182 | 35116444 | CWSP-MIWUK 1702-LR38218-PH1.5 | 11100 | 0 | 0 | 0 |  | 2018-60918 | 9768 | 1.85 | 1963016 | 2019-35889 | 0 | 0 | 9600 | 9600 | 1.8182 | 3490909.0909 | 2019-57736 | 2020-27703 | 0 | 0 | 11100 | 11100 | 2.1023 | 2648178 | 3531134 | 238.5746
| 35052825 | CONS | PLAN | 2020444 | 1.17 | 1.17 | 2021 |  |  |  | 463204.49 | CONS | 163661702 | MIWUK 1702 | MIWUK 1702S2247 | 21 | 1.4879 | 2737 | 0.010338 | 0.00049228 | 2641 | 0.0054466 | 26 | Tier 3 | PRE | TWAIN HARTE | Tuolumne | Yosemite | Central Valley | 5785221 | E.5014722.01 | 114701195 | 35052825 | CWSP-MIWUK 1702-LR 8090-PH 1.1 | 6168 | 0 | 0 | 0 |  | 2018-63127 | 10296 | 1.95 | 2134266 | 2019-35902 | 0 | 0 | 5785 | 5785 | 1.0956 | 2103636.3636 | 2019-54146 | 2020-43899 | 0 | 0 | 6168 | 6168 | 1.1682 | 2342292 | 3544410 | 379.749
| 35137590 | ECOP | PLAN | 2021001 | 0.53 | 0.53 | 2021 |  |  |  | 5107.21 | ESTS | 43141101 | MIDDLETOWN 1101 | MIDDLETOWN 1101CB | 146 | 4.731 | 86 | 52.8144 | 0.36174 | 335 | 3.9642 | 413 | Tier 3 | ECOP | MIDDLETOWN | Lake | Humboldt | Northern | 5530164 |  | 118093216 | 35137590 | ECOP-MIDDLETOWN 1101-H02-CB | 2824 | 0 | 0 | 0 |  | 2019-73180 | 2798 | 0.52992 | 564800 | 2020-03-04 | 0 | 0 | 2824 | 2824 | 0.53485 | 1026909.0909
| 35191319 | ECOP | PLAN | 2021003 | 0.76 | 0.76 | 2021 |  |  |  | 1529.29 | UNSE | 42991105 | LAS GALLINAS A 1105 | LAS GALLINAS A 110599904 | 54 | 5.5621 | 215 | 13.5032 | 0.25006 | 739 | 1.4982 | 213 | Tier 3 | ECOP | NICASIO | Marin | North Bay | Northern | 5541305 | E.5034355.01 | 119518398 | 35191319 | ECOP - LAS GALLINAS A 1105 - H01-LR99904 | 2200 | 1755 | 0 | 0 |  |  |  | 0 |  | - |  |  |  | 0 | 0
| 35192284 | ECOP | PLAN | 2021007 | 5.89 | 5.89 | 2021 |  |  |  | 4273.35 | UNSE | 43432104 | SILVERADO 2104 | SILVERADO 2104726 | 263 | 30.3762 | 279 | 58.7725 | 0.22347 | 368 | 7.6354 | 582 | Tier 3 | ECOP | POPE VALLEY | Napa | North Bay | Bay Area | 5792107 | E.5034416.01 | 119556691 | 35192284 | ECOP - SILVERADO 2104 - H05-LR726 | 34008 | 0 | 0 | 0 |  |  |  | 0 |  | - |  |  |  |  | 0
| 35137593 | ECOP | PLAN | 2021008 | 1.38 | 1.38 | 2021 |  |  |  | 4591.69 | ESTS | 43141101 | MIDDLETOWN 1101 | MIDDLETOWN 11014646 | 165 | 18.5633 | 328 | 32.9712 | 0.19983 | 415 | 1.6422 | 235 | Tier 3 | ECOP | COBB | Lake | Humboldt | Northern | 5530164 |  | 118125945 | 35137593 | ECOP-MIDDLETOWN 1101-H07-LR4646 | 7273 | 0 | 0 | 0 |  | 2019-73200 | 7286 | 1.3799 | 1454600 | 2020-03-04 | 0 | 0 | 7273 | 7273 | 1.3775 | 2644727.2727
| 35137596 | ECOP | PLAN | 2021009 | 0.97 | 0.97 | 2021 |  |  |  | 2867.73 | ESTS | 43141101 | MIDDLETOWN 1101 | MIDDLETOWN 11014646 | 165 | 18.5633 | 328 | 32.9712 | 0.19983 | 415 | 1.1543 | 235 | Tier 3 | ECOP | COBB | Lake | Humboldt | Northern | 5530164 |  | 118127757 | 35137596 | ECOP-MIDDLETOWN 1101-H08-LR4646 | 5131 | 0 | 0 | 0 |  | 2019-73285 | 5121 | 0.96989 | 1026000 | 2020-03-04 | 0 | 0 | 5131 | 5131 | 0.97178 | 1865818.1818
| 35192280 | ECOP | PLAN | 2021011 | 2.38 | 2.38 | 2021 |  |  |  | 1529.29 | UNSE | 12022212 | CLAYTON 2212 | CLAYTON 221296224 | 174 | 19.3992 | 377 | 32.6329 | 0.18755 | 281 | 2.6824 | 267 | Tier 3 | ECOP | CONCORD | Contra Costa | Diablo | Bay Area | 5792091 | E.5034400.01 | 119556070 | 35192280 | ECOP - CLAYTON 2212 - H04-LR2951 | 12566.4 | 0 | 0 | 0 |  |  |  | 0 |  | - |  |  |  | 0 | 0
| 35192281 | ECOP | PLAN | 2021012 | 5.2 | 5.2 | 2021 |  |  |  | 1529.29 | UNSE | 43141101 | MIDDLETOWN 1101 | MIDDLETOWN 110148212 | 110 | 10.6994 | 468 | 17.6327 | 0.1603 | 729 | 5.7417 | 375 | Tier 3 | ECOP | MIDDLETOWN | Lake | Humboldt | Northern | 5792097 | E.5034406.01 | 119556250 | 35192281 | ECOP - MIDDLETOWN 1101 - H16-LR48212 - PH 1 | 27456 | 0 | 0 | 0 |  |  |  | 0 |  | - |  |  |  |  | 0
| 35192282 | ECOP | PLAN | 2021013 | 5 | 5 | 2021 |  |  |  | 1529.29 | UNSE | 43141101 | MIDDLETOWN 1101 | MIDDLETOWN 110148212 | 110 | 10.6994 | 468 | 17.6327 | 0.1603 | 729 | 5.5209 | 375 | Tier 3 | ECOP | MIDDLETOWN | Lake | Humboldt | Northern | 5792098 | E.5034407.01 | 119556300 | 35192282 | ECOP - MIDDLETOWN 1101 - H16-LR48212 - PH 2 | 26400 | 0 | 0 | 0 | [5 empty] | -
| 35174478 | ECOP | PLAN | 2021014 | 8.17 | 8.17 | 2021 |  |  |  | 0 | UNSE | 43141101 | MIDDLETOWN 1101 | MIDDLETOWN 1101548 | 298 | 27.4082 | 474 | 47.4878 | 0.15935 | 1108 | 10.7707 | 30 | Tier 3 | ECOP | MIDDLETOWN | Lake | Humboldt | Northern | 5790111 | E.5033917.01 | 118913024 | 35174478 | ECOP - MIDDLETOWN 1101 - H12 - LR548-PH1 | 17557 | 3931 | 2907 | 0 | 2020-51635 | 2020-51816 | 20275 | 3.84 | 5879607 | 2020-09-24 | 0 | 0 | 33898 | 33898 | 6.4201 | 12326545.4545
| 35174479 | ECOP | PLAN | 2021015 | 7 | 7 | 2021 |  |  |  | 11772.8 | UNSE | 43141101 | MIDDLETOWN 1101 | MIDDLETOWN 1101548 | 298 | 27.4082 | 474 | 47.4878 | 0.15935 | 1108 | 9.1179 | 30 | Tier 3 | ECOP | MIDDLETOWN | Lake | Humboldt | Northern | 5790119 | E.5033918.01 | 118913025 | 35174479 | ECOP - MIDDLETOWN 1101 - H12 - LR548-PH2 | 36586 | 12561 | 0 | 0 |  | 2020-53670 | 48840 | 9.25 | 13481516 | 2020-09-24 | 0 | 0 | 57341 | 57341 | 10.86 | 20851272.7273
| 35174501 | ECOP | PLAN | 2021016 | 7 | 7 | 2021 |  |  |  | 9454.44 | UNSE | 43141101 | MIDDLETOWN 1101 | MIDDLETOWN 1101548 | 298 | 27.4082 | 474 | 47.4878 | 0.15935 | 1108 | 9.904 | 30 | Tier 3 | ECOP | MIDDLETOWN | Lake | Humboldt | Northern | 5790112 | E.5033919.01 | 118913026 | 35174501 | ECOP - MIDDLETOWN 1101 - H12 - LR548-PH3 | 27614 | 23348 | 0 | 0 | 2020-53723 | 2020-53724 | 50952 | 9.65 | 16768361 | 2020-09-24 | 0 | 0 | 52061 | 52061 | 9.86 | 18931272.7273
| 35192292 | ECOP | PLAN | 2021020 | 2.6 | 2.6 | 2021 |  |  |  | 1529.29 | UNSE | 42561107 | FULTON 1107 | FULTON 1107604 | 169 | 17.4386 | 637 | 20.5661 | 0.12169 | 641 | 2.306 | 225 | Tier 3 | ECOP | SANTA ROSA | Sonoma | Sonoma | Northern | 5792094 | E.5034403.01 | 119556108 | 35192292 | ECOP - FULTON 1107 - H02-LR604 | 15593 | 5377 | 0 | 0 |  |  |  | 0 |  | - |  |  |  | 0 | 0
| 35191383 | ECOP | PLAN | 2021021 | 1.05 | 1.05 | 2021 |  |  |  | 1529.29 | UNSE | 43432102 | SILVERADO 2102 | SILVERADO 210258626 | 125 | 15.2217 | 663 | 14.6249 | 0.117 | 627 | 0.67592 | 250 | Tier 3 | ECOP | SAINT HELENA | Napa | North Bay | Bay Area | 5541309 | E.5034359.01 | 119518528 | 35191383 | ECOP - SILVERADO 2102 - H01-LR58626 | 6438 | 0 | 0 | 0 |  |  |  | 0 |  | - |  |  |  | 0 | 0
| 35191318 | ECOP | PLAN | 2021022 | 1.11 | 1.11 | 2021 |  |  |  | 2908.35 | UNSE | 43432102 | SILVERADO 2102 | SILVERADO 210258626 | 125 | 15.2217 | 663 | 14.6249 | 0.117 | 627 | 0.71454 | 250 | Tier 3 | ECOP | SAINT HELENA | Napa | North Bay | Bay Area | 5541303 | E.5034352.01 | 119518390 | 35191318 | ECOP - SILVERADO 2102 - H02-LR58626 | 6410 | 0 | 0 | 0 | 2020-56830 | 2020-56833 | 6441 | 1.2199 | 1153750 | -
| 35192290 | ECOP | PLAN | 2021026 | 2.59 | 2.59 | 2021 |  |  |  | 1529.29 | UNSE | 152261107 | DIAMOND SPRINGS 1107 | DIAMOND SPRINGS 11071402 | 541 | 44.1915 | 811 | 49.924 | 0.092281 | 726 | 1.9604 | 244 | Tier 3 | ECOP | PLACERVILLE | El Dorado | Sierra | Northern | 5792092 | E.5034401.01 | 119556075 | 35192290 | ECOP - DIAMOND SPRINGS 1101 - H01-LR1402 | 26402 | 0 | 0 | 0 |  |  |  | 0 |  | - |  |  |  | 0 | 0
| 35192291 | ECOP | PLAN | 2021027 | 2.18 | 2.18 | 2021 |  |  |  | 1529.29 | UNSE | 152261107 | DIAMOND SPRINGS 1107 | DIAMOND SPRINGS 11071402 | 541 | 44.1915 | 811 | 49.924 | 0.092281 | 726 | 1.6501 | 244 | Tier 3 | ECOP | PLACERVILLE | El Dorado | Sierra | Northern | 5792093 | E.5034402.01 | 119556091 | 35192291 | ECOP - DIAMOND SPRINGS 1101 - H02-LR1402 | 15109 | 0 | 0 | 0 |  |  |  | 0 |  | - |  |  |  | 0 | 0
| 35191937 | ECOP | PLAN | 2021028 | 2.13 | 2.13 | 2021 |  |  |  | 3179.19 | UNSE | 43292102 | PUEBLO 2102 | PUEBLO 2102792 | 180 | 19.3407 | 951 | 13.2101 | 0.073389 | 1012 | 1.0947 | 40 | Tier 3 | ECOP | NAPA | Napa | North Bay | Bay Area | 5792064 | E.5034372.01 | 119553837 | 35191937 | ECOP - PUEBLO 2102 - H01-LR792 | 13092 | 4546 | 0 | 0 | 2020-61147 | 2020-61154 | 13094.4 | 2.48 | 3777700 | -
| 77779999 | FRRB | PLAN | 2021777 | 4.8 | 4.8 |  |  |  |  | 0 | UNSE | 24101103 | HALF MOON BAY 1103 | HALF MOON BAY 110369412 | 150 | 15.5679 | 2055 | 1.1767 | 0.0078448 | 1975 | 0.35919 |  |  | FRRB | [8 empty] | FRRB - HALF MOON BAY 1103 - 69412 | 0 | 25344 | 0 | 0
| 77779999 | FRRB | PLAN | 2021777 | 7.9 | 7.9 |  |  |  |  | 0 | UNSE | 102781101 | ELK CREEK 1101 | ELK CREEK 11012106 | 67 | 13.2402 | 340 | 13.1388 | 0.1961 | 40 | 7.7611 |  |  | FRRB | [8 empty] | FRRB - ELK CREEK 1101 LR 2106 | 0 | 0 | 0 | 41712
| 35145522 | PSPS | PLAN | 2021002 | 3.95 | 3.95 | 2021 |  |  |  | 127485.93 | PEND | 153612104 | CLARKSVILLE 2104 | CLARKSVILLE 2104CB | 107 | 8.8028 | 134 | 32.5187 | 0.30391 | 385 | 14.4458 | 541 | Tier 3 | PSPS | El Dorado Hills | El Dorado | Sierra | Northern | 5788783 | E.5025635.01 | 118265394 | 35145522 | PSPS - Clarksville 2104 - CB | 0 | 13464 | 0 | 0 |  | 2019-80671 | 13464 | 2.55 | 23720000 | N/A | 0 | 13464 | 0 | 13464 | 2.55 | 10710000 | 2020-38602
| 35145540 | PSPS | PLAN | 2021029 | 1.09 | 1.09 | 2021 |  |  |  | 149235.66 | PEND | 163451702 | FROGTOWN 1702 | FROGTOWN 1702CB | 47 | 1.4614 | 1316 | 1.844 | 0.039234 | 1692 | 1.3616 | 3052 | Tier 3 | PSPS | Angels | Calaveras | Stockton | Central Valley | 5788779 | E.5025634 | 118259180 | 35145540 | PSPS – Frogtown 1702 – CB | 0 | 2640 | 0 | 0 |  | 2019-80603 | 2640 | 0.5 | 3900000 | N/A | 0 | 2640 | 0 | 2640 | 0.5 | 2100000 | 2020-42690
| 35145001 | PSPS | PLAN | 2021030 | 1.6 | 1.6 | 2021 |  |  |  | 119267.66 | PEND | 12022215 | CLAYTON 2215 | CLAYTON 2215184604 | 106 | 2.0891 | 1739 | 1.7951 | 0.016935 | 1716 | 1.3512 | 1165 | Tier 3 | PSPS | CONCORD | CONTRA COSTA | Diablo | Bay Area | 5788778 | E.5025639 | 118259181 | 35145001 | PSPS - Clayton 2215 – CB | 475.2 | 20592 | 0 | 0 |  | 2019-79149 | 11616 | 2.2 | 19530000 | N/A | 0 | 20592 | 475.2 | 21067.2 | 3.99 | 16758000
| 35145524 | PSPS | PLAN | 2021031 | 0.72 | 0.72 | 2021 |  |  |  | 111830.89 | ADER | 43321103 | RINCON 1103 | RINCON 1103CB | 41 | 2.4433 | 1755 | 0.67489 | 0.016461 | 2033 | 0.19689 | 628 | Tier 3 | PSPS | SANTA ROSA | Sonoma | Sonoma | Northern | 5788786 | E.5025637 | 118266591 | 35145524 | PSPS - Rincon 1101 and 1103- CB | 0 | 7920 | 0 | 0 |  | 2019-82381 | 7920 | 1.5 | 14953636 | N/A | 0 | 7920 | 0 | 7920 | 1.5 | 6300000 | 2020-48279
| 35144944 | PSPS | PLAN | 2021032 | 0.26 | 0.26 | 2021 |  |  |  | 107106.57 | PEND | 22721107 | SNEATH LANE 1107 | SNEATH LANE 1107CB | 45 | 1.0038 | 2336 | 0.14045 | 0.003121 | 2144 | 0.036015 | 2845 | Tier 3 | PSPS | SOUTH SAN FRANCISO | SAN MATEO | Peninsula | Central Coast | 5530170 |  | 118261958 | 35144944 | PSPS – Sneath Lane 1107 – CB | 0 | 739.2 | 0 | 0 |  | 2019-78877 | 739.2 | 0.14 | 738936 | N/A | 0 | 739.2 | 0 | 739.2 | 0.14 | 588000 | 2020-18832
| 35145002 | PSPS | PLAN | 2021033 | 0.68 | 0.68 | 2021 |  |  |  | 109425.47 | APPR | 42481101 | IGNACIO 1101 | IGNACIO 1101CB | 19 | 1.6722 | 2448 | 0.042331 | 0.0022279 | 2447 | 0.017042 | 2421 | Tier 3 | PSPS | NOVATO | MARIN | North Bay | Bay Area | 5788780 | E.5025640 | 118262844 | 35145002 | PSPS - Ignacio 1101 - CB | 0 | 3590.4 | 0 | 0 |  | 2019-78952 | 3585.12 | 0.679 | 2194800 | N/A | 0 | 3590.4 | 0 | 3590.4 | 0.68 | 2856000
| 35145003 | PSPS | PLAN | 2021034 | 0.28 | 0.28 | 2021 |  |  |  | 82101.35 | PEND | 13801103 | MORAGA 1103 | MORAGA 1103CB | 82 | 1.3309 | 2631 | 0.082476 | 0.0010058 | 2698 | 0.017178 | 2231 | Tier 3 | PSPS | ORINDA | CONTRA COSTA | Diablo | Bay Area | 5788781 | E.5025641 | 118263229 | 35145003 | PSPS - Moraga 1103 - CB | 0 | 1161.6 | 0 | 0 |  | 2019-78960 | 1161.6 | 0.22 | 2050000 | N/A | 0 | 1161.6 | 0 | 1161.6 | 0.22 | 924000 | 2020-33628
| 35144941 | PSPS | PLAN | 2021035 | 2.59 | 2.59 | 2021 |  |  |  | 155124.46 | ADER | 83252105 | PAUL SWEET 2105 | PAUL SWEET 2105CB | 86 | 7.4461 | 2633 | 0.086208 | 0.0010024 | 2727 | 0.020645 | 1376 | Tier 3 | PSPS | SANTA CRUZ | SANTA CRUZ | Central Coast | Central Coast | 5788792 | E.5025646 | 118261469 | 35144941 | PSPS - Paul Sweet 2105 - CB PH 1 | 17212.8 | 1056 | 0 | 0 |  | 2020-07355 | 16737.6 | 3.17 | 4786588 | N/A | 0 | 1056 | 17212.8 | 18268.8 | 3.46 | 14532000 | 2020-45854
| 35144943 | PSPS | PLAN | 2021036 | 0.63 | 0.63 | 2021 |  |  |  | 67738.31 | ESTS | 83692105 | ROB ROY 2105 | ROB ROY 2105CB | 17 | 0.73407 | 2781 | 0.0058961 | 0.00034683 | 2817 | 0.0050096 | 2564 | Tier 3 | PSPS | APTOS | SANTA CRUZ | Central Coast | Central Coast | 5788791 | E.5025648 | 118261587 | 35144943 | PSPS - Rob Roy 2105 - CB | 0 | 2851.2 | 0 | 0 |  | 2020-03578 | 3326.4 | 0.63 | 1574100 | N/A | 0 | 2851.2 | 0 | 2851.2 | 0.54 | 2268000
| 35145004 | PSPS | PLAN | 2021037 | 0.62 | 0.62 | 2021 |  |  |  | 77591.83 | PEND | 14161106 | ROSSMOOR 1106 | ROSSMOOR 1106CB | 60 | 1.8254 | 3259 | 0.00030957 | 5.1594e-06 | 2856 | 0.00010409 | 1372 | Tier 3 | PSPS | LAFAYETTE | CONTRA COSTA | Diablo | Bay Area | 5788782 | E.5025642 | 118263746 | 35145004 | PSPS - Rossmoor 1106 – CB | 0 | 4171.2 | 0 | 0 |  | 2019-79022 | 2112 | 0.4 | 3720000 | N/A | 0 | 4171.2 | 0 | 4171.2 | 0.79 | 3318000 | 2020-31291
| 35145525 | PSPS | PLAN | 2021038 | 1.78 | 1.78 | 2021 |  |  |  | 126300.05 | PEND | 43321104 | RINCON 1104 | RINCON 1104CB | 34 | 0.56024 | 3302 | 0.00014935 | 4.3928e-06 | 2944 | 0.00046978 | 1522 | Tier 2 | PSPS | Santa Rosa | Sonoma | Sonoma | Northern | 5788787 | E.5025638.01 | 118266592 | 35145525 | PSPS - Rincon 1102 and 1104 - CB | 0 | 9398.4 | 0 | 0 |  | 2019-82382 | 9398.4 | 1.78 | 17891818 | N/A | 0 | 9398.4 | 0 | 9398.4 | 1.78 | 7476000 | 2020-50683 | [10 empty] | 2020-28718
| 35145006 | PSPS | PLAN | 2021039 | 0.27 | 0.27 | 2021 |  |  |  | 101422.64 | ESTS | 43201101 | STAFFORD 1101 | STAFFORD 1101902998 | 81 | 1.0766 | 3483 | 0.00018615 | 2.2981e-06 | 3428 | 4.6216e-05 | 2388 | Tier 3 | PSPS | NOVATO | MARIN | North Bay | Bay Area | 5788788 | E.5025644 | 118263874 | 35145006 | PSPS - Stafford 1101 - LR 1298 | 0 | 1425.6 | 0 | 0 |  | 2019-79042 | 1425.6 | 0.27 | 2500000 | N/A | 0 | 1425.6 | 0 | 1425.6 | 0.27 | 1134000 | 2020-51115
| 35101875 |  | BUTTE | [7 empty] | 1139321.52 | FICL | 102541102 | 0 | 0 |  |  |  | 0 |  | #N/A |  | 0 | Tier 3 | BUTTE | PARADISE LOC | Butte | North Valley | Northern | 5786123 |  | 117243977 | 35101875 | BUCOCAMP - DEER CRK & LUCKY JOHN, PARADI | [7 empty] | 0 | [5 empty] | 0 | 0
| 35118513 |  | BUTTE | [7 empty] | 0 | UNSE | 102541102 | 0 | 0 |  |  |  | 0 |  | #N/A |  | 0 | Tier 3 | BUTTE | PARADISE | Butte | North Valley | Northern | 5786123 |  | 117667199 | 35118513 | BUCOCAMP - DEL MAR AVE, PARADISE | [7 empty] | 0 | [5 empty] | 0 | 0
| 35118511 |  | BUTTE | [7 empty] | 0 | UNSE | 102541102 | 0 | 0 |  |  |  | 0 |  | #N/A |  | 0 | Tier 3 | BUTTE | PARADISE | Butte | North Valley | Northern | 5786123 |  | 117666940 | 35118511 | BUCOCAMP - DEL MAR AVE, PARADISE | [7 empty] | 0 | [5 empty] | 0 | 0
| 35118502 |  | BUTTE | [7 empty] | 80618.09 | ESTS | 102541102 | 0 | 0 |  |  |  | 0 |  | #N/A |  | 0 | Tier 3 | BUTTE | PARADISE | Butte | North Valley | Northern | 5786123 |  | 117665302 | 35118502 | BUCOCAMP - DELIA WAY, PARADISE | [7 empty] | 0 | [5 empty] | 0 | 0
| 35118671 |  | BUTTE | [7 empty] | 0 | UNSE | 102541102 | 0 | 0 |  |  |  | 0 |  | #N/A |  | 0 | Tier 3 | BUTTE | MAGALIA | Butte | North Valley | Northern | 5786123 |  | 117673517 | 35118671 | BUCOCAMP - DRAKE CT, MAGALIA | [7 empty] | 0 | [5 empty] | 0 | 0
| 35105649 |  | BUTTE | [7 empty] | 890197.09 | DOCC | 102541102 | 0 | 0 |  |  |  | 0 |  | #N/A |  | 0 | Tier 3 | BUTTE | PARADISE | Butte | North Valley | Northern | 5786123 |  | 117307198 | 35105649 | BUCOCAMP - DRENDEL & STEARNS, PARADIS | [7 empty] | 0 | [5 empty] | 0 | 0
| 35110372 |  | BUTTE | [7 empty] | 915657.64 | DOCC | 102541102 | 0 | 0 |  |  |  | 0 |  | #N/A |  | 0 | Tier 3 | BUTTE | PARADISE | Butte | North Valley | Northern | 5786123 |  | 117398952 | 35110372 | BUCOCAMP - EAGLET WAY & PENTZ , PARADISE | [7 empty] | 0 | [5 empty] | 0 | 0 |  | 2019-58591
| 35095246 |  | BUTTE | [7 empty] | 145500.54 | PEND | 102541102 | 0 | 0 |  |  |  | 0 |  | #N/A |  | 0 | Tier 3 | BUTTE | PARADISE | Butte | North Valley | Northern | 5786123 |  | 117164122 | 35095246 | BUCOCAMP - ERIKA DRIVE, PARADISE | [7 empty] | 0 | [5 empty] | 0 | 0
| 35112091 |  | BUTTE | [7 empty] | 345911.4 | FICL | 102541102 | 0 | 0 |  |  |  | 0 |  | #N/A |  | 0 | Tier 3 | BUTTE | PARADISE | Butte | North Valley | Northern | 5786123 |  | 117463140 | 35112091 | BUCOCAMP - FERN, PARADISE | [7 empty] | 0 | [5 empty] | 0 | 0
| 35118517 |  | BUTTE | [7 empty] | 1145968.7 | UNSE | 102541102 | 0 | 0 |  |  |  | 0 |  | #N/A |  | 0 | Tier 3 | BUTTE | PARADISE | Butte | North Valley | Northern | 5786123 |  | 117668710 | 35118517 | BUCOCAMP - FLICKER LN, PARADISE | [7 empty] | 0 | [5 empty] | 0 | 0 |  |  | 2020-33914 | 0 | 0 | 28703 | 28703 | 5.4362 | 7388300 | 9647729 | 257.4051
| 35118519 |  | BUTTE | [7 empty] | 70.09 | UNSE | 102541102 | 0 | 0 |  |  |  | 0 |  | #N/A |  | 0 | Tier 3 | BUTTE | PARADISE | Butte | North Valley | Northern | 5786123 |  | 117668843 | 35118519 | BUCOCAMP - FOLAND RD, PARADISE | [7 empty] | 0 | [5 empty] | 0 | 0
| 35118438 |  | BUTTE | [7 empty] | 2901.46 | UNSE | 42871101 | 0 | 0 |  |  |  | 0 |  | #N/A |  | 0 | Tier 3 | BUTTE | PARADISE | Butte | North Valley | Northern | 5786123 |  | 117665053 | 35118438 | BUCOCAMP - FOSTER RD, PARADISE | [7 empty] | 0 | [5 empty] | 0 | 0
| 35118702 |  | BUTTE | [7 empty] | 293331.38 | UNSE | 42301101 | 0 | 0 |  |  |  | 0 |  | #N/A |  | 0 | Tier 3 | BUTTE | PARADISE | Butte | North Valley | Northern | 5786123 |  | 117669020 | 35118702 | BUCOCAMP - GREGS WAY, PARADISE | [7 empty] | 0 | [5 empty] | 0 | 0
| 35118663 |  | BUTTE | [7 empty] | 482824.97 | UNSC | 14662112 | 0 | 0 |  |  |  | 0 |  | #N/A |  | 0 | Tier 3 | BUTTE | PARADISE | Butte | North Valley | Northern | 5786123 |  | 117670940 | 35118663 | BUCOCAMP - HEAVENS GATE, PARADISE | [7 empty] | 0 | [5 empty] | 0 | 0 |  |  | 2020-42696 | 0 | 0 | 3068 | 3068 | 0.58106 | 915291 | 1284547 | 298.3347
| 35110369 |  | BUTTE | [7 empty] | 1307804.88 | MAPP | 83392110 | 0 | 0 |  |  |  | 0 |  | #N/A |  | 0 | Tier 3 | BUTTE | PARADISE | Butte | North Valley | Northern | 5786123 |  | 117393835 | 35110369 | BUCOCAMP - HOLLYBROOK & PENTZ , PARADISE | [7 empty] | 0 | [5 empty] | 0 | 0 |  | 2019-51886
| 35109832 |  | BUTTE | [7 empty] | 1207356.54 | DOCC | 152591101 | 0 | 0 |  |  |  | 0 |  | #N/A |  | 0 | Tier 3 | BUTTE | PARADISE | Butte | North Valley | Northern | 5786123 |  | 117380789 | 35109832 | BUCOCAMP - HONEYSUCKLE LN , PARADISE | [7 empty] | 0 | [5 empty] | 0 | 0
| 35110374 |  | BUTTE | [7 empty] | 398.57 | UNSE | 162821702 | 0 | 0 |  |  |  | 0 |  | #N/A |  | 0 | Tier 3 | BUTTE | PARADISE | Butte | North Valley | Northern | 5786123 |  | 117398959 | 35110374 | BUCOCAMP - LUNAR LN & DEAN, PARADISE | [7 empty] | 0 | [5 empty] | 0 | 0
| 35101876 |  | BUTTE | [7 empty] | 1045504 | FICL | 162821702 | 0 | 0 |  |  |  | 0 |  | #N/A |  | 0 | Tier 3 | BUTTE | PARADISE LOC | Butte | North Valley | Northern | 5786123 |  | 117244453 | 35101876 | BUCOCAMP - MADRONE & GRAHAM, PARADISE | [7 empty] | 0 | [5 empty] | 0 | 0
| 35105647 |  | BUTTE | [7 empty] | 1707079.22 | CONS | 162821702 | 0 | 0 |  |  |  | 0 |  | #N/A |  | 0 | Tier 3 | BUTTE | PARADISE | Butte | North Valley | Northern | 5786123 |  | 117306975 | 35105647 | BUCOCAMP - MERRILL RD & PENTZ, PARADISE | [7 empty] | 0 | [5 empty] | 0 | 0 |  | 2019-46761
| 35112089 |  | BUTTE | [7 empty] | 563329.52 | DOCC | 162821702 | 0 | 0 |  |  |  | 0 |  | #N/A |  | 0 | Tier 3 | BUTTE | PARADISE | Butte | North Valley | Northern | 5786123 |  | 117463088 | 35112089 | BUCOCAMP - MEYERS, PARADISE | [7 empty] | 0 | [5 empty] | 0 | 0
| 35118518 |  | BUTTE | [7 empty] | 1000.51 | UNSE | 162821702 | 0 | 0 |  |  |  | 0 |  | #N/A |  | 0 | Tier 3 | BUTTE | PARADISE | Butte | North Valley | Northern | 5786123 |  | 117668717 | 35118518 | BUCOCAMP - NIELSEN DR, PARADISE | [7 empty] | 0 | [5 empty] | 0 | 0
| 35112126 |  | BUTTE | [7 empty] | 0 | UNSE | 162821702 | 0 | 0 |  |  |  | 0 |  | #N/A |  | 0 | Tier 3 | BUTTE | PARADISE | Butte | North Valley | Northern | 5786123 |  | 117462530 | 35112126 | BUCOCAMP - PARAGALIA, PARADISE | [7 empty] | 0 | [5 empty] | 0 | 0
| 35118516 |  | BUTTE | [7 empty] | 0 | UNSE | 162821702 | 0 | 0 |  |  |  | 0 |  | #N/A |  | 0 | Tier 3 | BUTTE | PARADISE | Butte | North Valley | Northern | 5786123 |  | 117668385 | 35118516 | BUCOCAMP - PECK LN, PARADISE | [7 empty] | 0 | [5 empty] | 0 | 0
| 35118674 |  | BUTTE | [7 empty] | 0 | UNSE | 162821702 | 0 | 0 |  |  |  | 0 |  | #N/A |  | 0 | Tier 3 | BUTTE | MAGALIA | Butte | North Valley | Northern | 5786123 |  | 117673731 | 35118674 | BUCOCAMP - PUEBLO, MAGALIA | [7 empty] | 0 | [5 empty] | 0 | 0
| 35111486 |  | BUTTE | [7 empty] | 1544306.8 | FICL | 162821702 | 0 | 0 |  |  |  | 0 |  | #N/A |  | 0 | Tier 3 | BUTTE | PARADISE | Butte | North Valley | Northern | 5786123 |  | 117443527 | 35111486 | BUCOCAMP - RIPLEY LN, PARADISE | [7 empty] | 0 | [5 empty] | 0 | 0
| 35105653 |  | BUTTE | [7 empty] | 387830.27 | UNSE | 162821702 | 0 | 0 |  |  |  | 0 |  | #N/A |  | 0 | Tier 3 | BUTTE | PARADISE | Butte | North Valley | Northern | 5786123 |  | 117307657 | 35105653 | BUCOCAMP - SALIDA WAY, PARADISE | [7 empty] | 0 | [5 empty] | 0 | 0 |  |  | 2020-36863 | 0 | 0 | 8965 | 8965 | 1.6979 | 3243689 | 4632022
| 35118675 |  | BUTTE | [7 empty] | 0 | UNSE | 162821702 | 0 | 0 |  |  |  | 0 |  | #N/A |  | 0 | Tier 3 | BUTTE | MAGALIA | Butte | North Valley | Northern | 5786123 |  | 117673779 | 35118675 | BUCOCAMP - SHAW CIR, MAGALIA | [7 empty] | 0 | [5 empty] | 0 | 0
| 35110377 |  | BUTTE | [7 empty] | 3138862.1 | MAPP | 162821702 | 0 | 0 |  |  |  | 0 |  | #N/A |  | 0 | Tier 3 | BUTTE | PARADISE | Butte | North Valley | Northern | 5786123 |  | 117399397 | 35110377 | BUCOCAMP - SHAY LN & MERRILL, PARADISE | [7 empty] | 0 | [5 empty] | 0 | 0 |  | 2019-55036
| 35118700 |  | BUTTE | [7 empty] | 0 | UNSE | 162821702 | 0 | 0 |  |  |  | 0 |  | #N/A |  | 0 | Tier 3 | BUTTE | PARADISE | Butte | North Valley | Northern | 5786123 |  | 117668855 | 35118700 | BUCOCAMP - STARLIGHT CT, PARADISE | [7 empty] | 0 | [5 empty] | 0 | 0
| 35099654 |  | BUTTE | [7 empty] | 677378.43 | DOCC | 162821702 | 0 | 0 |  |  |  | 0 |  | #N/A |  | 0 | Tier 3 | BUTTE | PARADISE | Butte | North Valley | Northern | 5786123 |  | 117212284 | 35099654 | BUCOCAMP - SUNSET DR., PARADISE | [7 empty] | 0 | [5 empty] | 0 | 0
| 35101877 |  | BUTTE | [7 empty] | 2416778.09 | FICL | 162821702 | 0 | 0 |  |  |  | 0 |  | #N/A |  | 0 | Tier 3 | BUTTE | PARADISE LOC | Butte | North Valley | Northern | 5786123 |  | 117244755 | 35101877 | BUCOCAMP - THOMASSON & LUCKY JOHN, PARAD | [7 empty] | 0 | [5 empty] | 0 | 0 |  | 2019-47052
| 35112220 |  | BUTTE | [7 empty] | 522293.81 | CONS | 162821702 | 0 | 0 |  |  |  | 0 |  | #N/A |  | 0 | Tier 3 | BUTTE | PARADISE | Butte | North Valley | Northern | 5786123 |  | 117463683 | 35112220 | BUCOCAMP - VALLEY RIDGE, PARADISE | [7 empty] | 0 | [5 empty] | 0 | 0 |  |  | 2020-30126 | 0 | 0 | 193 | 193 | 0.036553 | 230519 | 346625 | 1194.399
| 35112128 |  | BUTTE | [7 empty] | 1163515 | DOCC | 162821702 | 0 | 0 |  |  |  | 0 |  | #N/A |  | 0 | Tier 3 | BUTTE | PARADISE | Butte | North Valley | Northern | 5786123 |  | 117462629 | 35112128 | BUCOCAMP - W WAGSTAFF, PARADISE | [7 empty] | 0 | [5 empty] | 0 | 0 |  | 2019-61097
| 35110379 |  | BUTTE | [7 empty] | 683654.33 | DOCC | 43201101 | 0 | 0 |  |  |  | 0 |  | #N/A |  | 0 | Tier 3 | BUTTE | PARADISE | Butte | North Valley | Northern | 5786123 |  | 117399822 | 35110379 | BUCOCAMP - WHITAKER & PENTZ, PARADIS | [7 empty] | 0 | [5 empty] | 0 | 0 |  | 2019-56524
| 35118673 |  | BUTTE | [7 empty] | 0 | UNSE | 43201101 | 0 | 0 |  |  |  | 0 |  | #N/A |  | 0 | Tier 3 | BUTTE | MAGALIA | Butte | North Valley | Northern | 5786123 |  | 117673635 | 35118673 | BUCOCAMP - WICHITA DR, MAGALIA | [7 empty] | 0 | [5 empty] | 0 | 0
| 35103617 |  | BUTTE | [7 empty] | 0 | UNSE | 42721104 | 0 | 0 |  |  |  | 0 |  | #N/A |  | 0 | Tier 3 | BUTTE | PARADISE LOC | Butte | North Valley | Northern | 5786123 |  | 117281820 | 35103617 | BUCOCAMP - WOODGLEN & BUTTE VW, PARADISE | [7 empty] | 0 | [5 empty] | 0 | 0
| 35118515 |  | BUTTE | [7 empty] | 0 | UNSE | 182052102 | 0 | 0 |  |  |  | 0 |  | #N/A |  | 0 | Tier 3 | BUTTE | PARADISE | Butte | North Valley | Northern | 5786123 |  | 117667802 | 35118515 | BUCOCAMP - YOUNG AVE, PARADISE | [7 empty] | 0 | [5 empty] | 0 | 0
| 35105650 |  | BUTTE | [7 empty] | 206398.64 | UNSE | 14671102 | 0 | 0 |  |  |  | 0 |  | #N/A |  | 0 | Tier 3 | BUTTE | PARADISE | Butte | North Valley | Northern | 5786123 |  | 117307360 | 35105650 | BUCOCAMP -FICKETT & CHANEY, PARADISE | [7 empty] | 0 | [5 empty] | 0 | 0 |  |  | 2020-36857 | 0 | 0 | 5145 | 5145 | 0.97443 | 4842531 | 6790957 | 941.2111
| 31098626 |  | COMP | 2020444 | 1.52 | 0 | 2020 |  |  | 1.52 | 1264850.41 | CONS | 153612104 | CLARKSVILLE 2104 | CLARKSVILLE 210413352 | 409 | 34.7401 | 586 | 55.1568 | 0.13486 | 774 | 1.6169 | 274 | Tier 3 | WDDB | EL DORADO HILLS | El Dorado | Sierra | Northern | 5530173 |  | 108895192 | 31098626 | CLARKSVILLE 2104 RECONDUCTOR -PH 3 Y2018 | 8038 | 0 | 0 | 0 |  | 2018-12249 | 8000 | 1.5152 | 680000 |  |  |  |  | 0 | 0 |  | 2018-44958 | 2018-50009 | 0 | 0 | 8052 | 8052 | 1.525 | 1090000 | 1510000 | 135.3701
| 31207090 |  | COMP | 2020444 | 1.299 | 0 | 2020 |  |  | 1.299 | 3426081.38 | DOCC | 42031125 | ALTO 1125 | ALTO 1125935 | 0 | 0 | 0 | 0 | 0 | #N/A | #DIV/0! | 634 | Tier 3 | WDDB | MILL VALLEY | Marin | North Bay | Bay Area | 5530168 |  | 111104615 | 31207090 | MVWF VIEWPOINT RD TENNVLY CNTY ALTO 1125 | 6500 | 0 | 0 | 0 |  | 2016-116546 | 8950 | 1.6951 | 1005000 | N/A |  |  |  | 0 | 0 |  | 2017-96352 | 2017-125260 | 0 | 0 | 6861 | 6861 | 1.2994 | 1670000 | 2091041 | 243.4048
| 31248532 |  | COMP | 2020086 | 0.74 | 0 | 2020 |  |  | 0.74 | 1479753 | DOCC | 24101101 | Half Moon Bay 1101 | HALF MOON BAY 11018902 | 145 | 14.1623 | 1344 | 5.2919 | 0.036496 | 1462 | 0.18526 | 1203 | Tier 3 | WDDB | HALF MOON BAY | San Mateo | Peninsula | Central Coast | 5530170 | P.12008.01 | 111724857 | 31248532 | HMB1101 LS CO4063 RECONDUCTOR W TW | 3896 | 0 | 0 | 0 |  | 2016-86667 | 1900 | 0.35985 | 235400 | [8 empty] | 2020-29336 | 0 | 0 | 4816 | 4816 | 0.91212 | 1840346 | 2610184 | 382.1316
| 31343500 |  | COMP | 2020444 | 1.51 | 0 | 2020 |  |  | 1.51 | 2729838.74 | FICL | 12350401 | ORINDA 0401 | ORINDA 0401N545R | 0 | 0 | 0 | 0 | 0 | #N/A | #DIV/0! | 1632 | Tier 3 | WDDB | ORINDA | Contra Costa | Diablo | Bay Area | 5530161 |  | 113163138 | 31343500 | 2019 ORINDA 401 HIGH SPLICE COUNT | 7959 | 0 | 0 | 0 |  | 2018-61516 | 6811.2 | 1.29 | 1056300 | N/A |  |  |  | 0 | 0 |  | 2019-60136 | 2020-16356 | 0 | 0 | 8023 | 8023 | 1.5195 | 2998329 | 4611914 | 373.7167
| 35031662 |  | COMP | 2020079 | 0.56 | 0 | 2020 |  |  | 0.56 | 1022308.58 | FICL | 82021106 | LOS GATOS 1106 | LOS GATOS 1106LB44 | 213 | 19.3536 | 1864 | 2.6623 | 0.012499 | 1950 | 0.051612 | 841 | Tier 3 | PRE | LOS GATOS | Santa Clara | De Anza | Central Coast | 5780841 | E.5014534.01 | 114474310 | 35031662 | CWSP - LOS GATOS 1106 - LB44 - PHASE 2.1 | 2978 | 0 | 0 | 0 |  | 2018-31656 | 24232 | 4.5894 | 2710000 | N/A |  |  |  | 0 | 0 |  | DS73 APPR | 2019-82067 | 0 | 0 | 2978 | 2978 | 0.56402 | 1109989 | 1363100 | 372.7297
| 35052820 |  | COMP | 2020044 | 2.01 | 0 | 2020 |  |  | 2.01 | 3218056.75 | DOCC | 163661702 | MIWUK 1702 | MIWUK 1702CB | 110 | 9.055 | 2369 | 0.30977 | 0.0028161 | 2489 | 0.04607 | 25 | Tier 3 | PRE | TWAIN HARTE | Tuolumne | Yosemite | Central Valley | 5785222 | E.5014773.01 | 114580704 | 35052820 | CWSP-MIWUK 1702-OCB-PH 1.1 | 10619 | 0 | 0 | 0 |  | 2018-71642 | 10771.2 | 2.04 | 2205280 | 2019-35893 | 0 | 0 | 10715 | 10715 | 2.0294 | 3896363.6364 | 2019-56178 | 2020-17168 | 0 | 0 | 10392 | 10392 | 1.9682 | 2058453 | 3585097 | 198.0805 | 2020-52012
| 35053033 |  | COMP | 2020091 | 5.9 | 0 | 2020 |  |  | 5.9 | 9130323.31 | CONS | 14662112 | TASSAJARA 2112 | TASSAJARA 2112D514R | 73 | 3.1274 | 1335 | 2.7213 | 0.037278 | 1441 | 3.4397 | 1556 | Tier 3 | WDDB | DANVILLE | Contra Costa | Diablo | Bay Area | 5782586 | E.5014753.01 | 114688204 | 35053033 | CWSP-TASSAJARA 2112-FUSE18053 | 31154 | 0 | 0 | 0 |  | 2018-55213 | 33264 | 6.3 | 7978000 | 2018-51915 |  |  | 33264 | 33264 | 6.3 | 9917190 | 2019-31237 | 2019-67231 | 0 | 0 | 31276 | 31276 | 5.9235 | 6236000 | 7664000 | 199.3861 |  | 2020-53499
| 35058273 |  | COMP | 2020444 | 1.18 | 0 | 2020 |  |  | 1.18 | 2618957.93 | CONS | 152762101 | EL DORADO PH 2101 | EL DORADO PH 2101CB | 74 | 7.4577 | 2250 | 0.3064 | 0.0041406 | 2350 | 0.032482 | 76 | Tier 2 | PRE | POLLOCK PINES | El Dorado | Sierra | Northern | 5782588 | E.5015420.01 | 114987127 | 35058273 | CWSP-EL DORADO 2101-OCBZONE-PH 1.1 | 6215 | 0 | 0 | 0 |  | 2018-81374 | 6784.8 | 1.285 | 1393353 | 2019-32222 | 0 | 0 | 6215 | 6215 | 1.1771 | 2260000 | 2019-53198 | 2020-10565 | 0 | 0 | 6215 | 6215 | 1.1771 | 3064343 | 4515047 | 493.056
| 35058905 |  | COMP | 2020444 | 2.11 | 0 | 2020 |  |  | 2.11 | 4586067.01 | DOCC | 102541102 | VOLTA 1102 | VOLTA 11029742 | 120 | 9.1272 | 2280 | 0.44061 | 0.0036718 | 2023 | 0.068246 | 229 | Tier 3 | PRE | SHINGLETOWN | Shasta | North Valley | Northern | 5782587 | E.5015428.01 | 115038304 | 35058905 | CWSP - VOLTA 1102 - LR 1648 - PH 4.1 | 11145 | 0 | 0 | 0 |  | 2018-84183 | 9672.96 | 1.832 | 1978660 | 2019-32208 | 0 | 0 | 11306 | 11306 | 2.1413 | 4111272.7273 | 2019-50798 | 2020-11989 | 0 | 0 | 11306 | 11306 | 2.1413 | 5085297 | 5418545 | 449.7875
| 35061213 |  | COMP | 2020138 | 1.34 | 0 | 2020 |  |  | 1.34 | 2329777.3 | FICL | 152481103 | BRUNSWICK 1103 | BRUNSWICK 110350070 | 201 | 17.7473 | 2144 | 1.2469 | 0.0062036 | 2255 | 0.06308 | 7 | Tier 3 | PRE | NEVADA CITY | Nevada | Sierra | Northern | 5783072 | E.5015567.01 | 115106582 | 35061213 | CWSP-BRUNSWICK 1103-LR50070-PH 3.1 | 7099 | 0 | 0 | 0 |  | 2018-85051 | 8147.04 | 1.543 | 1630650 | 2019-76353 | 0 | 0 | 48900 | 48900 | 9.2614 | 17781818.1818 | 2020-07072 | 2020-20976 | 0 | 0 | 7622 | 7622 | 1.4436 | 4177346 | 6076529 | 548.0643 |  | 2020-19680
| 35081748 |  | COMP | 2022444 | 0.27 | 0 |  |  |  | 0.27 | 608138.6 | CLSD | 83692105 | ROB ROY 2105 | ROB ROY 210538430 | 90 | 3.7665 | 2918 | 0.0033991 | 3.7768e-05 | 2912 | 0.00016325 | 1439 | Tier 3 | WDDB | APTOS | Santa Cruz | Central Coast | Central Coast | 5530159 | P.12007 | 113255642 | 35081748 | OH RECONDUCTOR - ROB ROY 2105 -S028CC119 | 1617 | 0 | 0 | 0 |  | 2019-16566 | 1617 | 0.30625 | 713114 | N/A | 0 | 0 | 1425 | 1425 | 0.26989 | 518181.8182 | 2018-74971 | 2019-16566 | 0 | 0 | 1617 | 1617 | 0.30625 | 713114 | 793408 | 441.0105
| 35085534 |  | COMP | 2020444 | 0.79 | 0 | 2019 | 0.07 | 0.72 | 0.79 | 1633647.28 | DOCC | 43432104 | SILVERADO 2104 | SILVERADO 2104722 | 99 | 7.8964 | 690 | 11.1613 | 0.11274 | 1130 | 0.74815 | 160 | Tier 3 | PRE | DEER PARK | Napa | North Bay | Bay Area | 5784863 | E.5014772.05 | 116951661 | 35085534 | CWSP - SILVERADO 2104 - LR722 PH 1E | 4191 | 0 | 0 | 0 |  | 2018-42785 | 5348.64 | 1.013 | 1031250 | 2019-16616 | 0 | 0 | 4191 | 4191 | 0.79375 | 1524000 | N/A | 2020-16449 | 0 | 0 | 4191 | 4191 | 0.79375 | 2055991 | 2126590 | 490.5729
| 35085535 |  | COMP | 2020444 | 1.67 | 0 | 2020 |  |  | 1.67 | 2434377 | DOCC | 43432104 | SILVERADO 2104 | SILVERADO 2104722 | 99 | 7.8964 | 690 | 11.1613 | 0.11274 | 1130 | 1.5815 | 160 | Tier 3 | PRE | DEER PARK | Napa | North Bay | Bay Area | 5784864 | E.5014772.06 | 116951668 | 35085535 | CWSP - SILVERADO 2104 - LR722 PH 1F | 8973 | 0 | 0 | 0 |  | 2018-42785 | 5348.64 | 1.013 | 1031250 | 2019-16616 | [6 empty] | N/A | 2020-16450 | 0 | 0 | 8973 | 8973 | 1.6994 | 2901132 | 2979682 | 323.318
| 35085537 |  | COMP | 2020444 | 0.71 | 0 | 2019 | 0.59 | 0.12 | 0.71 | 1210287.39 | DOCC | 43432104 | SILVERADO 2104 | SILVERADO 2104722 | 99 | 7.8964 | 690 | 11.1613 | 0.11274 | 1130 | 0.67238 | 160 | Tier 3 | PRE | DEER PARK | Napa | North Bay | Bay Area | 5784866 | E.5014772.08 | 116951738 | 35085537 | CWSP - SILVERADO 2104 - LR722 PH 1H | 3442 | 0 | 0 | 0 |  | 2018-42785 | 5348.64 | 1.013 | 1031250 | 2019-16616 | 0 | 0 | 3442 | 3442 | 0.65189 | 1251636.3636 | 2019-34723
| 35085538 |  | COMP | 2020444 | 1.97 | 0 | 2019 | 0.96 | 1.01 | 1.97 | 2696617.24 | FICL | 43432105 | SILVERADO 2105 | SILVERADO 2105658898 | 151 | 17.1737 | 1361 | 5.4002 | 0.035763 | 1546 | 0.41504 | 104 | Tier 2 | WDDB | SAINT HELENA | Napa | North Bay | Bay Area | 5784867 | E.5014317.02 | 116952145 | 35085538 | SILVERADO 2105 WIRE DOWN - PH 1 | 10413 | 0 | 0 | 0 | [6 empty] | 0 | 0 | 10413 | 10413 | 1.9722 | 3786545.4545
| 35085539 |  | PART | 2020444 | 6.44 | 4.5 | 2019 | 1.11 | 0.83 | 1.94 | 2306613.78 | DOCC | 43432105 | SILVERADO 2105 | SILVERADO 2105658898 | 151 | 17.1737 | 1361 | 5.4002 | 0.035763 | 1546 | 1.3568 | 104 | Tier 2 | WDDB | SAINT HELENA | Napa | North Bay | Bay Area | 5784868 | E.5014317.03 | 116952170 | 35085539 | SILVERADO 2105 WIRE DOWN - PH 2 | 34020 | 0 | 0 | 0 | [6 empty] | 0 | 0 | 34020 | 34020 | 6.4432 | 12370909.0909 | 2019-47267
| 35094393 |  | COMP | 2020063 | 2.02 | 0 | 2020 |  |  | 2.02 | 1728751.95 | FICL | 43311102 | KONOCTI 1102 | KONOCTI 1102532 | 124 | 9.7315 | 1999 | 1.1234 | 0.0090595 | 2215 | 0.15623 | 153 | Tier 3 | PRE | KELSEYVILLE | Lake | Humboldt | Northern | 5785163 | E.5015029.07 | 117130856 | 35094393 | CWSP-KONOCTI 1102-LR 532-PH6 | 10641 | 0 | 0 | 0 |  | 2018-50209 | 4593.6 | 0.87 | 930690 | N/A | [6 empty] | 2019-68393 | 2020-31021 | 0 | 0 | 10642 | 10642 | 2.0155 | 2814000 | 5195000 | 264.424
| 35094394 |  | COMP | 2020064 | 1.47 | 0 | 2020 |  |  | 1.47 | 1415634.57 | CONS | 43311102 | KONOCTI 1102 | KONOCTI 1102532 | 124 | 9.7315 | 1999 | 1.1234 | 0.0090595 | 2215 | 0.11369 | 153 | Tier 3 | PRE | KELSEYVILLE | Lake | Humboldt | Northern | 5785163 | E.5015029.08 | 117130857 | 35094394 | CWSP-KONOCTI 1102-LR 532-PH7 | 7765 | 0 | 0 | 0 |  | 2018-50209 | 4593.6 | 0.87 | 930690 | N/A | [7 empty] | 2020-36343 | 0 | 0 | 7765 | 7765 | 1.4706 | 1670654 | 1708101.8 | 215.1518
| 35095166 |  | COMP | 2020444 | 1.43 | 0 | 2020 |  |  | 1.43 | 2097590.28 | DOCC | 152762102 | EL DORADO PH 2102 | EL DORADO PH 210219562 | 98 | 7.2492 | 3014 | 0.0014213 | 1.4503e-05 | 3051 | 0.00018785 | 52 | Tier 3 | PRE | POLLOCK PINES | El Dorado | Sierra | Northern | 5785218 | E.5015687.01 | 114742467 | 35095166 | CWSP - EL DORADO PH 2102 - LR 19562 | 7542 | 0 | 0 | 0 |  | 2018-66434 | 9570 | 1.8125 | 1985250 | 2019-32223 | 0 | 0 | 7328 | 7328 | 1.3879 | 2664727.2727 | 2019-57687 | 2020-24835 | 0 | 0 | 7328 | 7328 | 1.3879 | 1992035 | 3293522 | 271.8388
| 35103065 |  | COMP | 2020444 | 2.39 | 0 | 2019 | 2.32 | 0.07 | 2.39 | 4682134.71 | FICL | 13801101 | MORAGA 1101 | MORAGA 1101108540 | 44 | 4.8175 | 2515 | 0.075547 | 0.001717 | 2613 | 0.025111 | 319 | Tier 3 | PRE | ORINDA | Contra Costa | Diablo | Bay Area | 5786325 | E.5014544.01 | 114592041 | 35103065 | CWSP - MORAGA 1101 - LR 108540 PH 1 | 12599 | 0 | 0 | 0 |  | 2018-57686 | 8289.6 | 1.57 | 1336025 | 2018-53005 | 0 | 0 | 12151 | 12151 | 2.3013 | 4418545.4545 | 2019-70509 | 2019-82261 | 0 | 0 | 12588 | 12588 | 2.3841 | 4729461 | 5151555 | 375.7119 | 2020-18031
| 35103323 |  | COMP | 2020444 | 1.11 | 0 | 2020 |  |  | 1.11 | 3429276.23 | DOCC | 13801101 | MORAGA 1101 | MORAGA 1101108540 | 44 | 4.8175 | 2515 | 0.075547 | 0.001717 | 2613 | 0.011662 | 319 | Tier 3 | PRE | ORINDA | Contra Costa | Diablo | Bay Area | 5785418 | E.5014544.02 | 117251172 | 35103323 | CWSP - MORAGA 1101 - LR 108540 - PH 2 | 5875 | 0 | 0 | 0 |  | 2018-57686 | 8289.6 | 1.57 | 1336025 | N/A |  |  |  | 0 | 0 |  | 2019-66901 | 2020-04166 | 0 | 0 | 6489 | 6489 | 1.229 | 3798647 | 4408478 | 585.3979
| 35103324 |  | COMP | 2020444 | 0.77 | 0 | 2019 | 0.46 | 0.31 | 0.77 | 2461060.44 | FICL | 14161102 | ROSSMOOR 1102 | ROSSMOOR 1102CB | 0 | 0 | 0 | 0 | 0 | #N/A | #DIV/0! | 560 | Tier 3 | PRE | LAFAYETTE | Contra Costa | Diablo | Bay Area | 5785419 | E.5014544.03 | 117251430 | 35103324 | CWSP - ROSSMOOR 1102 - OCB | 4406 | 0 | 0 | 0 |  | 2019-02348 |  | 0 |  | N/A | 0 | 0 | 4046 | 4046 | 0.76629 | 1471272.7273 | 2019-63628 | 2019-63270 | 0 | 0 | 4406 | 4406 | 0.83447 | 1730408 | 2406973 | 392.739 | 2020-12802 | 2020-39986
| 35103325 |  | COMP | 2020444 | 1.31 | 0 | 2020 |  |  | 1.31 | 5010677.2 | FICL | 13801102 | MORAGA 1102 | MORAGA 1102CB | 130 | 5.3075 | 2480 | 0.25639 | 0.0019722 | 2384 | 0.054086 | 1024 | Tier 3 | PRE | ORINDA | Contra Costa | Diablo | Bay Area | 5785380 | E.5014544.04 | 117252070 | 35103325 | CWSP - MORAGA 1102 & 1104 - OCB | 2751 | 3755 | 0 | 0 |  | 2018-57686 | 8289.6 | 1.57 | 1336025 | N/A |  |  |  | 0 | 0 |  | 2019-53887 | 2020-12420 | 0 | 3755 | 2751 | 6506 | 1.2322 | 5892825 | 6736780 | 905.7524
| 35106042 |  | COMP | 2020071 | 1.82 | 0 | 2019 | 0.73 | 1.08 | 1.82 | 3962118.36 | FICL | 102541102 | VOLTA 1102 | VOLTA 11021502 | 80 | 7.2593 | 2149 | 0.48915 | 0.0061144 | 2121 | #DIV/0! | 293 | Tier 3 | PRE | SHINGLETOWN | Shasta | North Valley | Northern | 5785579 | E.5014759.02 | 117316187 | 35106042 | CWSP - VOLTA 1102 - LR 1648 - PH 1.2 | [5 empty] | 2018-46319 | 9900 | 1.875 | 2075000 | 2019-32124 | 0 | 0 | 9606 | 9606 | 1.8193 | 3493090.9091 | 2019-40022 | 2019-69701 | 0 | 0 | 9606 | 9606 | 1.8193 | 2398483 | 3380558 | 249.6859 |  | 2020-08587
| 35106265 |  | COMP | 2020444 | 1.8 | 0 | 2019 | 0.09 | 1.71 | 1.8 | 3542512.96 | FICL | 102541102 | VOLTA 1102 | VOLTA 11021502 | 80 | 7.2593 | 2149 | 0.48915 | 0.0061144 | 2121 | #DIV/0! | 293 | Tier 3 | PRE | SHINGLETOWN | Shasta | North Valley | Northern | 5785580 | E.5014759.03 | 117316465 | 35106265 | CWSP - VOLTA 1102 - LR 1648 - PH 1.3 | [5 empty] | 2018-46319 | 9900 | 1.875 | 2075000 | 2019-32124 | 0 | 0 | 10118 | 10118 | 1.9163 | 3679272.7273 | 2018-55023 | 2020-09031 | 0 | 0 | 10118 | 10118 | 1.9163 | 3742005 | 4257794 | 369.8364
| 35106331 |  | COMP | 2020073 | 2.33 | 0 | 2020 |  |  | 2.33 | 4399914.13 | DOCC | 102541102 | VOLTA 1102 | VOLTA 11021502 | 80 | 7.2593 | 2149 | 0.48915 | 0.0061144 | 2121 | #DIV/0! | 293 | Tier 3 | PRE | SHINGLETOWN | Shasta | North Valley | Northern | 5785581 | E.5014759.04 | 117316591 | 35106331 | CWSP - VOLTA 1102 - LR 1648 - PH 1.4 | [5 empty] | 2018-46319 | 9900 | 1.875 | 2075000 | 2019-32124 | 0 | 0 | 12968 | 12968 | 2.4561 | 4715636.3636 | 2019-40098 | 2020-09449 | 0 | 0 | 12968 | 12968 | 2.4561 | 4901211 | 6122412 | 377.9466
| 35107688 |  | COMP | 2020070 | 1.63 | 0 | 2020 |  |  | 1.63 | 3337420.3 | DOCC | 102541102 | VOLTA 1102 | VOLTA 11021502 | 80 | 7.2593 | 2149 | 0.48915 | 0.0061144 | 2121 | #DIV/0! | 293 | Tier 3 | PRE | SHINGLETOWN | Shasta | North Valley | Northern | 5785578 | E.5014759.01 | 114645026 | 35107688 | CWSP - VOLTA 1102 - LR 1648 - PH 1.1 | [5 empty] | 2018-46319 | 9900 | 1.875 | 2075000 | 2019-32124 | 0 | 0 | 8626 | 8626 | 1.6337 | 3136727.2727 | DS73 APPR | 2019-72008 | 0 | 0 | 8626 | 8626 | 1.6337 | 2036485 | 2851284 | 236.0868
| 35107689 |  | COMP | 2020023 | 2.03 | 0 | 2020 |  |  | 2.03 | 3424012.63 | DOCC | 163751102 | PINE GROVE 1102 | PINE GROVE 11021222 | 218 | 17.2598 | 2271 | 0.81905 | 0.0037571 | 2414 | 0.064542 | 20 | Tier 3 | PRE | PIONEER | Amador | Stockton | Central Valley | 5785659 | E.5014745.01 | 114660964 | 35107689 | CWSP - PINE GROVE 1102 - LR1222 - PH 1.1 | 10737 | 0 | 0 | 0 |  | 2018-49722 | 27456 | 5.2 | 5674800 | 2019-35977 | 0 | 0 | 10853 | 10853 | 2.0555 | 3946545.4545 | 2019-69622 | 2020-04322 | 0 | 0 | 10648 | 10648 | 2.0167 | 4631785 | 5851741 | 434.9911
| 35109540 |  | COMP | 2020444 | 1.34 | 0 |  |  |  | 1.34 | 1811892.93 | DOCC | 152762101 | EL DORADO PH 2101 | EL DORADO PH 210119752 | 436 | 36.5225 | 1946 | 4.4909 | 0.0103 | 1929 | 0.1104 | 13 | Tier 3 | PRE | POLLCOCK PINES | El Dorado | Sierra | Northern | 5785515 | E.5015417.02 | 117348505 | 35109540 | CWSP-EL DORADO 2101-LR19752-PH1.2 | 7492 | 0 | 0 | 0 |  | 2018-78760 | 18321.6 | 3.47 | 3718580 | 2019-32231 | 0 | 0 | 7492 | 7492 | 1.4189 | 2724363.6364 | 2019-53561 | 2019-56704 | 0 | 0 | 7492 | 7492 | 1.4189 | 3144995 | 4228889 | 419.7804
| 35109545 |  | COMP | 2020444 | 2.43 | 0 | 2020 |  |  | 2.43 | 3475797.07 | DOCC | 152762101 | EL DORADO PH 2101 | EL DORADO ph 210119752 | 436 | 36.5225 | 1946 | 4.4909 | 0.0103 | 1929 | 0.2002 | 13 | Tier 3 | PRE | POLLOCK PINES | El Dorado | Sierra | Northern | 5785516 | E.5015416.02 | 117349070 | 35109545 | CWSP-EL DORADO 2101-LR19752-PH2.2 | 7065 | 0 | 0 | 0 |  | 2018-78870 | 9556.8 | 1.81 | 1856290 | 2019-52013 | 0 | 0 | 12857 | 12857 | 2.435 | 4675272.7273 | 2019-48251 | 2019-73636 | 0 | 0 | 12857 | 12857 | 2.435 | 3263389 | 4327813 | 253.822 |  | 2020-31850
| 35109547 |  | COMP | 2020444 | 1.53 | 0 | 2020 |  |  | 1.53 | 2762375.23 | DOCC | 152762101 | EL DORADO PH 2101 | EL DORADO ph 210119752 | 436 | 36.5225 | 1946 | 4.4909 | 0.0103 | 1929 | 0.12605 | 13 | Tier 3 | PRE | POLLOCK PINES | El Dorado | Sierra | Northern | 5785598 | E.5015416.04 | 117349072 | 35109547 | CWSP-EL DORADO 2101-LR19752-PH2.4 | 8058 | 0 | 0 | 0 |  | 2018-78870 | 9556.8 | 1.81 | 1856290 | 2019-52013 | 0 | 0 | 7660 | 7660 | 1.4508 | 2785454.5455 | 2019-66131 | 2019-68030 | 0 | 0 | 7660 | 7660 | 1.4508 | 2080178 | 2908805 | 271.5637 |  | 2020-32901 | 2020-68085
| 35109548 |  | COMP | 2020444 | 2.85 | 0 | 2020 |  |  | 2.85 | 4661527.21 | DOCC | 152762101 | EL DORADO PH 2101 | EL DORADO ph 210119752 | 436 | 36.5225 | 1946 | 4.4909 | 0.0103 | 1929 | 0.2348 | 13 | Tier 3 | PRE | POLLOCK PINES | El Dorado | Sierra | Northern | 5785599 | E.5015416.05 | 117349073 | 35109548 | CWSP-EL DORADO 2101-LR19752-PH2.5 | 15944 | 0 | 0 | 0 |  | 2018-78870 | 9556.8 | 1.81 | 1856290 | 2019-52013 | 0 | 0 | 15944 | 15944 | 3.0197 | 5797818.1818 | 2019-82212 | 2020-02598 | 0 | 0 | 15944 | 15944 | 3.0197 | 4683406 | 7082947 | 293.741 | 2020-49062
| 35109549 |  | COMP | 2020444 | 1.34 | 0 | 2019 | 0.68 | 0.65 | 1.34 | 2416962.88 | DOCC | 152762101 | EL DORADO PH 2101 | EL DORADO ph 210119752 | 436 | 36.5225 | 1946 | 4.4909 | 0.0103 | 1929 | 0.1104 | 13 | Tier 3 | PRE | POLLOCK PINES | El Dorado | Sierra | Northern | 5785600 | E.5015415.02 | 117348822 | 35109549 | CWSP-EL DORADO 2101-LR19752-PH3.2 | 6933 | 0 | 0 | 0 |  | 2018-78879 | 6705.6 | 1.27 | 1377026 | 2019-32235 | 0 | 0 | 7069 | 7069 | 1.3388 | 2570545.4545 | 2019-64373 | 2019-57277 | 0 | 0 | 6933 | 6933 | 1.3131 | 1239396 | 1673960 | 178.7676 |  | 2020-31770 | 2020-68091
| 35109550 |  | COMP | 2020444 | 1.91 | 0 | 2019 | 1.62 | 0.29 | 1.91 | 2578292.28 | DOCC | 152762101 | EL DORADO PH 2101 | EL DORADO ph 210119752 | 436 | 36.5225 | 1946 | 4.4909 | 0.0103 | 1929 | 0.15736 | 13 | Tier 3 | PRE | POLLOCK PINES | El Dorado | Sierra | Northern | 5785601 | E.5015415.03 | 117348823 | 35109550 | CWSP-EL DORADO 2101-LR19752-PH3.3 | 9563 | 0 | 0 | 0 |  | 2018-78879 | 6705.6 | 1.27 | 1377026 | 2019-32235 | 0 | 0 | 10305 | 10305 | 1.9517 | 3747272.7273 | 2019-64383 | 2019-57340 | 0 | 0 | 9563 | 9563 | 1.8112 | 2058213 | 2656922 | 215.2267 |  | 2020-32850
| 35109551 |  | COMP | 2020444 | 1.44 | 0 | 2019 | 1.09 | 0.34 | 1.44 | 2516250.49 | DOCC | 152762101 | EL DORADO PH 2101 | EL DORADO ph 210119752 | 436 | 36.5225 | 1946 | 4.4909 | 0.0103 | 1929 | 0.11864 | 13 | Tier 3 | PRE | POLLOCK PINES | El Dorado | Sierra | Northern | 5785602 | E.5015415.04 | 117348824 | 35109551 | CWSP-EL DORADO 2101-LR19752-PH3.4 | 7580 | 0 | 0 | 0 |  | 2018-78879 | 6705.6 | 1.27 | 1377026 | 2019-32235 | 0 | 0 | 7684 | 7684 | 1.4553 | 2794181.8182 | 2019-64384 | 2019-57464 | 0 | 0 | 7580 | 7580 | 1.4356 | 1743792 | 2279959 | 230.0517 |  | 2020-31631
| 35109552 |  | COMP | 2020444 | 2.12 | 0 | 2019 | 1.83 | 0.28 | 2.12 | 4129642.41 | DOCC | 152762101 | EL DORADO PH 2101 | EL DORADO ph 210119752 | 436 | 36.5225 | 1946 | 4.4909 | 0.0103 | 1929 | 0.17466 | 13 | Tier 3 | PRE | POLLOCK PINES | El Dorado | Sierra | Northern | 5785603 | E.5015415.05 | 117348827 | 35109552 | CWSP-EL DORADO 2101-LR19752-PH3.5 | 11274 | 0 | 0 | 0 |  | 2018-78879 | 6705.6 | 1.27 | 1377026 | 2019-32235 | 0 | 0 | 11507 | 11507 | 2.1794 | 4184363.6364 | 2019-64394 | 2019-57480 | 0 | 0 | 11274 | 11274 | 2.1352 | 3008945 | 3798138 | 266.8924 |  | 2020-11210
| 35109553 |  | COMP | 2020444 | 2.67 | 0 | 2019 | 1.41 | 1.25 | 2.67 | 3562338.86 | DOCC | 152762101 | EL DORADO PH 2101 | EL DORADO ph 210119752 | 436 | 36.5225 | 1946 | 4.4909 | 0.0103 | 1929 | 0.21997 | 13 | Tier 3 | PRE | POLLOCK PINES | El Dorado | Sierra | Northern | 5785604 | E.5015415.06 | 117348828 | 35109553 | CWSP-EL DORADO 2101-LR19752-PH3.6 | 13725 | 0 | 0 | 0 |  | 2018-78879 | 6705.6 | 1.27 | 1377026 | 2019-32235 | 0 | 0 | 13725 | 13725 | 2.5994 | 4990909.0909 | 2019-64388 | 2019-57456 | 0 | 0 | 14080 | 14080 | 2.6667 | 2691944 | 3583712 | 191.1892 |  | 2020-31543
| 35109554 |  | COMP | 2020444 | 1.26 | 0 |  |  |  | 1.26 | 1928873.38 | DOCC | 152762101 | EL DORADO PH 2101 | EL DORADO ph 210119752 | 436 | 36.5225 | 1946 | 4.4909 | 0.0103 | 1929 | 0.10381 | 13 | Tier 3 | PRE | POLLOCK PINES | El Dorado | Sierra | Northern | 5785605 | E.5015414.02 | 117348366 | 35109554 | CWSP-EL DORADO 2101-LR19752-PH4.2 | 6635 | 0 | 0 | 0 |  | 2018-78879 | 6705.6 | 1.27 | 1377026 | 2019-32235 | 0 | 0 | 6635 | 6635 | 1.2566 | 2412727.2727 | 2019-44965 | 2020-28065 | 0 | 0 | 6635 | 6635 | 1.2566 | 2276638 | 2287663 | 343.1255
| 35109555 |  | COMP | 2020444 | 2.21 | 0 | 2019 | 0.75 | 1.46 | 2.21 | 3429687.88 | DOCC | 152762101 | EL DORADO PH 2101 | EL DORADO ph 210119752 | 436 | 36.5225 | 1946 | 4.4909 | 0.0103 | 1929 | 0.18207 | 13 | Tier 3 | PRE | POLLOCK PINES | El Dorado | Sierra | Northern | 5785606 | E.5015414.03 | 117348367 | 35109555 | CWSP-EL DORADO 2101-LR19752-PH4.3 | 11318 | 0 | 0 | 0 |  | 2018-78879 | 6705.6 | 1.27 | 1377026 | 2019-32235 | 0 | 0 | 11318 | 11318 | 2.1436 | 4115636.3636 | 2019-60692 | 2019-55673 | 0 | 0 | 11685 | 11685 | 2.2131 | 3474438 | 4477708 | 297.3417 |  | 2020-14341
| 35109556 |  | COMP | 2020444 | 0.31 | 0 | 2020 |  |  | 0.31 | 841795.45 | DOCC | 152762101 | EL DORADO PH 2101 | EL DORADO ph 210119752 | 436 | 36.5225 | 1946 | 4.4909 | 0.0103 | 1929 | 0.02554 | 13 | Tier 3 | PRE | POLLOCK PINES | El Dorado | Sierra | Northern | 5785607 | E.5015414.04 | 117348368 | 35109556 | CWSP-EL DORADO 2101-LR19752-PH4.4 | 1618 | 0 | 0 | 0 |  | 2018-78879 | 6705.6 | 1.27 | 1377026 | 2019-32235 | 0 | 0 | 1618 | 1618 | 0.30644 | 588363.6364 | 2019-68790 | 2019-59318 | 0 | 0 | 1618 | 1618 | 0.30644 | 841843 | 1197284 | 520.2985 | 2020-32923
| 35109737 |  | COMP | 2020444 | 2.2 | 0 | 2019 | 0.37 | 1.83 | 2.2 | 4542456.04 | DOCC | 102541102 | VOLTA 1102 | VOLTA 110253130 | 168 | 13.8057 | 2314 | 0.55788 | 0.0033207 | 1982 | #DIV/0! | 107 | Tier 3 | PRE | SHINGLETOWN | Shasta | North Valley | Northern | 5785608 | E.5015533.02 | 117380976 | 35109737 | CWSP - VOLTA 1102 - LR 1648 - PH 2.2 | [5 empty] | 2018-57278 | 10560 | 2 | 2088333 | 2018-54261 | 0 | 0 | 10965 | 10965 | 2.0767 | 3987272.7273 | 2019-70184 | 2019-69551 | 0 | 0 | 10965 | 10965 | 2.0767 | 2665345 | 3609529 | 243.0775 |  | 2020-14351
| 35109738 |  | COMP | 2020444 | 2.08 | 0 | 2020 |  |  | 2.08 | 3948337.6 | DOCC | 102541102 | VOLTA 1102 | VOLTA 110253130 | 168 | 13.8057 | 2314 | 0.55788 | 0.0033207 | 1982 | 0.056314 | 107 | Tier 3 | PRE | SHINGLETOWN | Shasta | North Valley | Northern | 5785609 | E.5015533.03 | 117380979 | 35109738 | CWSP - VOLTA 1102 - LR 1648 - PH 2.3 | 10959 | 0 | 0 | 0 |  | 2018-57278 | 10560 | 2 | 2088333 | 2019-32205 | 0 | 0 | 10903 | 10903 | 2.065 | 3964727.2727 | 2019-52271 | 2019-70476 | 0 | 0 | 10903 | 10903 | 2.065 | 2586067 | 3492236 | 237.1886 |  | 2020-23363
| 35109739 |  | COMP | 2020444 | 2.34 | 0 | 2019 | 1.24 | 1.1 | 2.34 | 4965914.88 | DOCC | 102541102 | VOLTA 1102 | VOLTA 110253130 | 168 | 13.8057 | 2314 | 0.55788 | 0.0033207 | 1982 | #DIV/0! | 107 | Tier 3 | PRE | SHINGLETOWN | Shasta | North Valley | Northern | 5785610 | E.5015533.04 | 117381940 | 35109739 | CWSP - VOLTA 1102 - LR 1648 - PH 2.4 | [5 empty] | 2018-57278 | 10560 | 2 | 2088333 | 2018-54261 | 0 | 0 | 13219 | 13219 | 2.5036 | 4806909.0909 | 2018-57278 | 2019-57023 | 0 | 0 | 13219 | 13219 | 2.5036 | 3301248 | 4234717 | 249.7351 |  | 2020-19054
| 35110440 |  | COMP | 2020444 | 2.64 | 0 | 2020 |  |  | 2.64 | 3920975.09 | DOCC | 102541102 | VOLTA 1102 | VOLTA 110253130 | 168 | 13.8057 | 2314 | 0.55788 | 0.0033207 | 1982 | 0.071476 | 107 | Tier 3 | PRE | SHINGLETOWN | Shasta | North Valley | Northern | 5785611 | E.5015533.05 | 117381942 | 35110440 | CWSP - VOLTA 1102 - LR 1648 - PH 2.5 | 13964 | 0 | 0 | 0 |  | 2018-57278 | 10560 | 2 | 2088333 | 2019-32205 | 0 | 0 | 15053 | 15053 | 2.8509 | 5473818.1818 | 2019-53469 | 2019-59271 | 0 | 0 | 15503 | 15503 | 2.9362 | 3840964 | 5111612 | 247.7562 |  | 2020-24239
| 35110441 |  | COMP | 2020444 | 2.23 | 0 |  |  |  | 2.23 | 3274558.99 | DOCC | 102541102 | VOLTA 1102 | VOLTA 110253130 | 168 | 13.8057 | 2314 | 0.55788 | 0.0033207 | 1982 | 0.060376 | 107 | Tier 3 | PRE | SHINGLETOWN | Shasta | North Valley | Northern | 5785612 | E.5015533.06 | 117381943 | 35110441 | CWSP - VOLTA 1102 - LR 1648 - PH 2.6 | 11791 | 0 | 0 | 0 |  | 2018-57278 | 10560 | 2 | 2088333 | 2019-32205 | 0 | 0 | 11790 | 11790 | 2.233 | 4287272.7273 | 2019-50826 | 2019-67024 | 0 | 0 | 11790 | 11790 | 2.233 | 3508243 | 4602200 | 297.5609 |  | 2020-23948
| 35110442 |  | COMP | 2020444 | 1.36 | 0 | 2020 | 1.32 | 0.03 | 1.36 | 4042951.52 | FICL | 102541102 | VOLTA 1102 | VOLTA 11021648 | 0 | 0 | 0 | 0 | 0 | #N/A | #DIV/0! | 283 | Tier 3 | PRE | SHINGLETOWN | Shasta | North Valley | Northern | 5785613 | E.5015704.02 | 117386854 | 35110442 | CWSP - VOLTA 1102 - LR 1648 - PH 3.2 | [5 empty] | 2018-83301 | 8025.6 | 1.52 | 1643200 | 2018-55023 | 0 | 0 | 7155 | 7155 | 1.3551 | 2601818.1818 | 2019-40144 | 2019-56698 | 0 | 0 | 7155 | 7155 | 1.3551 | 1919961 | 2711428 | 268.3384 |  | 2020-14575
| 35110443 |  | COMP | 2020444 | 1.26 | 0 | 2019 | 1.1 | 0.16 | 1.26 | 3707135.65 | DOCC | 102541102 | VOLTA 1102 | VOLTA 11021648 | 0 | 0 | 0 | 0 | 0 | #N/A | #DIV/0! | 283 | Tier 2 | PRE | SHINGLETOWN | Shasta | North Valley | Northern | 5785614 | E.5015704.03 | 117386950 | 35110443 | CWSP - VOLTA 1102 - LR 1648 - PH 3.3 | 6630 | 0 | 0 | 0 |  | 2018-83301 | 8025.6 | 1.52 | 1643200 | 2019-32207 | 0 | 0 | 6468 | 6468 | 1.225 | 2352000 | 2019-41833 | 2019-57023 | 0 | 0 | 13219 | 13219 | 2.5036 | 3301248 | 4234717 | 249.7351 |  | 2020-08675
| 35116390 |  | COMP | 2020444 | 0.89 | 0.04 | 2020 |  |  | 0.85 | 637441.26 | CONS | 163661701 | MIWUK 1701 | MIWUK 1701953336 | 132 | 11.8581 | 2267 | 0.50381 | 0.0038168 | 2336 | 0.025335 | 12 | Tier 3 | PRE | TWAIN HARTE | Tuolumne | Yosemite | Central Valley | 5785971 | E.5014733.07 | 117604678 | 35116390 | CWSP - MIWUK 1701 - LR 8060 - PH 1.7 | 4715 | 0 | 0 | 0 |  | 2018-59382 | 10401.6 | 1.97 | 2126216 | 2019-35887 | 0 | 0 | 5100 | 5100 | 0.96591 | 1854545.4545 | 2019-54641 | 2020-26327 | 0 | 0 | 4715 | 4715 | 0.89299 | 1077129 | 1466867 | 228.4473 | 2020-60787
| 31246787 |  |  |  |  | 0 |  |  |  |  | 2500.01 | UNSE | 14101105 | ALHAMBRA 1105 | ALHAMBRA 110581514 | 65 | 2.9716 | 2593 | 0.08141 | 0.0012525 | 2556 | #DIV/0! | 2465 | Tier 2 | WDDB | MARTINEZ | Contra Costa | San Francisco | Bay Area | 5788780 |  | 111710769 | 31246787 | RECONDUCTOR 4 SPANS - 100 DEODARA WAY | 0 | 0 | 0 | 0 |  |  |  | 0 | [5 empty] | 0 | 0
| 35074009 |  |  |  |  | 0 |  |  |  |  | 0 | UNSE | 42031124 | ALTO 1124 | ALTO 1124432 | 72 | 7.8461 | 1714 | 1.2765 | 0.017729 | 1841 | 0 | 904 | Tier 3 | WDDB | MILL VALLEY | Marin | North Bay | Bay Area | 5530168 |  | 115826672 | 35074009 | ALTO 1124 WIRE DOWN ILIS 18-0109573 | 5000 | 0 | 0 | 0 |  | 2017-99508 | 5000 | 0.94697 | 500000 |  |  |  |  | 0 | 0
| 31205937 |  | COMP | 2018021 | 0.95 | 0 |  |  |  | 0.95 | 1275048.82 | CLSD | 42031125 | ALTO 1125 | ALTO 11251226 | 96 | 7.6339 | 2832 | 0.02008 | 0.00020916 | 2902 | 0.0016742 | 892 | Tier 3 | WDDB | MILL VALLEY | Marin | North Bay | Bay Area | 5530168 | P.11155 | 110886301 | 31205937 | 109 HELENS LN,CITY/CNTY,ALTO | 5000 | 0 | 0 | 0 |  | 2015-116449 | 4500 | 0.85227 | 610000 | N/A |  |  |  | 0 | 0 |  | 2017-98170 | 2018-01603 | 0 | 0 | 4464 | 4464 | 0.84545 | 1492350 | 1925072 | 334.3078 | 2018-58343
| 35135005 |  |  |  |  | 0 |  |  |  |  | 8238.33 | UNSE | 42031125 | ALTO 1125 | ALTO 1125902 | 83 | 12.0907 | 1654 | 1.7351 | 0.020905 | 1592 | #DIV/0! | 970 | Tier 3 | WDDB | MILL VALLEY | Marin | North Bay | Bay Area | 5530168 | P.11644 | 111104641 | 35135005 | MVWF ALTO 1125 MUIR WOOD DR,MUIR BEACH | 0 | 0 | 0 | 0 |  |  |  | 0 | [5 empty] | 0 | 0
| 35110444 |  | COMP | 2020444 | 1.47 | 0 | 2019 | 0.79 | 0.69 | 1.47 | 3559433.75 | FICL | 102541102 | VOLTA 1102 | VOLTA 11021648 | 0 | 0 | 0 | 0 | 0 | #N/A | #DIV/0! | 283 | Tier 3 | PRE | SHINGLETOWN | Shasta | North Valley | Northern | 5785615 | E.5015704.04 | 117386958 | 35110444 | CWSP - VOLTA 1102 - LR 1648 - PH 3.4 |  |  |  |  | N/A | 2018-83301 | 24129.6 | 4.57 | 4929600 | 2019-40515 | 0 | 0 | 7757 | 7757 | 1.4691 | 2820727.2727 | 2019-40515 | 2019-56707 | 0 | 0 | 7757 | 7757 | 1.4691 | 2291911 | 3024576 | 295.4636
| 35018788 |  | COMP | 2019088 | 1.16 | 0 |  |  |  | 1.16 | 1502306.99 | CLSD | 153661104 | APPLE HILL 1104 | APPLE HILL 110412842 | 209 | 15.8199 | 1268 | 8.8429 | 0.042311 | 1862 | 0.43444 | 320 | Tier 3 | WDDB | CAMINO | El Dorado | Sierra | Northern | 5530173 |  | 113265480 | 35018788 | APPLE HILL 1104 - S049NO119 HIGH SPLICE | 6121 | 0 | 0 | 0 |  | 2017-98628 | 3769 | 0.71383 | 458590 | N/A | 0 | 0 | 6121 | 6121 | 1.1593 | 2225818.1818 | 2019-33850 | 2019-42460 | 0 | 0 | 6399 | 6399 | 1.2119 | 1419167 | 1995745 | 221.7795 | 2020-12826
| 35032266 |  | COMP | 2019089 | 0.17 | 0 |  |  |  | 0.17 | 284268.56 | CLSD | 153661104 | APPLE HILL 1104 | APPLE HILL 110413512 | 345 | 28.4598 | 1284 | 14.2801 | 0.041392 | 1642 | 0.057151 | 99 | Tier 3 | WDDB | POLLOCK PINES | El Dorado | Sierra | Northern | 5530173 |  | 114514465 | 35032266 | APPLE HILL 1104 RECONDUCTOR | 877 | 0 | 0 | 0 | [6 empty] | 0 | 0 | 877 | 877 | 0.1661 | 318909.0909
| 35192034 |  |  |  | 2.2 | 2.2 |  |  |  |  | 1731.73 | UNSE | 153661104 | APPLE HILL 1104 | APPLE HILL 110413512 | 345 | 28.4598 | 1284 | 14.2801 | 0.041392 | 1642 | 0.81453 | 99 | Tier 3 | ECOP | CAMINO | El Dorado | Sierra | Northern | 5792076 | E.5034384.01 | 119554053 | 35192034 | ECOP-APPLE HILL 1104-H01-LR13512 | 9552 | 2161 | 395 | 0 |  | 2020-62101 | 11616 | 2.2 | 3151833 | -
| 31286573 |  | COMP | 2019087 | 0.66 | 0 |  |  |  | 0.66 | 543235.65 | CLSD | 153662102 | APPLE HILL 2102 | APPLE HILL 2102186912 | 606 | 58.5914 | 1035 | 38.1293 | 0.06292 | 1013 | 0.28777 | 1461 | Tier 3 | WDDB | SOMERSET | El Dorado | Sierra | Northern | 5530173 |  | 112196297 | 31286573 | APPLE HILL 2102 HIGH SPLICE AREA | 3492 | 0 | 0 | 0 |  | 2016-120199 | 3700 | 0.70076 | 407000 | N/A | 0 | 0 | 3492 | 3492 | 0.66136 | 1269818.1818 | 2018-67858 | 2019-23100 | 0 | 0 | 3492 | 3492 | 0.66136 | 509040 | 900307 | 145.7732 | 2020-12814 | 2019-23100
| 35058794 |  |  |  | 8.75 | 8.75 |  |  |  |  | 6043.18 | UNSE | 153662102 | APPLE HILL 2102 | APPLE HILL 21027502 | 267 | 22.9542 | 1505 | 7.351 | 0.027532 | 1509 | 1.8774 | 226 | Tier 3 | PRE | POLLOCK PINES | El Dorado | Sierra | Northern | 5782527 | E.5015413.01 | 115036667 | 35058794 | CWSP-APPLE HILL 2102-7502-PH1.1 | 46200 | 0 | 0 | 0 | 2018-79712 | 2018-82583 | 46200 | 8.75 | 9389440 |  |  |  |  | 0 | 0
| 35058795 |  |  |  | 7.52 | 7.52 |  |  |  |  | 3038.44 | UNSE | 153662102 | APPLE HILL 2102 | APPLE HILL 21027502 | 267 | 22.9542 | 1505 | 7.351 | 0.027532 | 1509 | 1.6135 | 226 | Tier 3 | PRE | POLLOCK PINES | El Dorado | Sierra | Northern | 5782528 | E.5015412.01 | 115036706 | 35058795 | CWSP-APPLE HILL 2102-7502-PH2.1 | 39705.6 | 0 | 0 | 0 | 2018-79720 | 2018-82593 | 39705.6 | 7.52 | 8093720 |  |  |  |  | 0 | 0
| 35058797 |  |  |  | 8.72 | 8.72 |  |  |  |  | 4168.61 | UNSE | 153662102 | APPLE HILL 2102 | APPLE HILL 21027502 | 267 | 22.9542 | 1505 | 7.351 | 0.027532 | 1509 | 1.871 | 226 | Tier 3 | PRE | POLLOCK PINES | El Dorado | Sierra | Northern | 5782529 | E.5015411.01 | 115036771 | 35058797 | CWSP-APPLE HILL 2102-7502-PH3.1 | 46041.6 | 0 | 0 | 0 | 2018-79722 | 2018-82604 | 46041.6 | 8.72 | 9342780 |  |  |  |  | 0 | 0
| 35048009 |  |  |  |  | 0 |  |  |  |  | 0 | UNSE | 153662102 | APPLE HILL 2102 | APPLE HILL 210297982 | 104 | 9.6617 | 1847 | 1.3407 | 0.012892 | 1666 | 0 | 255 | Tier 3 | PRE | SOMERSET | El Dorado | Sierra | Northern | 5530173 | # | 114790791 | 35048009 | CWSP-APPLE HILL 2102-LR97982-PH1.1 | 53856 | 0 | 0 | 0 |  | 2018-56997 | 53856 | 10.2 | 10900000 |  |  |  |  | 0 | 0
| 35008479 |  | COMP | 2019086 | 0.31 | 0 |  |  |  | 0.31 | 286544.93 | CLSD | 254151101 | AUBERRY 1101 | AUBERRY 1101R2578 | 506 | 46.3393 | 163 | 140.2335 | 0.27714 | 77 | 0.62855 | 1685 | Tier 3 | WDDB | TOLLHOUSE | Fresno | Fresno | Central Valley | 5530163 | P.11678 | 113199104 | 35008479 | R2 2019 AUBERRY 1101 RECONDUCTOR | 1619 | 0 | 0 | 0 |  | 2017-88203 | 1800 | 0.34091 | 253000 |  | 0 | 0 | 1619 | 1619 | 0.30663 | 588727.2727 | 2018-83840 | [10 empty] | 2019-24579
| 35023687 |  | COMP | 2019085 | 1.33 | 0 |  |  |  | 1.33 | 3903625.43 | DOCC | 83040401 | BEN LOMOND 0401 | BEN LOMOND 04015206 | 78 | 7.16 | 2365 | 0.22141 | 0.0028387 | 2563 | 0.027556 | 401 | Tier 3 | PRE | BEN LOMOND | Santa Cruz | Central Coast | Central Coast | 5530159 | P.11844 | 114063986 | 35023687 | R2RPL OH WIRE ON B LOMND 0401 17-0095503 | 7044 | 0 | 0 | 0 | 2019-21611 | 2017-123082 |  | 0 |  |  | 0 | 0 | 7044 | 7044 | 1.3341 | 2561454.5455 | 2019-25896 | 2019-56384 | 0 | 0 | 11686 | 11686 | 2.2133 | 3144000 | 4004000 | 269.0399 | 2019-82347
| 35052731 | DSDD |  |  | 1.47 | 1.47 |  |  |  |  | 209458.06 | UNSC | 82841101 | BIG BASIN 1101 | BIG BASIN 110110296 | 181 | 14.4211 | 2456 | 0.3928 | 0.0021702 | 2657 | 0.026827 | 354 | Tier 3 | PRE | BOULDER CREEK | Santa Cruz | Central Coast | Central Coast | 5782530 | E.5014542.01 | 114607365 | 35052731 | CWSP-BIG BASIN 1101-LR10296-PH 1.1 | 7779 | 0 | 0 | 0 |  | 2018-42216 | 12830.4 | 2.43 | 3837000 | N/A |  |  |  | 0 | 0 |  | 2020-46872 | 2020-54946 | 0 | 0 | 7779 | 7779 | 1.4733 | 3391041 | 4994628 | 435.9225
| 35113950 |  |  |  | 3.57 | 3.57 |  |  |  |  | 65800.63 | UNSC | 82841101 | BIG BASIN 1101 | BIG BASIN 110110296 | 181 | 14.4211 | 2456 | 0.3928 | 0.0021702 | 2657 | 0.065151 | 354 | Tier 3 | PRE | BOULDER CREEK | Santa Cruz | Central Coast | Central Coast | 5786124 | E.5014542.02 | 117560045 | 35113950 | CWSP-BIG BASIN 1101-LR10296-PH 1.2 | 20148 | 0 | 0 | 0 |  | 2018-42216 | 12830.4 | 2.43 | 3837000 | N/A |  |  |  | 0 | 0 |  | 2020-46874 | 2020-51798 | 0 | 0 | 20148 | 20148 | 3.8159 | 5124123 | 7080521 | 254.3242
| 35113951 |  |  |  | 2.58 | 2.58 |  |  |  |  | 69755.87 | UNSC | 82841101 | BIG BASIN 1101 | BIG BASIN 110110296 | 181 | 14.4211 | 2456 | 0.3928 | 0.0021702 | 2657 | 0.047084 | 354 | Tier 3 | PRE | BOULDER CREEK | Santa Cruz | Central Coast | Central Coast | 5786125 | E.5014542.03 | 117560047 | 35113951 | CWSP-BIG BASIN 1101-LR10296-PH 1.3 | 12799 | 0 | 0 | 0 |  | 2018-42216 | 12830.4 | 2.43 | 3837000 | N/A |  |  |  | 0 | 0 |  | 2020-46882 | 2020-52364 | 0 | 0 | 12799 | 12799 | 2.4241 | 4988614 | 6920313 | 389.7659
| 35052733 |  |  |  | 7.2 | 7.2 |  |  |  |  | 5747.16 | UNSE | 82841101 | BIG BASIN 1101 | BIG BASIN 110110296 | 181 | 14.4211 | 2456 | 0.3928 | 0.0021702 | 2657 | 0.1314 | 354 | Tier 3 | PRE | BOULDER CREEK | Santa Cruz | Central Coast | Central Coast | 5530159 |  | 114646897 | 35052733 | CWSP-BIG BASIN 1101-LR10296-PH2.1 | 38016 | 0 | 0 | 0 |  | 2018-45493 | 38016 | 7.2 | 13027000 |  |  |  |  | 0 | 0
| 35052732 |  |  |  | 7.4 | 7.4 |  |  |  |  | 13904.7 | UNSE | 82841101 | BIG BASIN 1101 | BIG BASIN 11015028 | 59 | 5.0266 | 2968 | 0.0010925 | 1.8516e-05 | 3056 | 0.0010776 | 1012 | Tier 3 | PRE | BOULDER CREEK | Santa Cruz | Central Coast | Central Coast | 5530159 |  | 114623764 | 35052732 | CWSP-BIG BASIN 1101-LR5028-PH1.1 | 39072 | 0 | 0 | 0 |  | 2018-46250 | 39072 | 7.4 | 9725100 |  |  |  |  | 0 | 0
| 35049538 |  |  |  |  | 0 |  |  |  |  | 8388.56 | UNSE | 82841102 | BIG BASIN 1102 | BIG BASIN 110212758 | 70 | 5.982 | 2358 | 0.20629 | 0.002947 | 2611 | 0 | 537 | Tier 3 | PRE | BOULDER CREEK | Santa Clara | Central Coast | Central Coast | 5792090 |  | 114832089 | 35049538 | CWSP-BIG BASIN 1102-LR12758-PH1.1 | 44088 | 0 | 0 | 0 | 2018-62221 | 2018-66371 | 44088 | 8.35 | 9003540 |  |  |  |  | 0 | 0
| 35049537 |  |  |  |  | 0 |  |  |  |  | 5617.41 | UNSE | 82841102 | BIG BASIN 1102 | BIG BASIN 11029741 | 10 | 0.64417 | 2967 | 0.00018794 | 1.8794e-05 | 3057 | 0 | 419 | Tier 3 | PRE | BOULDER CREEK | Santa Clara | Central Coast | Central Coast | 5530159 |  | 114832083 | 35049537 | CWSP-BIG BASIN 1102-LR9741-PH1.1 | 29568 | 0 | 0 | 0 | 2018-62943 | 2018-68017 | 29568 | 5.6 | 5948800 |  |  |  |  | 0 | 0
| 35066745 |  | COMP | 2019084 | 1.69 | 0 |  |  |  | 1.69 | 3106029.51 | CLSD | 103751102 | BIG BEND 1102 | BIG BEND 1102CB | 139 | 17.0366 | 865 | 11.7994 | 0.084888 | 1081 | 0.78423 | 1094 | Tier 3 | WDDB | CORNING | Tehama | North Valley | Northern | 5530169 |  | 108159179 | 35066745 | BIG BEND 1102 - BLOOMER HILL 08W PHS 2 | 8900 | 0 | 0 | 0 |  |  |  | 0 |  |  | 0 | 0 | 8900 | 8900 | 1.6856 | 3236363.6364 | 2019-64147 | 2019-43685 | 0 | 0 | 8900 | 8900 | 1.6856 | 2770000 | 3917000 | 311.236
| 35060387 |  |  |  |  | 0 |  |  |  |  | 0 | UNSE | 43081101 | BIG RIVER 1101 | BIG RIVER 11013002 | 76 | 7.2444 | 2564 | 0.11126 | 0.001464 | 2610 | #DIV/0! | 1540 | Tier 2 | WDDB | MENDOCINO | Mendocino | Humboldt | Northern | 5513264 |  | 112404866 | 35060387 | WDDB BIG RIVER 1101 FUSE 5187 RECONDUCTO | 0 | 0 | 0 | 0 |  |  |  | 0 | [5 empty] | 0 | 0
| 35047318 |  |  |  | 10.6 | 10.6 |  |  |  |  | 5576.75 | UNSE | 83050402 | BIG TREES 0402 | BIG TREES 0402CB | 0 | 0 | 0 | 0 | 0 | #N/A | #DIV/0! | 943 | Tier 3 | PRE | FELTON | Santa Cruz | Central Coast | Central Coast | 5530159 |  | 114761016 | 35047318 | CWSP - CAMPEVERS2105 - BT402CB - 4KV PH6 | 55968 | 0 | 0 | 0 |  | 2018-83741 | 55968 | 10.6 | 11830900 |  |  |  |  | 0 | 0
| 35113945 |  |  |  | 44.07 | 44.07 |  |  |  |  | 2617.71 | UNSE | 152481102 | BRUNSWICK 1102 | BRUNSWICK 11021010 | 479 | 44.3718 | 1649 | 10.1396 | 0.021168 | 1708 | 6.7473 | 6 | Tier 3 | RISK | GRASS VALLEY | Nevada | Sierra | Northern | 5786218 | E.5024241.01 | 117557031 | 35113945 | CWSP-BRUNSWICK 1102-LR1010-PH1.1 | 232689.6 | 0 | 0 | 0 |  | 2019-44754 | 232689.6 | 44.07 | 44070000 |  |  |  |  | 0 | 0
| 35129767 |  |  |  | 2.59 | 2.59 |  |  |  |  | 108795.1 | ESTS | 152481103 | BRUNSWICK 1103 | BRUNSWICK 11032200 | 64 | 5.5723 | 2521 | 0.10808 | 0.0016888 | 2484 | 0.033658 | 117 | Tier 3 | PRE | NEVADA CITY | Nevada | Sierra | Northern | 5746480 | E.5015531.02 | 114810960 | 35129767 | CWSP-BRUNSWICK 1103-LR2200-PH1 | 13700 | 0 | 0 | 0 |  | 2018-65949 | 7392 | 1.4 | 1477500 |  | 0 | 0 | 13700 | 13700 | 2.5947 | 4981818.1818
Approved (Scoped) | 35142826 |  | COMP | 2021333 | 1.57 | 0 |  |  |  | 1.57 | 758454.52 | CONS | 152481103 | BRUNSWICK 1103 | BRUNSWICK 11032200 | 64 | 5.5723 | 2521 | 0.10808 | 0.0016888 | 2484 | 0.020403 | 117 | Tier 3 | PRE | NEVADA CITY | Nevada | Sierra | Northern | 5788622 | E.5015531.03 | 118218639 | 35142826 | CWSP-BRUNSWICK 1103-LR2200-PH2 | 8412 | 0 | 0 | 0 |  | 2018-65949 | 7392 | 1.4 | 1477500 |  | 0 | 0 | 8412 | 8412 | 1.5932 | 3058909.0909 | 2020-06583 | 2020-52972 | 0 | 0 | 8412 | 8412 | 1.5932 | 2751921 | 3876275 | 327.1423
| 74024661 |  | CANCL |  |  | 0 |  |  |  |  | 0 | UNSE | 152481105 | BRUNSWICK 1105 | BRUNSWICK 110532536 | 144 | 10.8995 | 2734 | 0.072262 | 0.00050182 | 2690 | #DIV/0! | 9 | Tier 3 | PRE | NEVADA CITY | Nevada | Sierra | Northern | 5530173 | # | 114778704 | 74024661 | CWSP-BRUNSWICK 1105 LR32536 PH1 SUBORDER | 0 | 0 | 0 | 0 |  |  |  | 0 | [5 empty] | 0 | 0
| 35142827 |  |  |  | 0.91 | 0.91 |  |  |  |  | 371431.05 | PEND | 152481103 | BRUNSWICK 1103 | BRUNSWICK 11032200 | 64 | 5.5723 | 2521 | 0.10808 | 0.0016888 | 2484 | 0.011826 | 117 | Tier 3 | PRE | NEVADA CITY | Nevada | Sierra | Northern | 5788623 | E.5015531.04 | 118218951 | 35142827 | CWSP-BRUNSWICK 1103-LR2200-PH3 | 4547 | 0 | 0 | 0 |  | 2018-65949 | 7392 | 1.4 | 1477500 |  | 0 | 0 | 4547 | 4547 | 0.86117 | 1653454.5455 | 2020-59377 | 2020-57891 | 0 | 0 | 4547 | 4547 | 0.86117 | 1802501 | 2485715 | 396.4154 |  | 2020-54386
| 35142828 |  | COMP | 2021333 | 0.49 | 0 |  |  |  | 0.49 | 112559.83 | CONS | 152481103 | BRUNSWICK 1103 | BRUNSWICK 11032200 | 64 | 5.5723 | 2521 | 0.10808 | 0.0016888 | 2484 | 0.0063678 | 117 | Tier 3 | PRE | NEVADA CITY | Nevada | Sierra | Northern | 5788624 | E.5015531.05 | 118218953 | 35142828 | CWSP-BRUNSWICK 1103-LR2200-PH4 | 2505 | 0 | 0 | 0 |  | 2018-65949 | 7392 | 1.4 | 1477500 |  | 0 | 0 | 2505 | 2505 | 0.47443 | 910909.0909 | 2020-11138 | 2020-52975 | 0 | 0 | 2505 | 2505 | 0.47443 | 1107016 | 1844178 | 441.9226
| 35115154 |  | COMP | 2022333 | 1.65 | 0 | 2021 |  |  | 1.65 | 879412.41 | CONS | 152481103 | BRUNSWICK 1103 | BRUNSWICK 110350070 | 201 | 17.7473 | 2144 | 1.2469 | 0.0062036 | 2255 | 0.077673 | 7 | Tier 3 | PRE | NEVADA CITY | Nevada | Sierra | Northern | 5785724 | E.5015568.05 | 117496036 | 35115154 | CWSP - BRUNSWICK 1103 - LR50070 - PH 2.5 | 8692 | 0 | 0 | 0 |  | 2018-85027 | 11880 | 2.25 | 2383450 | 2019-76348 | 0 | 0 | 8692 | 8692 | 1.6462 | 3160727.2727 | 2020-23459 | 2020-50597 | 0 | 0 | 8692 | 8692 | 1.6462 | 2796373 | 3872109 | 321.718
| 35110445 |  | COMP | 2020444 | 1.64 | 0 | 2019 | 1.45 | 0.19 | 1.64 | 4567541.59 | DOCC | 102541102 | VOLTA 1102 | VOLTA 11029742 | 120 | 9.1272 | 2280 | 0.44061 | 0.0036718 | 2023 | 0.053044 | 229 | Tier 3 | PRE | SHINGLETOWN | Shasta | North Valley | Northern | 5785616 | E.5015428.02 | 117387609 | 35110445 | CWSP - VOLTA 1102 - LR 1648 - PH 4.2 | 8668 | 0 | 0 | 0 |  | 2018-84183 | 9672.96 | 1.832 | 1978660 | 2018-84183 | 0 | 0 | 10160 | 10160 | 1.9242 | 3694545.4545 | 2019-39952 | 2019-69263 | 0 | 0 | 10160 | 10160 | 1.9242 | 3104213 | 4003842 | 305.5328 |  | 2020-14936
| 35110446 |  | COMP | 2020183 | 2.16 | 0 | 2020 |  |  | 2.16 | 4234741.18 | DOCC | 102541102 | VOLTA 1102 | VOLTA 11029742 | 120 | 9.1272 | 2280 | 0.44061 | 0.0036718 | 2023 | 0.069863 | 229 | Tier 3 | PRE | SHINGLETOWN | Shasta | North Valley | Northern | 5785617 | E.5015428.03 | 117387798 | 35110446 | CWSP - VOLTA 1102 - LR 1648 - PH 4.3 | 11401 | 0 | 0 | 0 |  | 2018-84183 | 9672.96 | 1.832 | 1978660 | 2018-84183 |  |  |  | 0 | 0 |  | 2019-40600 | 2019-58086 | 0 | 0 | 11030 | 11030 | 2.089 | 2613434 | 3548898 | 236.9387 |  | 2020-16073
| 35110447 |  | COMP | 2020184 | 1.17 | 0 | 2020 |  |  | 1.17 | 5603573.29 | DOCC | 102541102 | VOLTA 1102 | VOLTA 11029742 | 120 | 9.1272 | 2280 | 0.44061 | 0.0036718 | 2023 | 0.037842 | 229 | Tier 3 | PRE | SHINGLETOWN | Shasta | North Valley | Northern | 5785618 | E.5015428.04 | 117387953 | 35110447 | CWSP - VOLTA 1102 - LR 1648 - PH 4.4 | 6198 | 0 | 0 | 0 |  | 2018-84183 | 9672.96 | 1.832 | 1978660 | 2018-84183 |  |  |  | 0 | 0 |  | 2019-39763 | 2019-58090 | 0 | 0 | 6201 | 6201 | 1.1744 | 1668814 | 2401261 | 269.1201 |  | 2020-15120
| 35110448 |  | COMP | 2020185 | 1.99 | 0 | 2020 |  |  | 1.99 | 4551501.3 | DOCC | 102541102 | VOLTA 1102 | VOLTA 11029742 | 120 | 9.1272 | 2280 | 0.44061 | 0.0036718 | 2023 | 0.064364 | 229 | Tier 3 | PRE | SHINGLETOWN | Shasta | North Valley | Northern | 5785619 | E.5015428.05 | 117388062 | 35110448 | CWSP - VOLTA 1102 - LR 1648 - PH 4.5 | 10503 | 0 | 0 | 0 |  | 2018-84183 | 9672.96 | 1.832 | 1978660 | 2019-32208 | 0 | 0 | 10571 | 10571 | 2.0021 | 3844000 | 2019-43337 | 2020-06270 | 0 | 0 | 10571 | 10571 | 2.0021 | 5151377 | 6475096 | 487.3122
| 35112076 |  | COMP | 2020444 | 2.2 | 0 |  | 0.17 | 2.03 | 2.2 | 5574170.93 | MAPP | 42561107 | FULTON 1107 | FULTON 1107214 | 142 | 11.7268 | 1297 | 5.7514 | 0.040503 | 1626 | 0.72293 | 178 | Tier 3 | PRE | SANTA ROSA | Sonoma | Sonoma | Northern | 5786045 | E.5024097.01 | 117440386 | 35112076 | CWSP-FULTON 1107-LR214-UG MARK W SPR RD | 11799 | 0 | 0 | 0 |  | N/A |  |  |  | N/A | 0 | 3657 | 8142 | 11799 | 2.2347 | 4290545.4545 | 2019-55238 | 2019-70357 | 0 | 0 | 11799 | 11799 | 2.2347 | 4593980 | 8154384 | 389.3533 | 2020-32709
| 35112425 |  | COMP | 2020444 | 1.3 | 0 |  |  |  | 1.3 | 2038441.28 | CONS | 152762101 | EL DORADO PH 2101 | EL DORADO PH 2101CB | 74 | 7.4577 | 2250 | 0.3064 | 0.0041406 | 2350 | 0.035785 | 76 | Tier 2 | PRE | POLLCOCK PINES | El Dorado | Sierra | Northern | 5785652 | E.5015420.02 | 117467828 | 35112425 | CWSP-EL DORADO 2101-OCBZONE-PH1.2 | 6871 | 0 | 0 | 0 |  | 2018-81374 | 6784.8 | 1.285 | 1393353 | 2019-32222 | 0 | 0 | 6445 | 6445 | 1.2206 | 2343636.3636 | 2019-44443 | 2020-10568 | 0 | 0 | 6445 | 6445 | 1.2206 | 2963553 | 5238478 | 459.822
| 35112426 |  | COMP | 2020444 | 1.72 | 0 | 2019 | 1.71 | 0.01 | 1.72 | 4009951.67 | DOCC | 152762101 | EL DORADO PH 2101 | EL DORADO PH 2101CB | 74 | 7.4577 | 2250 | 0.3064 | 0.0041406 | 2350 | 0.047347 | 76 | Tier 3 | PRE | POLLCOCK PINES | El Dorado | Sierra | Northern | 5785653 | E.5015420.03 | 117467829 | 35112426 | CWSP-EL DORADO 2101-OCBZONE-PH1.3 | 9368 | 0 | 0 | 0 |  | 2018-81374 | 6784.8 | 1.285 | 1393353 | 2019-32222 | 0 | 0 | 9077 | 9077 | 1.7191 | 3300727.2727 | 2019-45443 | 2019-68332 | 0 | 0 | 9368 | 9368 | 1.7742 | 2709822 | 3754403 | 289.2637 |  | 2020-04943
| 35115152 |  |  |  | 1.57 | 1.57 |  |  |  |  | 380833.9 | UNSC | 152481103 | BRUNSWICK 1103 | BRUNSWICK 110350070 | 201 | 17.7473 | 2144 | 1.2469 | 0.0062036 | 2255 | 0.073907 | 7 | Tier 3 | PRE | NEVADA CITY | Nevada | Sierra | Northern | 5785722 | E.5015568.03 | 117495855 | 35115152 | CWSP-BRUNSWICK 1103-LR50070-PH 2.3 | 8271 | 0 | 0 | 0 |  | 2018-85027 | 11880 | 2.25 | 2383450 | 2019-76348 |  |  |  | 0 | 0 | 0 | 2020-55781 | 2020-58697 | 0 | 0 | 8271 | 8271 | 1.5665 | 2679486 | 3591121 | 323.9616
| 35112427 |  | COMP | 2020444 | 0.96 | 0 | 2019 | 0.07 | 0.89 | 0.96 | 1843520.74 | DOCC | 152762101 | EL DORADO PH 2101 | EL DORADO PH 2101CB | 74 | 7.4577 | 2250 | 0.3064 | 0.0041406 | 2350 | 0.026426 | 76 | Tier 2 | PRE | POLLCOCK PINES | El Dorado | Sierra | Northern | 5785654 | E.5015420.04 | 117467963 | 35112427 | CWSP-EL DORADO 2101-OCBZONE-PH1.4 | 5117 | 0 | 0 | 0 |  | 2018-81374 | 6784.8 | 1.285 | 1393353 | 2019-32222 | 0 | 0 | 5069 | 5069 | 0.96004 | 1843272.7273 | 2019-45969 | 2019-76131 | 0 | 0 | 5117 | 5117 | 0.96913 | 2336755 | 3306693 | 456.665
| 35112428 |  | COMP | 2020444 | 1.62 | 0 |  |  |  | 1.62 | 2470941.17 | DOCC | 152762101 | EL DORADO PH 2101 | EL DORADO PH 2101CB | 74 | 7.4577 | 2250 | 0.3064 | 0.0041406 | 2350 | 0.044594 | 76 | Tier 3 | PRE | POLLCOCK PINES | El Dorado | Sierra | Northern | 5785655 | E.5015420.05 | 117467964 | 35112428 | CWSP-EL DORADO 2101-OCBZONE-PH1.5 | 8571 | 0 | 0 | 0 |  | 2018-81374 | 6784.8 | 1.285 | 1393353 | 2019-32222 | 0 | 0 | 8571 | 8571 | 1.6233 | 3116727.2727 | 2019-44655 | 2019-71163 | 0 | 0 | 8571 | 8571 | 1.6233 | 2756022 | 3809898 | 321.552
| 35112429 |  | COMP | 2020444 | 1.39 | 0 | 2020 |  |  | 1.39 | 2002650.05 | CONS | 152762101 | EL DORADO PH 2101 | EL DORADO PH 2101CB | 74 | 7.4577 | 2250 | 0.3064 | 0.0041406 | 2350 | 0.038263 | 76 | Tier 3 | PRE | POLLCOCK PINES | El Dorado | Sierra | Northern | 5785656 | E.5015420.06 | 117467966 | 35112429 | CWSP-EL DORADO 2101-OCBZONE-PH1.6 | 7341 | 0 | 0 | 0 |  | 2018-81374 | 6784.8 | 1.285 | 1393353 | 2019-32222 | 0 | 0 | 7341 | 7341 | 1.3903 | 2669454.5455 | 2019-44444 | 2020-13695 | 0 | 0 | 7341 | 7341 | 1.3903 | 3891539 | 5585619 | 530.1102
| 35112431 |  | COMP | 2020444 | 1.54 | 0 | 2020 |  |  | 1.54 | 2482915.28 | DOCC | 152762102 | EL DORADO PH 2102 | EL DORADO PH 210219562 | 98 | 7.2492 | 3014 | 0.0014213 | 1.4503e-05 | 3051 | 0.0002023 | 52 | Tier 3 | PRE | POLLOCK PINES | El Dorado | Sierra | Northern | 5785645 | E.5015687.02 | 117472384 | 35112431 | CWSP-EL DORADO 2102-LR19562-PH 1.1 | 8118 | 0 | 0 | 0 |  | 2018-66434 | 9570 | 1.8125 | 1985250 | 2019-32223 | 0 | 0 | 8118 | 8118 | 1.5375 | 2952000 | 2020-12245 | 2020-13590 | 0 | 0 | 8118 | 8118 | 1.5375 | 2661692 | 4166416 | 327.8753
| 35112432 |  | COMP | 2020444 | 1.97 | 0 | 2020 |  |  | 1.97 | 3042205.32 | CONS | 152762102 | EL DORADO PH 2102 | EL DORADO PH 210219562 | 98 | 7.2492 | 3014 | 0.0014213 | 1.4503e-05 | 3051 | 0.00025878 | 52 | Tier 3 | PRE | POLLOCK PINES | El Dorado | Sierra | Northern | 5785646 | E.5015687.03 | 117472387 | 35112432 | CWSP-EL DORADO 2102-LR19562-PH 1.2 | 10390 | 0 | 0 | 0 |  | 2018-66434 | 9570 | 1.8125 | 1985250 | 2019-32223 | 0 | 0 | 11193 | 11193 | 2.1199 | 4070181.8182 | 2019-54865 | 2020-13598 | 0 | 0 | 11193 | 11193 | 2.1199 | 3480530 | 5345911 | 310.956
| 35112433 |  | COMP | 2020444 | 2 | 0 | 2020 |  |  | 2 | 2680370.76 | DOCC | 152762102 | EL DORADO PH 2102 | EL DORADO PH 210219562 | 98 | 7.2492 | 3014 | 0.0014213 | 1.4503e-05 | 3051 | 0.00026272 | 52 | Tier 3 | PRE | POLLOCK PINES | El Dorado | Sierra | Northern | 5785647 | E.5015687.04 | 117472388 | 35112433 | CWSP-EL DORADO 2102-LR19562-PH 1.3 | 10560 | 0 | 0 | 0 |  | 2018-66434 | 9570 | 1.8125 | 1985250 | 2019-32223 | 0 | 0 | 10122 | 10122 | 1.917 | 3680727.2727 | 2019-65337 | 2020-13602 | 0 | 0 | 10122 | 10122 | 1.917 | 2516336 | 4151673 | 248.6007 | 2020-47792
| 35112434 |  | COMP | 2020444 | 1.53 | 0 | 2020 |  |  | 1.53 | 2106309.63 | DOCC | 152762102 | EL DORADO PH 2102 | EL DORADO PH 210219562 | 98 | 7.2492 | 3014 | 0.0014213 | 1.4503e-05 | 3051 | 0.00020098 | 52 | Tier 3 | PRE | POLLOCK PINES | El Dorado | Sierra | Northern | 5785648 | E.5015687.05 | 117472389 | 35112434 | CWSP-EL DORADO 2102-LR19562-PH 1.4 | 8078 | 0 | 0 | 0 |  | 2018-66434 | 9570 | 1.8125 | 1985250 | 2019-32223 | 0 | 0 | 7924 | 7924 | 1.5008 | 2881454.5455 | 2019-54370 | 2020-30400 | 0 | 0 | 7924 | 7924 | 1.5008 | 2743160 | 3756886 | 346.1837
| 74021903 |  | COMP | 2019083 | 4.77 | 0 |  |  |  | 4.77 | 12351740.87 | DOCC | 152481105 | BRUNSWICK 1105 | BRUNSWICK 11051030 | 217 | 15.89 | 2654 | 0.19746 | 0.00090994 | 2748 | 0.039714 | 351 | Tier 3 | PRE | NEVADA CITY | Nevada | Sierra | Northern | 5782835 | E.5015036.01 | 114736235 | 74021903 | CWSP-BRUNSWICK 1105-LR1030-PH1.1 | 25191 | 0 | 0 | 0 |  |  |  | 0 |  |  | 0 | 0 | 25191 | 25191 | 4.771 | 9160363.6364
| 35060992 |  |  |  | 0.48 | 0.48 |  |  |  |  | 34544.18 | UNSE | 152481105 | BRUNSWICK 1105 | BRUNSWICK 11052140 | 373 | 34.5738 | 2096 | 2.5928 | 0.0069513 | 2015 | 0.024118 | 22 | Tier 3 | PRE | NEVADA CITY | Nevada | Sierra | Northern | 5783064 | E.5015548.01 | 115101918 | 35060992 | CWSP-BRUNSWICK 1105-LR2140-PH 1.01 | 2534 | 0 | 0 | 0 |  | 2018-84805 | 4435.2 | 0.84 | 897506 | 2020-21904 | 0 | 0 | 2534 | 2534 | 0.47992 | 921454.5455
| 35155680 |  |  |  | 1.324 | 1.324 |  |  |  |  | 1209.45 | UNSE | 152481105 | BRUNSWICK 1105 | BRUNSWICK 11052140 | 373 | 34.5738 | 2096 | 2.5928 | 0.0069513 | 2015 | 0.066526 | 22 | Tier 3 | PRE | NEVADA CITY | Nevada | Sierra | Northern | 5789366 | E.5030694.01 | 118499588 | 35155680 | CWSP-BRUNSWICK 1105-LR2140-PH 1.02 | 6990 | 0 | 0 | 0 |  | 2018-84805 | 4435.2 | 0.84 | 897506 | 2020-21904 | 0 | 0 | 6990 | 6990 | 1.3239 | 2541818.1818
| 35155681 |  |  |  | 0.253 | 0.253 |  |  |  |  | 733.75 | UNSE | 152481105 | BRUNSWICK 1105 | BRUNSWICK 11052140 | 373 | 34.5738 | 2096 | 2.5928 | 0.0069513 | 2015 | 0.012712 | 22 | Tier 3 | PRE | NEVADA CITY | Nevada | Sierra | Northern | 5789378 | E.5030695.01 | 118501195 | 35155681 | CWSP-BRUNSWICK 1105-LR2140-PH 1.03 | 1335 | 0 | 0 | 0 |  | 2018-84805 | 4435.2 | 0.84 | 897506 | 2020-21904 | 0 | 0 | 1335 | 1335 | 0.25284 | 485454.5455
| 35155682 |  |  |  | 0.366 | 0.366 |  |  |  |  | 489.15 | UNSE | 152481105 | BRUNSWICK 1105 | BRUNSWICK 11052140 | 373 | 34.5738 | 2096 | 2.5928 | 0.0069513 | 2015 | 0.01839 | 22 | Tier 3 | PRE | NEVADA CITY | Nevada | Sierra | Northern | 5789379 | E.5030696.01 | 118501438 | 35155682 | CWSP-BRUNSWICK 1105-LR2140-PH 1.04 | 1930 | 0 | 0 | 0 |  | 2018-84805 | 4435.2 | 0.84 | 897506 | 2020-21904 | 0 | 0 | 1930 | 1930 | 0.36553 | 701818.1818
| 35155683 |  |  |  | 1.241 | 1.241 |  |  |  |  | 2174.37 | UNSE | 152481105 | BRUNSWICK 1105 | BRUNSWICK 11052140 | 373 | 34.5738 | 2096 | 2.5928 | 0.0069513 | 2015 | 0.062355 | 22 | Tier 3 | PRE | NEVADA CITY | Nevada | Sierra | Northern | 5789380 | E.5030697.01 | 118501439 | 35155683 | CWSP-BRUNSWICK 1105-LR2140-PH 1.05 | 6550 | 0 | 0 | 0 |  | 2018-84805 | 4435.2 | 0.84 | 897506 | 2020-21904 | 0 | 0 | 6550 | 6550 | 1.2405 | 2381818.1818
| 35155684 |  |  |  | 0.623 | 0.623 |  |  |  |  | 489.15 | UNSE | 152481105 | BRUNSWICK 1105 | BRUNSWICK 11052140 | 373 | 34.5738 | 2096 | 2.5928 | 0.0069513 | 2015 | 0.031303 | 22 | Tier 3 | PRE | NEVADA CITY | Nevada | Sierra | Northern | 5789381 | E.5030698.01 | 118501730 | 35155684 | CWSP-BRUNSWICK 1105-LR2140-PH 1.06 | 3288 | 0 | 0 | 0 |  | 2018-84805 | 4435.2 | 0.84 | 897506 | 2020-21904 | 0 | 0 | 3288 | 3288 | 0.62273 | 1195636.3636
| 35155685 |  |  |  | 0.716 | 0.716 |  |  |  |  | 489.15 | UNSE | 152481105 | BRUNSWICK 1105 | BRUNSWICK 11052140 | 373 | 34.5738 | 2096 | 2.5928 | 0.0069513 | 2015 | 0.035976 | 22 | Tier 3 | PRE | NEVADA CITY | Nevada | Sierra | Northern | 5789382 | E.5030699.01 | 118501731 | 35155685 | CWSP-BRUNSWICK 1105-LR2140-PH 1.07 | 3780 | 0 | 0 | 0 |  | 2018-84805 | 4435.2 | 0.84 | 897506 | 2020-21904 | 0 | 0 | 3780 | 3780 | 0.71591 | 1374545.4545
| 35155686 |  |  |  | 0.614 | 0.614 |  |  |  |  | 244.59 | UNSE | 152481105 | BRUNSWICK 1105 | BRUNSWICK 11052140 | 373 | 34.5738 | 2096 | 2.5928 | 0.0069513 | 2015 | 0.030851 | 22 | Tier 3 | PRE | NEVADA CITY | Nevada | Sierra | Northern | 5789383 | E.5030700.01 | 118501733 | 35155686 | CWSP-BRUNSWICK 1105-LR2140-PH 1.08 | 3240 | 0 | 0 | 0 |  | 2018-84805 | 4435.2 | 0.84 | 897506 | 2020-21904 | 0 | 0 | 3240 | 3240 | 0.61364 | 1178181.8182
| 35052328 |  | CANCL |  |  | 0 |  |  |  |  | 1067.66 | UNSE | 42711101 | CALISTOGA 1101 | CALISTOGA 1101736 | 350 | 34.6626 | 833 | 31.0945 | 0.088841 | 1030 | #DIV/0! | 24 | Tier 3 | WDDB | CALISTOGA | Napa | North Bay | Bay Area | 5530168 | # | 114883275 | 35052328 | CALISTOGA 1101 WIRE DOWN 18-0052856 | 0 | 0 | 0 | 0 |  | 2018-69547 | 13630 | 2.5814 | 2766000
| 35155687 |  |  |  | 1.683 | 1.683 |  |  |  |  | 244.59 | UNSE | 152481105 | BRUNSWICK 1105 | BRUNSWICK 11052140 | 373 | 34.5738 | 2096 | 2.5928 | 0.0069513 | 2015 | 0.084564 | 22 | Tier 3 | PRE | NEVADA CITY | Nevada | Sierra | Northern | 5789384 | E.5030701.01 | 118501735 | 35155687 | CWSP-BRUNSWICK 1105-LR2140-PH 1.09 | 8886 | 0 | 0 | 0 |  | 2018-84805 | 4435.2 | 0.84 | 897506 | 2020-21904 | 0 | 0 | 8886 | 8886 | 1.683 | 3231272.7273
| 35155688 |  |  |  | 0.561 | 0.561 |  |  |  |  | 244.59 | UNSE | 152481105 | BRUNSWICK 1105 | BRUNSWICK 11052140 | 373 | 34.5738 | 2096 | 2.5928 | 0.0069513 | 2015 | 0.028188 | 22 | Tier 3 | PRE | NEVADA CITY | Nevada | Sierra | Northern | 5789385 | E.5030702.01 | 118501736 | 35155688 | CWSP-BRUNSWICK 1105-LR2140-PH 1.10 | 2961 | 0 | 0 | 0 |  | 2018-84805 | 4435.2 | 0.84 | 897506 | 2020-21904 | 0 | 0 | 2961 | 2961 | 0.5608 | 1076727.2727
| 35155689 |  |  |  | 0.928 | 0.928 |  |  |  |  | 244.59 | UNSE | 152481105 | BRUNSWICK 1105 | BRUNSWICK 11052140 | 373 | 34.5738 | 2096 | 2.5928 | 0.0069513 | 2015 | 0.046628 | 22 | Tier 3 | PRE | NEVADA CITY | Nevada | Sierra | Northern | 5789386 | E.5030703.01 | 118501737 | 35155689 | CWSP-BRUNSWICK 1105-LR2140-PH 1.11 | 4900 | 0 | 0 | 0 |  | 2018-84805 | 4435.2 | 0.84 | 897506 | 2020-21904 | 0 | 0 | 4900 | 4900 | 0.92803 | 1781818.1818
| 35155690 |  |  |  | 0.963 | 0.963 |  |  |  |  | 244.59 | UNSE | 152481105 | BRUNSWICK 1105 | BRUNSWICK 11052140 | 373 | 34.5738 | 2096 | 2.5928 | 0.0069513 | 2015 | 0.048387 | 22 | Tier 3 | PRE | NEVADA CITY | Nevada | Sierra | Northern | 5789387 | E.5030704.01 | 118501738 | 35155690 | CWSP-BRUNSWICK 1105-LR2140-PH 1.12 | 5082 | 0 | 0 | 0 |  | 2018-84805 | 4435.2 | 0.84 | 897506 | 2020-21904 | 0 | 0 | 5082 | 5082 | 0.9625 | 1848000
| 35155691 |  |  |  | 0.57 | 0.57 |  |  |  |  | 244.59 | UNSE | 152481105 | BRUNSWICK 1105 | BRUNSWICK 11052140 | 373 | 34.5738 | 2096 | 2.5928 | 0.0069513 | 2015 | 0.02864 | 22 | Tier 3 | PRE | NEVADA CITY | Nevada | Sierra | Northern | 5789388 | E.5030705.01 | 118501739 | 35155691 | CWSP-BRUNSWICK 1105-LR2140-PH 1.13 | 3010 | 0 | 0 | 0 |  | 2018-84805 | 4435.2 | 0.84 | 897506 | 2020-21904 | 0 | 0 | 3010 | 3010 | 0.57008 | 1094545.4545
| 35155692 |  |  |  | 0.998 | 0.998 |  |  |  |  | 244.59 | UNSE | 152481105 | BRUNSWICK 1105 | BRUNSWICK 11052140 | 373 | 34.5738 | 2096 | 2.5928 | 0.0069513 | 2015 | 0.050146 | 22 | Tier 3 | PRE | NEVADA CITY | Nevada | Sierra | Northern | 5789389 | E.5030706.01 | 118501873 | 35155692 | CWSP-BRUNSWICK 1105-LR2140-PH 1.14 | 5268 | 0 | 0 | 0 |  | 2018-84805 | 4435.2 | 0.84 | 897506 | 2020-21904 | 0 | 0 | 5268 | 5268 | 0.99773 | 1915636.3636
| 35155693 |  |  |  | 1.155 | 1.155 |  |  |  |  | 311.2 | UNSE | 152481105 | BRUNSWICK 1105 | BRUNSWICK 11052140 | 373 | 34.5738 | 2096 | 2.5928 | 0.0069513 | 2015 | 0.058034 | 22 | Tier 3 | PRE | NEVADA CITY | Nevada | Sierra | Northern | 5789390 | E.5030707.01 | 118501874 | 35155693 | CWSP-BRUNSWICK 1105-LR2140-PH 1.15 | 6100 | 0 | 0 | 0 |  | 2018-84805 | 4435.2 | 0.84 | 897506 | 2020-21904 | 0 | 0 | 6100 | 6100 | 1.1553 | 2218181.8182
| 35155694 |  |  |  | 1.117 | 1.117 |  |  |  |  | 244.59 | UNSE | 152481105 | BRUNSWICK 1105 | BRUNSWICK 11052140 | 373 | 34.5738 | 2096 | 2.5928 | 0.0069513 | 2015 | 0.056125 | 22 | Tier 3 | PRE | NEVADA CITY | Nevada | Sierra | Northern | 5789391 | E.5030708.01 | 118501875 | 35155694 | CWSP-BRUNSWICK 1105-LR2140-PH 1.16 | 5900 | 0 | 0 | 0 |  | 2018-84805 | 4435.2 | 0.84 | 897506 | 2020-21904 | 0 | 0 | 5900 | 5900 | 1.1174 | 2145454.5455
| 35060991 |  |  |  | 0.467 | 0.467 |  |  |  |  | 15685.31 | UNSE | 152481105 | BRUNSWICK 1105 | BRUNSWICK 11052140 | 373 | 34.5738 | 2096 | 2.5928 | 0.0069513 | 2015 | 0.023465 | 22 | Tier 3 | PRE | NEVADA CITY | Nevada | Sierra | Northern | 5783063 | E.5015547.01 | 115101979 | 35060991 | CWSP-BRUNSWICK 1105-LR2140-PH2.01 | 2465 | 0 | 0 | 0 |  | 2018-84808 | 3748.8 | 0.71 | 756111 | 2020-21909 | 0 | 0 | 2465 | 2465 | 0.46686 | 896363.6364
| 35155695 |  |  |  | 1.035 | 1.035 |  |  |  |  | 459.15 | UNSE | 152481105 | BRUNSWICK 1105 | BRUNSWICK 11052140 | 373 | 34.5738 | 2096 | 2.5928 | 0.0069513 | 2015 | 0.052005 | 22 | Tier 3 | PRE | NEVADA CITY | Nevada | Sierra | Northern | 5789392 | E.5030709.01 | 118502200 | 35155695 | CWSP-BRUNSWICK 1105-LR2140-PH2.02 | 5465 | 0 | 0 | 0 |  | 2018-84808 | 3748.8 | 0.71 | 756111 | 2020-21909 | 0 | 0 | 5465 | 5465 | 1.035 | 1987272.7273
| 35155696 |  |  |  | 0.462 | 0.462 |  |  |  |  | 725.36 | UNSE | 152481105 | BRUNSWICK 1105 | BRUNSWICK 11052140 | 373 | 34.5738 | 2096 | 2.5928 | 0.0069513 | 2015 | 0.023214 | 22 | Tier 3 | PRE | NEVADA CITY | Nevada | Sierra | Northern | 5789393 | E.5030710.01 | 118502205 | 35155696 | CWSP-BRUNSWICK 1105-LR2140-PH2.03 | 2440 | 0 | 0 | 0 |  | 2018-84808 | 3748.8 | 0.71 | 756111 | 2020-21909 | 0 | 0 | 2440 | 2440 | 0.46212 | 887272.7273
| 35155697 |  |  |  | 0.394 | 0.394 |  |  |  |  | 247.12 | UNSE | 152481105 | BRUNSWICK 1105 | BRUNSWICK 11052140 | 373 | 34.5738 | 2096 | 2.5928 | 0.0069513 | 2015 | 0.019797 | 22 | Tier 3 | PRE | NEVADA CITY | Nevada | Sierra | Northern | 5789394 | E.5030711.01 | 118502207 | 35155697 | CWSP-BRUNSWICK 1105-LR2140-PH2.04 | 2080 | 0 | 0 | 0 |  | 2018-84808 | 3748.8 | 0.71 | 756111 | 2020-21909 | 0 | 0 | 2080 | 2080 | 0.39394 | 756363.6364
| 35155698 |  |  |  | 1.199 | 1.199 |  |  |  |  | 247.12 | UNSE | 152481105 | BRUNSWICK 1105 | BRUNSWICK 11052140 | 373 | 34.5738 | 2096 | 2.5928 | 0.0069513 | 2015 | 0.060245 | 22 | Tier 3 | PRE | NEVADA CITY | Nevada | Sierra | Northern | 5789395 | E.5030712.01 | 118502208 | 35155698 | CWSP-BRUNSWICK 1105-LR2140-PH2.05 | 6332 | 0 | 0 | 0 |  | 2018-84808 | 3748.8 | 0.71 | 756111 | 2020-21909 | 0 | 0 | 6332 | 6332 | 1.1992 | 2302545.4545
| 35155699 |  |  |  | 0.457 | 0.457 |  |  |  |  | 247.12 | UNSE | 152481105 | BRUNSWICK 1105 | BRUNSWICK 11052140 | 373 | 34.5738 | 2096 | 2.5928 | 0.0069513 | 2015 | 0.022962 | 22 | Tier 3 | PRE | NEVADA CITY | Nevada | Sierra | Northern | 5789396 | E.5030713.01 | 118502271 | 35155699 | CWSP-BRUNSWICK 1105-LR2140-PH2.06 | 2415 | 0 | 0 | 0 |  | 2018-84808 | 3748.8 | 0.71 | 756111 | 2020-21909 | 0 | 0 | 2415 | 2415 | 0.45739 | 878181.8182
| 35155740 |  |  |  | 0.689 | 0.689 |  |  |  |  | 0 | UNSE | 152481105 | BRUNSWICK 1105 | BRUNSWICK 11052140 | 373 | 34.5738 | 2096 | 2.5928 | 0.0069513 | 2015 | 0.03462 | 22 | Tier 3 | PRE | NEVADA CITY | Nevada | Sierra | Northern | 5789397 | E.5030714.01 | 118502272 | 35155740 | CWSP-BRUNSWICK 1105-LR2140-PH2.07 | 3636 | 0 | 0 | 0 |  | 2018-84808 | 3748.8 | 0.71 | 756111 | 2020-21909 | 0 | 0 | 3636 | 3636 | 0.68864 | 1322181.8182
| 35155741 |  |  |  | 0.169 | 0.169 |  |  |  |  | 247.12 | UNSE | 152481105 | BRUNSWICK 1105 | BRUNSWICK 11052140 | 373 | 34.5738 | 2096 | 2.5928 | 0.0069513 | 2015 | 0.0084916 | 22 | Tier 3 | PRE | NEVADA CITY | Nevada | Sierra | Northern | 5789398 | E.5030715.01 | 118502273 | 35155741 | CWSP-BRUNSWICK 1105-LR2140-PH2.08 | 890 | 0 | 0 | 0 |  | 2018-84808 | 3748.8 | 0.71 | 756111 | 2020-21909 | 0 | 0 | 890 | 890 | 0.16856 | 323636.3636
| 35155742 |  |  |  | 1.155 | 1.155 |  |  |  |  | 725.36 | UNSE | 152481105 | BRUNSWICK 1105 | BRUNSWICK 11052140 | 373 | 34.5738 | 2096 | 2.5928 | 0.0069513 | 2015 | 0.058034 | 22 | Tier 3 | PRE | NEVADA CITY | Nevada | Sierra | Northern | 5789399 | E.5030716.01 | 118502274 | 35155742 | CWSP-BRUNSWICK 1105-LR2140-PH2.09 | 6100 | 0 | 0 | 0 |  | 2018-84808 | 3748.8 | 0.71 | 756111 | 2020-21909 | 0 | 0 | 6100 | 6100 | 1.1553 | 2218181.8182
| 35155743 |  |  |  | 0.699 | 0.699 |  |  |  |  | 0 | UNSE | 152481105 | BRUNSWICK 1105 | BRUNSWICK 11052140 | 373 | 34.5738 | 2096 | 2.5928 | 0.0069513 | 2015 | 0.035122 | 22 | Tier 3 | PRE | NEVADA CITY | Nevada | Sierra | Northern | 5789400 | E.5030717.01 | 118502275 | 35155743 | CWSP-BRUNSWICK 1105-LR2140-PH2.10 | 3692 | 0 | 0 | 0 |  | 2018-84808 | 3748.8 | 0.71 | 756111 | 2020-21909 | 0 | 0 | 3692 | 3692 | 0.69924 | 1342545.4545
| 35155744 |  |  |  | 0.506 | 0.506 |  |  |  |  | 0 | UNSE | 152481105 | BRUNSWICK 1105 | BRUNSWICK 11052140 | 373 | 34.5738 | 2096 | 2.5928 | 0.0069513 | 2015 | 0.025425 | 22 | Tier 3 | PRE | NEVADA CITY | Nevada | Sierra | Northern | 5789401 | E.5030718.01 | 118502276 | 35155744 | CWSP-BRUNSWICK 1105-LR2140-PH2.11 | 2671 | 0 | 0 | 0 |  | 2018-84808 | 3748.8 | 0.71 | 756111 | 2020-21909 | 0 | 0 | 2671 | 2671 | 0.50587 | 971272.7273
| 35155746 |  |  |  | 1.119 | 1.119 |  |  |  |  | 494.23 | UNSE | 152481105 | BRUNSWICK 1105 | BRUNSWICK 11052140 | 373 | 34.5738 | 2096 | 2.5928 | 0.0069513 | 2015 | 0.056225 | 22 | Tier 3 | PRE | NEVADA CITY | Nevada | Sierra | Northern | 5789402 | E.5030719.01 | 118502277 | 35155746 | CWSP-BRUNSWICK 1105-LR2140-PH2.12 | 5910 | 0 | 0 | 0 |  | 2018-84808 | 3748.8 | 0.71 | 756111 | 2020-21909 | 0 | 0 | 5910 | 5910 | 1.1193 | 2149090.9091
| 35155747 |  |  |  | 0.762 | 0.762 |  |  |  |  | 0 | UNSE | 152481105 | BRUNSWICK 1105 | BRUNSWICK 11052140 | 373 | 34.5738 | 2096 | 2.5928 | 0.0069513 | 2015 | 0.038288 | 22 | Tier 3 | PRE | NEVADA CITY | Nevada | Sierra | Northern | 5789403 | E.5030720.01 | 118502279 | 35155747 | CWSP-BRUNSWICK 1105-LR2140-PH2.13 | 4025 | 0 | 0 | 0 |  | 2018-84808 | 3748.8 | 0.71 | 756111 | 2020-21909 | 0 | 0 | 4025 | 4025 | 0.76231 | 1463636.3636
| 35155748 |  |  |  | 0.519 | 0.519 |  |  |  |  | 0 | UNSE | 152481105 | BRUNSWICK 1105 | BRUNSWICK 11052140 | 373 | 34.5738 | 2096 | 2.5928 | 0.0069513 | 2015 | 0.026078 | 22 | Tier 3 | PRE | NEVADA CITY | Nevada | Sierra | Northern | 5789404 | E.5030721.01 | 118502451 | 35155748 | CWSP-BRUNSWICK 1105-LR2140-PH2.14 | 2740 | 0 | 0 | 0 |  | 2018-84808 | 3748.8 | 0.71 | 756111 | 2020-21909 | 0 | 0 | 2740 | 2740 | 0.51894 | 996363.6364
| 35155749 |  |  |  | 0.504 | 0.504 |  |  |  |  | 0 | UNSE | 152481105 | BRUNSWICK 1105 | BRUNSWICK 11052140 | 373 | 34.5738 | 2096 | 2.5928 | 0.0069513 | 2015 | 0.025324 | 22 | Tier 3 | PRE | NEVADA CITY | Nevada | Sierra | Northern | 5789405 | E.5030722.01 | 118502453 | 35155749 | CWSP-BRUNSWICK 1105-LR2140-PH2.15 | 2662 | 0 | 0 | 0 |  | 2018-84808 | 3748.8 | 0.71 | 756111 | 2020-21909 | 0 | 0 | 2662 | 2662 | 0.50417 | 968000
| 35155750 |  |  |  | 1.68 | 1.68 |  |  |  |  | 494.23 | UNSE | 152481105 | BRUNSWICK 1105 | BRUNSWICK 11052140 | 373 | 34.5738 | 2096 | 2.5928 | 0.0069513 | 2015 | 0.084413 | 22 | Tier 3 | PRE | NEVADA CITY | Nevada | Sierra | Northern | 5789406 | E.5030723.01 | 118502455 | 35155750 | CWSP-BRUNSWICK 1105-LR2140-PH2.16 | 8872 | 0 | 0 | 0 |  | 2018-84808 | 3748.8 | 0.71 | 756111 | 2020-21909 | 0 | 0 | 8872 | 8872 | 1.6803 | 3226181.8182
| 35155751 |  |  |  | 0.498 | 0.498 |  |  |  |  | 725.36 | UNSE | 152481105 | BRUNSWICK 1105 | BRUNSWICK 11052140 | 373 | 34.5738 | 2096 | 2.5928 | 0.0069513 | 2015 | 0.025023 | 22 | Tier 3 | PRE | NEVADA CITY | Nevada | Sierra | Northern | 5789407 | E.5030724.01 | 118502456 | 35155751 | CWSP-BRUNSWICK 1105-LR2140-PH2.17 | 2627 | 0 | 0 | 0 |  | 2018-84808 | 3748.8 | 0.71 | 756111 | 2020-21909 | 0 | 0 | 2627 | 2627 | 0.49754 | 955272.7273
| 35060990 |  |  |  | 0.864 | 0.864 |  |  |  |  | 19227.08 | UNSE | 152481105 | BRUNSWICK 1105 | BRUNSWICK 11052140 | 373 | 34.5738 | 2096 | 2.5928 | 0.0069513 | 2015 | 0.043413 | 22 | Tier 3 | PRE | NEVADA CITY | Nevada | Sierra | Northern | 5783062 | E.5015546.01 | 115102251 | 35060990 | CWSP-BRUNSWICK 1105-LR2140-PH3.01 | 4562 | 0 | 0 | 0 |  | 2018-84820 | 4065.6 | 0.77 | 818566 | 2020-21919 | 0 | 0 | 4562 | 4562 | 0.86402 | 1658909.0909
| 35155752 |  |  |  | 0.516 | 0.516 |  |  |  |  | 214.56 | UNSE | 152481105 | BRUNSWICK 1105 | BRUNSWICK 11052140 | 373 | 34.5738 | 2096 | 2.5928 | 0.0069513 | 2015 | 0.025927 | 22 | Tier 3 | PRE | NEVADA CITY | Nevada | Sierra | Northern | 5789408 | E.5030725.01 | 118502580 | 35155752 | CWSP-BRUNSWICK 1105-LR2140-PH3.02 | 2727 | 0 | 0 | 0 |  | 2018-84820 | 4065.6 | 0.77 | 818566 | 2020-21919 | 0 | 0 | 2727 | 2727 | 0.51648 | 991636.3636
| 35155753 |  |  |  | 1.063 | 1.063 |  |  |  |  | 770.34 | UNSE | 152481105 | BRUNSWICK 1105 | BRUNSWICK 11052140 | 373 | 34.5738 | 2096 | 2.5928 | 0.0069513 | 2015 | 0.053412 | 22 | Tier 3 | PRE | NEVADA CITY | Nevada | Sierra | Northern | 5789409 | E.5030726.01 | 118502582 | 35155753 | CWSP-BRUNSWICK 1105-LR2140-PH3.03 | 5611 | 0 | 0 | 0 |  | 2018-84820 | 4065.6 | 0.77 | 818566 | 2020-21919 | 0 | 0 | 5611 | 5611 | 1.0627 | 2040363.6364
| 35155754 |  |  |  | 1.255 | 1.255 |  |  |  |  | 525.75 | UNSE | 152481105 | BRUNSWICK 1105 | BRUNSWICK 11052140 | 373 | 34.5738 | 2096 | 2.5928 | 0.0069513 | 2015 | 0.063059 | 22 | Tier 3 | PRE | NEVADA CITY | Nevada | Sierra | Northern | 5789410 | E.5030727.01 | 118502583 | 35155754 | CWSP-BRUNSWICK 1105-LR2140-PH3.04 | 6626 | 0 | 0 | 0 |  | 2018-84820 | 4065.6 | 0.77 | 818566 | 2020-21919 | 0 | 0 | 6626 | 6626 | 1.2549 | 2409454.5455
| 35155755 |  |  |  | 0.271 | 0.271 |  |  |  |  | 214.56 | UNSE | 152481105 | BRUNSWICK 1105 | BRUNSWICK 11052140 | 373 | 34.5738 | 2096 | 2.5928 | 0.0069513 | 2015 | 0.013617 | 22 | Tier 3 | PRE | NEVADA CITY | Nevada | Sierra | Northern | 5789411 | E.5030728.01 | 118502584 | 35155755 | CWSP-BRUNSWICK 1105-LR2140-PH3.05 | 1431 | 0 | 0 | 0 |  | 2018-84820 | 4065.6 | 0.77 | 818566 | 2020-21919 | 0 | 0 | 1431 | 1431 | 0.27102 | 520363.6364
| 35155756 |  |  |  | 1.745 | 1.745 |  |  |  |  | 1809.66 | UNSE | 152481105 | BRUNSWICK 1105 | BRUNSWICK 11052140 | 373 | 34.5738 | 2096 | 2.5928 | 0.0069513 | 2015 | 0.087679 | 22 | Tier 3 | PRE | NEVADA CITY | Nevada | Sierra | Northern | 5789412 | E.5030730.01 | 118502585 | 35155756 | CWSP-BRUNSWICK 1105-LR2140-PH3.06 | 9214 | 0 | 0 | 0 |  | 2018-84820 | 4065.6 | 0.77 | 818566 | 2020-21919 | 0 | 0 | 9214 | 9214 | 1.7451 | 3350545.4545
| 35155757 |  |  |  | 0.552 | 0.552 |  |  |  |  | 0 | UNSE | 152481105 | BRUNSWICK 1105 | BRUNSWICK 11052140 | 373 | 34.5738 | 2096 | 2.5928 | 0.0069513 | 2015 | 0.027736 | 22 | Tier 3 | PRE | NEVADA CITY | Nevada | Sierra | Northern | 5789413 | E.5030731.01 | 118502586 | 35155757 | CWSP-BRUNSWICK 1105-LR2140-PH3.07 | 2913 | 0 | 0 | 0 |  | 2018-84820 | 4065.6 | 0.77 | 818566 | 2020-21919 | 0 | 0 | 2913 | 2913 | 0.5517 | 1059272.7273
| 35155758 |  |  |  | 0.665 | 0.665 |  |  |  |  | 525.75 | UNSE | 152481105 | BRUNSWICK 1105 | BRUNSWICK 11052140 | 373 | 34.5738 | 2096 | 2.5928 | 0.0069513 | 2015 | 0.033414 | 22 | Tier 3 | PRE | NEVADA CITY | Nevada | Sierra | Northern | 5789414 | E.5030732.01 | 118502587 | 35155758 | CWSP-BRUNSWICK 1105-LR2140-PH3.08 | 3510 | 0 | 0 | 0 |  | 2018-84820 | 4065.6 | 0.77 | 818566 | 2020-21919 | 0 | 0 | 3510 | 3510 | 0.66477 | 1276363.6364
| 35155759 |  |  |  | 0.663 | 0.663 |  |  |  |  | 0 | UNSE | 152481105 | BRUNSWICK 1105 | BRUNSWICK 11052140 | 373 | 34.5738 | 2096 | 2.5928 | 0.0069513 | 2015 | 0.033313 | 22 | Tier 3 | PRE | NEVADA CITY | Nevada | Sierra | Northern | 5789415 | E.5030733.01 | 118502588 | 35155759 | CWSP-BRUNSWICK 1105-LR2140-PH3.09 | 3500 | 0 | 0 | 0 |  | 2018-84820 | 4065.6 | 0.77 | 818566 | 2020-21919 | 0 | 0 | 3500 | 3500 | 0.66288 | 1272727.2727
| 35155840 |  |  |  | 0.49 | 0.49 |  |  |  |  | 0 | UNSE | 152481105 | BRUNSWICK 1105 | BRUNSWICK 11052140 | 373 | 34.5738 | 2096 | 2.5928 | 0.0069513 | 2015 | 0.024621 | 22 | Tier 3 | PRE | NEVADA CITY | Nevada | Sierra | Northern | 5789416 | E.5030734.01 | 118502589 | 35155840 | CWSP-BRUNSWICK 1105-LR2140-PH3.10 | 2596 | 0 | 0 | 0 |  | 2018-84820 | 4065.6 | 0.77 | 818566 | 2020-21919 | 0 | 0 | 2596 | 2596 | 0.49167 | 944000
| 35155841 |  |  |  | 0.85 | 0.85 |  |  |  |  | 770.34 | UNSE | 152481105 | BRUNSWICK 1105 | BRUNSWICK 11052140 | 373 | 34.5738 | 2096 | 2.5928 | 0.0069513 | 2015 | 0.042709 | 22 | Tier 3 | PRE | NEVADA CITY | Nevada | Sierra | Northern | 5789417 | E.5030735.01 | 118502690 | 35155841 | CWSP-BRUNSWICK 1105-LR2140-PH3.11 | 4491 | 0 | 0 | 0 |  | 2018-84820 | 4065.6 | 0.77 | 818566 | 2020-21919 | 0 | 0 | 4491 | 4491 | 0.85057 | 1633090.9091
| 35147045 |  | CANCL |  | 0.4 | 0.4 |  |  |  |  | 0 | CLSD | 14091108 | CASTRO VALLEY 1108 | CASTRO VALLEY 1108MR341 | 0 | 0 | 0 | 0 | 0 | #N/A | #DIV/0! | 2486 | Tier 3 | PSPS | CASTRO VALLEY | ALAMEDA | Mission | Central Coast | 5530161 | N/A |  | 35147045 | PSPS - Castro Valley 1108 - LR MR341 | 0 | 2112 | 0 | 0 |  | 2020-01526 | 2112 | 0.4 | 858000 |  |  |  |  | 0 | 0
| 35155842 |  |  |  | 0.15 | 0.15 |  |  |  |  | 475.72 | UNSE | 152481105 | BRUNSWICK 1105 | BRUNSWICK 11052140 | 373 | 34.5738 | 2096 | 2.5928 | 0.0069513 | 2015 | 0.0075369 | 22 | Tier 3 | PRE | NEVADA CITY | Nevada | Sierra | Northern | 5789418 | E.5030736.01 | 118502691 | 35155842 | CWSP-BRUNSWICK 1105-LR2140-PH3.12 | 808 | 0 | 0 | 0 |  | 2018-84820 | 4065.6 | 0.77 | 818566 | 2020-21919 | 0 | 0 | 808 | 808 | 0.15303 | 293818.1818
| 35060994 |  |  |  | 1.07 | 1.07 |  |  |  |  | 80882.07 | ESTS | 152481105 | BRUNSWICK 1105 | BRUNSWICK 11052210 | 280 | 22.9574 | 1902 | 3.2229 | 0.01151 | 2032 | 0.12525 | 21 | Tier 3 | PRE | NEVADA CITY | Nevada | Sierra | Northern | 5783060 | E.5015549.01 | 115101557 | 35060994 | CWSP-BRUNSWICK 1105-LR 2210-PH1.1 | 2755 | 2890 | 0 | 0 |  | 2018-84687 | 6758.4 | 1.28 | 1353622.22 | 2020-08007 | 0 | 2890 | 2755 | 5645 | 1.0691 | 3297360
| 35158717 |  |  |  | 1.43 | 1.43 |  |  |  |  | 45676.25 | ESTS | 152481105 | BRUNSWICK 1105 | BRUNSWICK 11052210 | 280 | 22.9574 | 1902 | 3.2229 | 0.01151 | 2032 | 0.1345 | 21 | Tier 3 | PRE | NEVADA CITY | Nevada | Sierra | Northern | 5789698 | E.5015549.02 | 118531819 | 35158717 | CWSP-BRUNSWICK 1105-LR 2210-PH1.2 | 7561 | 0 | 0 | 0 |  | 2018-84687 | 6758.4 | 1.28 | 1353622.22 | 2020-08007 | 0 | 0 | 7561 | 7561 | 1.432 | 2749454.5455
| 35160091 |  |  |  | 0.68 | 0.68 |  |  |  |  | 43706.52 | ESTS | 152481105 | BRUNSWICK 1105 | BRUNSWICK 11052210 | 280 | 22.9574 | 1902 | 3.2229 | 0.01151 | 2032 | 0.094507 | 21 | Tier 3 | PRE | NEVADA CITY | Nevada | Sierra | Northern | 5789699 | E.5015549.03 | 118532310 | 35160091 | CWSP-BRUNSWICK 1105-LR 2210-PH1.3 | 0 | 3600 | 0 | 0 |  | 2018-84687 | 6758.4 | 1.28 | 1353622.22 | 2020-08007 | 0 | 3600 | 0 | 3600 | 0.68182 | 2863636.3636
| 35160093 |  |  |  | 1.07 | 1.07 |  |  |  |  | 41357.05 | ESTS | 152481105 | BRUNSWICK 1105 | BRUNSWICK 11052210 | 280 | 22.9574 | 1902 | 3.2229 | 0.01151 | 2032 | 0.10064 | 21 | Tier 3 | PRE | NEVADA CITY | Nevada | Sierra | Northern | 5789700 | E.5015549.04 | 118532312 | 35160093 | CWSP-BRUNSWICK 1105-LR 2210-PH1.4 | 5667 | 0 | 0 | 0 |  | 2018-84687 | 6758.4 | 1.28 | 1353622.22 | 2020-08007 | 0 | 0 | 5667 | 5667 | 1.0733 | 2060727.2727
| 35160094 |  |  |  | 1.2 | 1.2 |  |  |  |  | 40575.09 | ESTS | 152481105 | BRUNSWICK 1105 | BRUNSWICK 11052210 | 280 | 22.9574 | 1902 | 3.2229 | 0.01151 | 2032 | 0.11287 | 21 | Tier 3 | PRE | NEVADA CITY | Nevada | Sierra | Northern | 5789701 | E.5015549.05 | 118532313 | 35160094 | CWSP-BRUNSWICK 1105-LR 2210-PH1.5 | 6312 | 0 | 0 | 0 |  | 2018-84687 | 6758.4 | 1.28 | 1353622.22 | 2020-08007 | 0 | 0 | 6312 | 6312 | 1.1955 | 2295272.7273
| 35160095 |  |  |  | 1.83 | 1.83 |  |  |  |  | 60194.55 | ESTS | 152481105 | BRUNSWICK 1105 | BRUNSWICK 11052210 | 280 | 22.9574 | 1902 | 3.2229 | 0.01151 | 2032 | 0.19169 | 21 | Tier 3 | PRE | NEVADA CITY | Nevada | Sierra | Northern | 5789702 | E.5015549.06 | 118532315 | 35160095 | CWSP-BRUNSWICK 1105-LR 2210-PH1.6 | 7364 | 2300 | 0 | 0 |  | 2018-84687 | 6758.4 | 1.28 | 1353622.22 | 2020-08007 | 0 | 2300 | 7364 | 9664 | 1.8303 | 4494000
| 35160096 |  |  |  | 0.99 | 0.99 |  |  |  |  | 54718.58 | ESTS | 152481105 | BRUNSWICK 1105 | BRUNSWICK 11052210 | 280 | 22.9574 | 1902 | 3.2229 | 0.01151 | 2032 | 0.13759 | 21 | Tier 3 | PRE | NEVADA CITY | Nevada | Sierra | Northern | 5789703 | E.5015549.07 | 118532317 | 35160096 | CWSP-BRUNSWICK 1105-LR 2210-PH1.7 | 0 | 5204 | 0 | 0 |  | 2018-84687 | 6758.4 | 1.28 | 1353622.22 | 2020-08007 | 0 | 5204 | 0 | 5204 | 0.98561 | 4139545.4545
| 35160097 |  |  |  | 1.99 | 1.99 |  |  |  |  | 43220.69 | ESTS | 152481105 | BRUNSWICK 1105 | BRUNSWICK 11052210 | 280 | 22.9574 | 1902 | 3.2229 | 0.01151 | 2032 | 0.18717 | 21 | Tier 2 | PRE | NEVADA CITY | Nevada | Sierra | Northern | 5789704 | E.5015549.08 | 118532318 | 35160097 | CWSP-BRUNSWICK 1105-LR 2210-PH1.8 | 10504 | 0 | 0 | 0 |  | 2018-84687 | 6758.4 | 1.28 | 1353622.22 | 2020-08007 | 0 | 0 | 10504 | 10504 | 1.9894 | 3819636.3636
| 35160098 |  |  |  | 1.04 | 1.04 |  |  |  |  | 26818.6 | ESTS | 152481105 | BRUNSWICK 1105 | BRUNSWICK 11052210 | 280 | 22.9574 | 1902 | 3.2229 | 0.01151 | 2032 | 0.14454 | 21 | Tier 3 | PRE | NEVADA CITY | Nevada | Sierra | Northern | 5789705 | E.5015549.09 | 118532430 | 35160098 | CWSP-BRUNSWICK 1105-LR 2210-PH1.9 | 0 | 5500 | 0 | 0 |  | 2018-84687 | 6758.4 | 1.28 | 1353622.22 | 2020-08007 | 0 | 5500 | 0 | 5500 | 1.0417 | 4375000
| 35060993 |  |  |  | 1.05 | 1.05 |  |  |  |  | 11630.95 | ESTS | 152481105 | BRUNSWICK 1105 | BRUNSWICK 11052210 | 280 | 22.9574 | 1902 | 3.2229 | 0.01151 | 2032 | 0.13803 | 21 | Tier 3 | PRE | NEVADA CITY | Nevada | Sierra | Northern | 5783061 | E.5015550.01 | 115101776 | 35060993 | CWSP-BRUNSWICK 1105-LR 2210-PH2.1 | 925 | 4600 | 0 | 0 |  | 2018-84704 | 8923.2 | 1.69 | 1787214.29 | 2020-08025 | 0 | 4600 | 925 | 5525 | 1.0464 | 3982800
| 35160341 |  |  |  | 1.55 | 1.55 |  |  |  |  | 2803.39 | ESTS | 152481105 | BRUNSWICK 1105 | BRUNSWICK 11052210 | 280 | 22.9574 | 1902 | 3.2229 | 0.01151 | 2032 | 0.1607 | 21 | Tier 3 | PRE | NEVADA CITY | Nevada | Sierra | Northern | 5789706 | E.5015550.02 | 118532433 | 35160341 | CWSP-BRUNSWICK 1105-LR 2210-PH2.2 | 6494 | 1770 | 0 | 0 |  | 2018-84704 | 8923.2 | 1.69 | 1787214.29 | 2020-08025 | 0 | 1770 | 6494 | 8264 | 1.5652 | 3768600
| 35160342 |  |  |  | 1.48 | 1.48 |  |  |  |  | 3602.43 | ESTS | 152481105 | BRUNSWICK 1105 | BRUNSWICK 11052210 | 280 | 22.9574 | 1902 | 3.2229 | 0.01151 | 2032 | 0.18891 | 21 | Tier 3 | PRE | NEVADA CITY | Nevada | Sierra | Northern | 5789707 | E.5015550.03 | 118532435 | 35160342 | CWSP-BRUNSWICK 1105-LR 2210-PH2.3 | 1848 | 5472 | 0 | 0 |  | 2018-84704 | 8923.2 | 1.69 | 1787214.29 | 2020-08025 | 0 | 5472 | 1848 | 7320 | 1.3864 | 5023200
| 35160343 |  |  |  | 2.63 | 2.63 |  |  |  |  | 902.05 | ESTS | 152481105 | BRUNSWICK 1105 | BRUNSWICK 11052210 | 280 | 22.9574 | 1902 | 3.2229 | 0.01151 | 2032 | 0.24737 | 21 | Tier 3 | PRE | NEVADA CITY | Nevada | Sierra | Northern | 5789708 | E.5015550.04 | 118532436 | 35160343 | CWSP-BRUNSWICK 1105-LR 2210-PH2.4 | 14092 | 0 | 0 | 0 |  | 2018-84704 | 8923.2 | 1.69 | 1787214.29 | 2020-08025 | 0 | 0 | 14092 | 14092 | 2.6689 | 5124363.6364
| 35160344 |  |  |  | 2.69 | 2.69 |  |  |  |  | 602.71 | ESTS | 152481105 | BRUNSWICK 1105 | BRUNSWICK 11052210 | 280 | 22.9574 | 1902 | 3.2229 | 0.01151 | 2032 | 0.25302 | 21 | Tier 2 | PRE | NEVADA CITY | Nevada | Sierra | Northern | 5789709 | E.5015550.05 | 118532438 | 35160344 | CWSP-BRUNSWICK 1105-LR 2210-PH2.5 | 14202 | 0 | 0 | 0 |  | 2018-84704 | 8923.2 | 1.69 | 1787214.29 | 2020-08025 | 0 | 0 | 14202 | 14202 | 2.6898 | 5164363.6364
| 35160345 |  |  |  | 3.32 | 3.32 |  |  |  |  | 2162.76 | ESTS | 152481105 | BRUNSWICK 1105 | BRUNSWICK 11052210 | 280 | 22.9574 | 1902 | 3.2229 | 0.01151 | 2032 | 0.31227 | 21 | Tier 3 | PRE | NEVADA CITY | Nevada | Sierra | Northern | 5789710 | E.5015550.06 | 118532570 | 35160345 | CWSP-BRUNSWICK 1105-LR 2210-PH2.6 | 18633 | 0 | 0 | 0 |  | 2018-84704 | 8923.2 | 1.69 | 1787214.29 | 2020-08025 | 0 | 0 | 18633 | 18633 | 3.529 | 6775636.3636
| 35160346 |  |  |  | 0.56 | 0.56 |  |  |  |  | 301.36 | ESTS | 152481105 | BRUNSWICK 1105 | BRUNSWICK 11052210 | 280 | 22.9574 | 1902 | 3.2229 | 0.01151 | 2032 | 0.077829 | 21 | Tier 3 | PRE | NEVADA CITY | Nevada | Sierra | Northern | 5789711 | E.5015550.07 | 118532571 | 35160346 | CWSP-BRUNSWICK 1105-LR 2210-PH2.7 | 0 | 2953 | 0 | 0 |  | 2018-84704 | 8923.2 | 1.69 | 1787214.29 | 2020-08025 | 0 | 2953 | 0 | 2953 | 0.55928 | 2348977.2727
| 74021960 |  | COMP | 2019082 | 5.88 | 0 |  |  |  | 5.88 | 15309306.04 | DOCC | 152481105 | BRUNSWICK 1105 | BRUNSWICK 110532536 | 144 | 10.8995 | 2734 | 0.072262 | 0.00050182 | 2690 | 0.026119 | 9 | Tier 3 | PRE | NEVADA CITY | Nevada | Sierra | Northern | 5782834 | E.5015470.01 | 114778704 | 74021960 | CWSP-BRUNSWICK 1105 LR-32536 ZONE # PH 1 | 31023 | 0 | 0 | 0 |  | 2018-62974 |  | 0 |  |  | 0 | 0 | 31023 | 31023 | 5.8756 | 11281090.9091 | 2019-35655
| 35047601 |  |  |  | 8.78 | 8.78 |  |  |  |  | 19491.76 | UNSE | 152481105 | BRUNSWICK 1105 | BRUNSWICK 110532536 | 144 | 10.8995 | 2734 | 0.072262 | 0.00050182 | 2690 | 0.039001 | 9 | Tier 3 | ECOP | NEVADA CITY | Nevada | Sierra | Northern | 5530173 |  | 114780214 | 35047601 | ECOP-BRUNSWICK 1105-H01-LR32536 ZONE PH2 | 46200 | 0 | 0 | 0 | 2018-57214 | 2018-63030 | 46358.4 | 8.78 | 9389300 | 2020-07-23 | 0 | 0 | 46358.4 | 46358.4 | 8.78 | 16857600
| 35048678 |  |  |  | 7 | 7 |  |  |  |  | 13865.13 | UNSE | 152481105 | BRUNSWICK 1105 | BRUNSWICK 110532536 | 144 | 10.8995 | 2734 | 0.072262 | 0.00050182 | 2690 | 0.031094 | 9 | Tier 3 | ECOP | NEVADA CITY | Nevada | Sierra | Northern | 5530173 |  | 114819747 | 35048678 | ECOP-BRUNSWICK 1105-H01-LR32536 ZONE PH3 | 43824 | 0 | 0 | 0 | 2018-58721 | 2018-80474 | 43824 | 8.3 | 9664900 | 2020-07-23 | 0 | 6864 | 36960 | 43824 | 8.3 | 15936000
| 35060995 |  |  |  | 9.7 | 9.7 |  |  |  |  | 1662.55 | UNSE | 152481106 | BRUNSWICK 1106 | BRUNSWICK 11062104 | 123 | 9.8261 | 2157 | 0.72777 | 0.0059169 | 2456 | 0.48135 | 222 | Tier 3 | PRE | NEVADA CITY | Nevada | Sierra | Northern | 5783059 | E.5015551.01 | 115101457 | 35060995 | CWSP-BRUNSWICK 1106-LR2104-PH1.1 | 51216 | 0 | 0 | 0 |  | 2018-84603 | 51216 | 9.7 | 10292300 |  |  |  |  | 0 | 0
| 35192288 |  |  |  | 2.26 | 2.26 |  |  |  |  | 1529.29 | UNSE | 152481106 | BRUNSWICK 1106 | BRUNSWICK 11062416 | 360 | 28.9391 | 1638 | 7.7569 | 0.021547 | 1760 | 0.40587 | 1049 | Tier 3 | ECOP | GRASS VALLEY | Nevada | Sierra | Northern | 5792088 | E.5034397.01 | 119555953 | 35192288 | ECOP - BRUNSWICK 1106 - H04 - LR2416 | 11932.8 | 0 | 0 | 0 |  |  |  | 0 |  | - |  |  |  | 0 | 0
| 35192285 |  |  |  | 10 | 10 |  |  |  |  | 1529.29 | UNSE | 152481106 | BRUNSWICK 1106 | BRUNSWICK 11062796 | 253 | 19.8767 | 2685 | 0.17585 | 0.00069507 | 2691 | 0.059276 | 180 | Tier 3 | ECOP | GRASS VALLEY | Nevada | Sierra | Northern | 5792085 | E.5034393.01 | 119555791 | 35192285 | ECOP - BRUNSWICK 1106 - H01 - LR2796 - PH 1 | 52800 | 0 | 0 | 0 | [5 empty] | -
| 35192286 |  |  |  | 9.87 | 9.87 |  |  |  |  | 1529.29 | UNSE | 152481106 | BRUNSWICK 1106 | BRUNSWICK 11062796 | 253 | 19.8767 | 2685 | 0.17585 | 0.00069507 | 2691 | 0.058506 | 180 | Tier 3 | ECOP | GRASS VALLEY | Nevada | Sierra | Northern | 5792086 | E.5034394.01 | 119555811 | 35192286 | ECOP - BRUNSWICK 1106 - H01 - LR2796 - PH 2 | 52113.6 | 0 | 0 | 0 | [5 empty] | -
| 35191317 |  |  |  | 1.36 | 1.36 |  |  |  |  | 1529.29 | UNSE | 152481106 | BRUNSWICK 1106 | BRUNSWICK 11064639 | 44 | 3.2493 | 2891 | 0.0029871 | 6.7888e-05 | 2885 | 0.00083765 | 833 | Tier 3 | ECOP | GRASS VALLEY | Nevada | Sierra | Northern | 5541304 | E.5034353.01 | 119518394 | 35191317 | ECOP - BRUNSWICK 1106 - H03 - LR4639 | 7180.8 | 0 | 0 | 0 |  |  |  | 0 |  | - |  |  |  | 0 | 0
| 35192289 |  |  |  | 1.81 | 1.81 |  |  |  |  | 0 | UNSE | 152481106 | BRUNSWICK 1106 | BRUNSWICK 110651484 | 195 | 15.3771 | 1154 | 10.1812 | 0.052211 | 1333 | 0.80293 | 1503 | Tier 3 | ECOP | GRASS VALLEY | Nevada | Sierra | Northern | 5792089 | E.5034398.01 | 119555969 | 35192289 | ECOP - BRUNSWICK 1106 - H07 - LR 51484 | 9556.8 | 0 | 0 | 0 |  |  |  | 0 |  | - |  |  |  | 0 | 0
| 35050945 |  |  |  | 13.55 | 13.55 |  |  |  |  | 8324.37 | UNSE | 152481106 | BRUNSWICK 1106 | BRUNSWICK 110651486 | 656 | 56.6847 | 1788 | 9.7068 | 0.014797 | 1860 | 1.5546 | 35 | Tier 3 | PRE | GRASS VALLEY | Nevada | Sierra | Northern | 5530173 |  | 114848718 | 35050945 | CWSP-BRUNSWICK 1106-LR2143-PH1.1 | 71544 | 0 | 0 | 0 | 2018-62377 | 2018-67227 | 71544 | 13.55 | 14381400
| 35050947 |  |  |  | 9.54 | 9.54 |  |  |  |  | 11345.91 | UNSE | 152481106 | BRUNSWICK 1106 | BRUNSWICK 110651486 | 656 | 56.6847 | 1788 | 9.7068 | 0.014797 | 1860 | 1.0945 | 35 | Tier 3 | PRE | GRASS VALLEY | Nevada | Sierra | Northern | 5530173 |  | 114848737 | 35050947 | CWSP-BRUNSWICK 1106-LR2794-PH1.1 | 50160 | 0 | 0 | 0 | 2018-63464 | 2018-67239 | 50160 | 9.5 | 10259800
| 35050949 |  |  |  | 9.38 | 9.38 |  |  |  |  | 10092.63 | UNSE | 152481106 | BRUNSWICK 1106 | BRUNSWICK 110651486 | 656 | 56.6847 | 1788 | 9.7068 | 0.014797 | 1860 | 1.0762 | 35 | Tier 3 | PRE | GRASS VALLEY | Nevada | Sierra | Northern | 5530173 |  | 114848761 | 35050949 | CWSP-BRUNSWICK 1106-LR2794-PH2.1 | 49526.4 | 0 | 0 | 0 | 2018-69716 | 2018-82514 | 49526.4 | 9.38 | 10081780
| 35050950 |  |  |  | 8.84 | 8.84 |  |  |  |  | 5245.58 | UNSE | 152481106 | BRUNSWICK 1106 | BRUNSWICK 110651486 | 656 | 56.6847 | 1788 | 9.7068 | 0.014797 | 1860 | 1.0142 | 35 | Tier 3 | PRE | GRASS VALLEY | Nevada | Sierra | Northern | 5530173 |  | 114848764 | 35050950 | CWSP-BRUNSWICK 1106-LR2794-PH3.1 | 46675.2 | 0 | 0 | 0 | 2018-70261 | 2018-82519 | 46675.2 | 8.84 | 9617520
| 35047420 |  |  |  | 8.77 | 8.77 |  |  |  |  | 10117.41 | UNSE | 152481106 | BRUNSWICK 1106 | BRUNSWICK 110651486 | 656 | 56.6847 | 1788 | 9.7068 | 0.014797 | 1860 | 1.0062 | 35 | Tier 3 | PRE | GRASS VALLEY | Nevada | Sierra | Northern | 5530173 |  | 114742521 | 35047420 | CWSP-BRUNSWICK 1106-LR51486-PH1.1 | 46305.6 | 0 | 0 | 0 | 2018-60393 | 2018-67208 | 46305.6 | 8.77 | 9289200
| 35173754 |  |  |  | 6.3 | 6.3 |  |  |  |  | 12902.72 | UNSE | 152481106 | BRUNSWICK 1106 | BRUNSWICK 110651486 | 656 | 56.6847 | 1788 | 9.7068 | 0.014797 | 1860 | 0.79738 | 35 | Tier 3 | ECOP | GRASS VALLEY | Nevada | Sierra | Northern | 5790001 | E.5030956.01 | 118911473 | 35173754 | ECOP - BRUNSWICK 1106 - H08 - LR51486 | 48669 | 13408 | 0 | 0 | 2020-53961 | 2020-54186 | 49632 | 9.4 | 12334900 | 2020-09-20 | 0 | 11368 | 38441 | 49809 | 9.4335 | 18112363.6364
| 35192287 |  |  |  | 2.28 | 2.28 |  |  |  |  | 1529.29 | UNSE | 152481106 | BRUNSWICK 1106 | BRUNSWICK 1106CB | 88 | 8.7425 | 1876 | 1.0703 | 0.012162 | 2253 | 0.18701 | 292 | Tier 3 | ECOP | GRASS VALLEY | Nevada | Sierra | Northern | 5792087 | E.5034395.01 | 119555883 | 35192287 | ECOP - BRUNSWICK 1106 - H02 - CB | 12038.4 | 0 | 0 | 0 |  |  |  | 0 |  | - |  |  |  | 0 | 0
| 35052729 |  |  |  |  | 0 |  |  |  |  | 13476.34 | UNSE | 183582101 | BURNS 2101 | BURNS 2101CB | 19 | 1.7044 | 2946 | 0.00051453 | 2.7081e-05 | 3078 | 0 | 308 | Tier 3 | PRE | SANTA CRUZ | Santa Cruz | Central Coast | Central Coast | 5530159 |  | 114573040 | 35052729 | CWSP-BURNS 2101-OCB-PH1.1 | 38332.8 | 2587.2 | 0 | 0 |  | 2018-42418 | 40920 | 7.75 | 12514500 |  |  |  |  | 0 | 0
| 35052730 |  |  |  | 3.7 | 3.7 |  |  |  |  | 6231.19 | UNSE | 183582101 | BURNS 2101 | BURNS 2101CB | 19 | 1.7044 | 2946 | 0.00051453 | 2.7081e-05 | 3078 | 0.00074839 | 308 | Tier 3 | PRE | SANTA CRUZ | Santa Cruz | Central Coast | Central Coast | 5530159 |  | 114661267 | 35052730 | CWSP-BURNS 2101-OCB-PH2.1 | 19536 | 0 | 0 | 0 |  | 2018-48078 | 19536 | 3.7 | 3710394 |  |  |  |  | 0 | 0
| 35077348 |  |  |  | 3.323 | 3.323 |  |  |  |  | 821.37 | UNSE | 183101103 | CABRILLO 1103 | CABRILLO 1103Y46 | 277 | 31.4816 | 998 | 18.7037 | 0.067522 | 626 | 1.3227 | 1637 | Tier 2 | WDDB | LOMPOC | Santa Barbara | Los Padres | Central Coast | 5784376 | E.5019979.01 | 116579004 | 35077348 | RECONDUCTOR 17547 FT OF 4ACSR W 2CU TW | 17547 | 0 | 0 | 0 |  | 2019-10594 | 17547 | 3.3233 | 2642050 |  |  |  |  | 0 | 0
| 35064793 |  | COMP | 2019081 | 2.3 | 0 |  |  |  | 2.3 | 2468766.94 | FICL | 183101104 | CABRILLO 1104 | CABRILLO 1104Y22 | 178 | 10.3926 | 1500 | 4.9383 | 0.027743 | 1281 | 0.73224 | 2531 | Tier 3 | WDDB | LOMPOC | Santa Barbara | Los Padres | Central Coast | 5530159 | E.5015545.01 | 113311784 | 35064793 | LP RECONDUCTOR, CABRILLO 1104 S006CC102TW | 17020 | 0 | 0 | 0 |  | 2017-103549 | 17020 | 3.2235 | 1872200 | N/A | 0 | 0 | 12142 | 12142 | 2.2996 | 4415272.7273 | 2018-63352 | 2019-38392 | 0 | 0 | 17701 | 17701 | 3.3525 | 2781000 | 4171000 | 157
| 35192283 |  |  |  | 1.98 | 1.98 |  |  |  |  | 1529.29 | UNSE | 42711101 | CALISTOGA 1101 | CALISTOGA 11011087 | 22 | 1.9622 | 1082 | 1.2681 | 0.05764 | 1170 | 0.85733 | 523 | Tier 3 | ECOP | CALISTOGA | Napa | North Bay | Bay Area | 5792090 | E.5034399.01 | 119556064 | 35192283 | ECOP - CALISTOGA 1101 - H04-LR1087 | 10454.4 | 0 | 0 | 0 |  |  |  | 0 |  | - |  |  |  | 0 | 0
| 35174472 |  |  |  | 1.89 | 1.89 |  |  |  |  | 13914.3 | UNSE | 42711101 | CALISTOGA 1101 | CALISTOGA 110143924 | 107 | 7.7836 | 1005 | 7.1532 | 0.066852 | 1252 | 1.4654 | 34 | Tier 3 | ECOP | CALISTOGA | Napa | North Bay | Bay Area | 5790006 | E.5031114.01 | 118912499 | 35174472 | ECOP - CALISTOGA 1101 - H02 - LR43924 | 5560 | 6600 | 0 | 0 | 2020-48878 | 2020-48885 | 12144 | 2.3 | 3600500 | - | 0 | 6600 | 5544 | 12144 | 2.3 | 4416000
| 35174473 |  |  |  | 1.82 | 1.82 |  |  |  |  | 11538.2 | UNSE | 42711101 | CALISTOGA 1101 | CALISTOGA 110143924 | 107 | 7.7836 | 1005 | 7.1532 | 0.066852 | 1252 | 1.1206 | 34 | Tier 3 | ECOP | CALISTOGA | Napa | North Bay | Bay Area | 5790007 | E.5031276.01 | 118912760 | 35174473 | ECOP - CALISTOGA 1101 - H03 - LR43924 | 20340 | 0 | 0 | 0 | 2020-51344 | 2020-51348 | 20328 | 3.85 | 5430755 | - | 0 | 0 | 20328 | 20328 | 3.85 | 7392000
| 74022040 |  | COMP | 2019077 | 0.961 | -0.299 |  |  |  | 1.26 | 1814755.43 | FICL | 42711101 | CALISTOGA 1101 | CALISTOGA 1101734 | 162 | 13.7047 | 683 | 18.3842 | 0.11348 | 889 | 0.86372 | 882 | Tier 3 | WDDB | CALISTOGA | Napa | North Bay | Bay Area | 5782596 | E.5013428.01 | 113163209 | 74022040 | 2019 CALISTOGA 1101 HIGH SPLICE COUNT | 5076 | 0 | 0 | 0 |  | 2018-57380 | 5076 | 0.96136 | 719400 |  | 0 | 0 | 6677 | 6677 | 1.26 | 2419200 | 2018-97572
| 35080227 |  | COMP | 2019078 | 0.36 | 0 |  |  |  | 0.36 | 599742.13 | UNSE | 42711101 | CALISTOGA 1101 | CALISTOGA 1101734 | 162 | 13.7047 | 683 | 18.3842 | 0.11348 | 889 | 0.32356 | 882 | Tier 2 | WDDB | CALISTOGA | Napa | North Bay | Bay Area | 5530168 |  | 116766403 | 35080227 | CALISTOGA 1101 - BENNETT LN RECONDUCTOR | 1876 | 0 | 0 | 0 |  |  |  | 0 |  |  | 0 | 0 | 1876 | 1876 | 0.3553 | 682181.8182
| 74024171 |  | COMP | 2019079 | 2.61 | 0 |  |  |  | 2.61 | 3298361.79 | DOCC | 42711101 | CALISTOGA 1101 | CALISTOGA 1101736 | 350 | 34.6626 | 833 | 31.0945 | 0.088841 | 1030 | 1.5687 | 24 | Tier 2 | WDDB | CALISTOGA | Napa | North Bay | Bay Area | 5743253 | E.5019956.01 | 113742411 | 74024171 | CALISTOGA 1101 HIGH SPLICE COUNT | 13780 | 0 | 0 | 0 | [6 empty] | 0 | 0 | 13780 | 13780 | 2.6098 | 5010909.0909
| 35174474 |  |  |  | 4.4 | 4.4 |  |  |  |  | 17135.47 | UNSE | 42711101 | CALISTOGA 1101 | CALISTOGA 1101736 | 350 | 34.6626 | 833 | 31.0945 | 0.088841 | 1030 | 2.6665 | 24 | Tier 3 | ECOP | CALISTOGA | Napa | North Bay | Bay Area | 5790104 | E.5033913.01 | 118912987 | 35174474 | ECOP - CALISTOGA 1101 - H01 - LR736 | 20952 | 0 | 360 | 0 | 2020-53201 | 2020-53202 | 20961.6 | 3.97 | 5652193 | - | 0 | 0 | 23443.2 | 23443.2 | 4.44 | 8524800
| 35174477 |  |  |  | 9.53 | 9.53 |  |  |  |  | 5212.56 | UNSE | 42711101 | CALISTOGA 1101 | CALISTOGA 1101736 | 350 | 34.6626 | 833 | 31.0945 | 0.088841 | 1030 | 5.8891 | 24 | Tier 3 | ECOP | CALISTOGA | Sonoma | North Bay | Bay Area | 5790110 | E.5033916.01 | 118913023 | 35174477 | ECOP - CALISTOGA 1101 - H01 - LR736 - Ph3 | 44692 | 2800 | 0 | 0 | 2020-53484 | 2020-53592 | 50318 | 9.5299 | 10675200 | - | 0 | 2851.2 | 44563.2 | 47414.4 | 8.98 | 17241600
| 35191130 |  |  |  | 8.1 | 8.1 |  |  |  |  | 4751.29 | UNSE | 42711101 | CALISTOGA 1101 | CALISTOGA 1101736 | 350 | 34.6626 | 833 | 31.0945 | 0.088841 | 1030 | 4.8684 | 24 | Tier 3 | ECOP | CALISTOGA | Sonoma | North Bay | Bay Area | 5792200 | E.5034420.01 | 119536531 | 35191130 | ECOP - CALISTOGA 1101 - H01 - LR736 - Ph5 | 42057 | 0 | 0 | 0 | 2020-53492 | 2020-53600 | 42768 | 8.1 | 9026120 | - | 0 | 0 | 42768 | 42768 | 8.1 | 15552000
| 35174476 |  |  |  | 8.78 | 8.78 |  |  |  |  | 4716.42 | UNSE | 42711101 | CALISTOGA 1101 | CALISTOGA 1101736 | 350 | 34.6626 | 833 | 31.0945 | 0.088841 | 1030 | 5.2771 | 24 | Tier 3 | ECOP | CALISTOGA | Sonoma | Sonoma | Bay Area | 5790109 | E.5033915.01 | 118913020 | 35174476 | ECOP - CALISTOGA 1101 - H01 - LR736- S_O 208157 | 47367 | 0 | 0 | 0 | 2020-53487 | 2020-53599 | 46358 | 8.7799 | 10265300 | - | 0 | 0 | 46358.4 | 46358.4 | 8.78 | 16857600
| 35174475 |  |  |  | 2.96 | 2.96 |  |  |  |  | 4396.36 | UNSE | 42711101 | CALISTOGA 1101 | CALISTOGA 1101736 | 350 | 34.6626 | 833 | 31.0945 | 0.088841 | 1030 | 1.7791 | 24 | Tier 3 | ECOP | CALISTOGA | Napa | North Bay | Bay Area | 5790108 | E.5033914.01 | 118912988 | 35174475 | ECOP-CALISTOGA 1101-H01-LR736- E_O CO3807 | 14993 | 0 | 0 | 0 | 2020-53203 | 2020-53204 | 15628 | 2.9598 | 3963102 | - | 0 | 0 | 15628.8 | 15628.8 | 2.96 | 5683200
| 35039002 |  | COMP | 2019080 | 1.14 | 0 |  |  |  | 1.14 | 1123258.99 | CLSD | 42711101 | CALISTOGA 1101 | CALISTOGA 1101736 | 350 | 34.6626 | 833 | 31.0945 | 0.088841 | 1030 | 0.68518 | 24 | Tier 3 | WDDB | CALISTOGA | Napa | North Bay | Bay Area | 5530168 |  | 114553028 | 35039002 | OCGC 2018 CALISTOGA 1101 LEVEL 2 DEMO | 6007 | 0 | 0 | 0 |  | 2018-39198 | 6400 | 1.2121 | 1414400 |  | 0 | 0 | 6007 | 6007 | 1.1377 | 2184363.6364 |  | 2018-67964 | 0 | 0 | 6007 | 6007 | 1.1377 | 1290000 | 1671000 | 214.7495
| 74014860 |  |  |  | 3.596 | 3.596 |  |  |  |  | 12197.44 | UNSE | 83622104 | CAMP EVERS 2104 | CAMP EVERS 210410442 | 133 | 5.6589 | 2686 | 0.092361 | 0.00069444 | 2786 | 0.039323 | 1246 | Tier 3 | WDDB | SCOTTS VALLEY | Santa Cruz | Central Coast | Central Coast | 5777380 | E.0000101.01 | 113241363 | 74014860 | R2 REPL OH COND/ ALTERNTE BACKTIE CE2104 | 18989 | 0 | 0 | 0 |  | 2017-107922 | 18989 | 3.5964 | 2482735 |  |  |  |  | 0 | 0
| 35047314 |  |  |  | 8.45 | 8.45 |  |  |  |  | 7785.31 | UNSE | 83622105 | CAMP EVERS 2105 | CAMP EVERS 210510294 | 95 | 8.3915 | 2167 | 0.54194 | 0.0057046 | 2416 | 0.36563 | 147 | Tier 3 | PRE | SCOTTS VALLEY | Santa Cruz | Central Coast | Central Coast | 5530159 |  | 114760861 | 35047314 | CWSP - CAMPEVERS2105 - LR10294 - 4KV PH1 | 44616 | 0 | 0 | 0 |  | 2018-77626 | 44616 | 8.45 | 9154000 |  |  |  |  | 0 | 0
| 35047315 |  |  |  | 10.9 | 10.9 |  |  |  |  | 8980.88 | UNSE | 83622105 | CAMP EVERS 2105 | CAMP EVERS 210511010 | 26 | 2.176 | 2039 | 0.21641 | 0.0083235 | 2340 | 0.72629 | 441 | Tier 3 | PRE | SCOTTS VALLEY | Santa Cruz | Central Coast | Central Coast | 5530159 |  | 114760946 | 35047315 | CWSP: CAMPEVERS 2105 - LR11010 - 4KV PH2 | 57552 | 0 | 0 | 0 |  | 2018-79183 | 57552 | 10.9 | 11762100 |  |  |  |  | 0 | 0
| 35043994 |  |  |  | 8.6 | 8.6 |  |  |  |  | 7317.74 | UNSE | 83622105 | CAMP EVERS 2105 | CAMP EVERS 210511384 | 59 | 5.2222 | 2964 | 0.0011342 | 1.9223e-05 | 3069 | 0.0012514 | 425 | Tier 3 | PRE | SCOTTS VALLEY | Santa Cruz | Central Coast | Central Coast | 5530159 |  | 114678021 | 35043994 | CWSP-CAMP EVERS 2105-LR11384-PH1.1 | 45408 | 0 | 0 | 0 | 2018-49004 | 2018-54192 | 45408 | 8.6 | 9044000 |  |  |  |  | 0 | 0
| 35057802 |  |  |  | 10.9 | 10.9 |  |  |  |  | 5220.14 | UNSE | 83622105 | CAMP EVERS 2105 | CAMP EVERS 210512590 | 69 | 5.1174 | 2570 | 0.09844 | 0.0014267 | 2671 | 0.14048 | 1194 | Tier 3 | PRE | FELTON | Santa Cruz | Central Coast | Central Coast | 5782531 | E.5015418.01 | 115019871 | 35057802 | CWSP-CAMPEVERS2105-LR12590-4KV-PH5.1 | 57552 | 0 | 0 | 0 |  | 2018-83739 | 57552 | 10.9 | 11902500 |  |  |  |  | 0 | 0
| 35047316 |  |  |  | 11.6 | 11.6 |  |  |  |  | 9809.56 | UNSE | 43432104 | BEN LOMOND 0401 | CAMP EVERS 21055206 | 0 | 0 | 0 | 0 | 0 | #N/A | #DIV/0! |  | Tier 3 | PRE | BEN LOMOND | Santa Cruz | Central Coast | Central Coast | 5786126 | # | 114760990 | 35047316 | CWSP - CAMPEVERS2105 - LR 5206 - 4KV PH3 | 61248 | 0 | 0 | 0 |  | 2018-81731 | 61248 | 11.6 | 12469100 |  |  |  |  | 0 | 0
| 35052734 |  |  |  | 7.5 | 7.5 |  |  |  |  | 12757.98 | UNSE | 83622105 | CAMP EVERS 2105 | CAMP EVERS 21055232 | 50 | 4.5152 | 2985 | 0.00086284 | 1.7257e-05 | 3065 | 0.00096027 | 1079 | Tier 3 | PRE | FELTON | Santa Cruz | Central Coast | Central Coast | 5530159 |  | 114646899 | 35052734 | CWSP-CAMP EVERS 2105-LR5232-PH1.1 | 39600 | 0 | 0 | 0 |  | 2018-50134 | 39600 | 7.5 | 7752300 |  |  |  |  | 0 | 0
| 35047317 |  |  |  | 10.2 | 10.2 |  |  |  |  | 4737.11 | UNSE | 83622105 | CAMP EVERS 2105 | CAMP EVERS 21055300 | 0 | 0 | 0 | 0 | 0 | #N/A | #DIV/0! |  | Tier 3 | PRE | FELTON | Santa Cruz | Central Coast | Central Coast |  |  | 114760995 | 35047317 | CWSP - CAMPEVERS2105 - LR 5300 - 4KV PH7 | 53856 | 0 | 0 | 0 |  | 2018-83742 | 53856 | 10.2 | 11084200 |  |  |  |  | 0 | 0
| 35043993 |  |  |  | 7.4 | 7.4 |  |  |  |  | 8183.38 | UNSE | 83622105 | CAMP EVERS 2105 | CAMP EVERS 210574170 | 43 | 3.5755 | 2990 | 0.00072063 | 1.6759e-05 | 3071 | 0.00099928 | 118 | Tier 3 | PRE | BEN LOMOND | Santa Cruz | Central Coast | Central Coast | 5530159 |  | 114677896 | 35043993 | CWSP - CAMPEVERS2105 - LR 74170 - 4KVPH4 | 39072 | 0 | 0 | 0 |  | 2018-81770 | 39072 | 7.4 | 7943900
| 35075365 |  |  |  | 0.323 | 0.323 |  |  |  |  | 1511.25 | UNSE | 83622106 | CAMP EVERS 2106 | CAMP EVERS 210610718 | 98 | 8.4677 | 2733 | 0.050195 | 0.0005122 | 2842 | 0.0012828 | 1043 | Tier 2 | WDDB | SANTA CRUZ | Santa Cruz | Central Coast | Central Coast | 5530159 |  | 116490172 | 35075365 | RPL OH.COND.CAMP EVERS 2106 19-0015630 | 1706 | 0 | 0 | 0 |  | 2019-14486 | 1706 | 0.32311 | 386320 |  |  |  |  | 0 | 0
| 35051472 |  |  |  | 0.867 | 0.867 |  |  |  |  | 23237.42 | ESTS | 83622106 | CAMP EVERS 2106 | CAMP EVERS 21065020 | 185 | 15.0734 | 2464 | 0.3934 | 0.0021265 | 2540 | 0.01516 | 46 | Tier 3 | PRE | SCOTTS VALLEY | Santa Cruz | Central Coast | Central Coast | 5530159 | E.5015682.01.01 | 114865601 | 35051472 | CWSP - CAMP EVERS 2106 - LR5020 - PH 3.1 | 4577 | 0 | 0 | 0 | 2018-63027 | 2018-64528 | 7708.8 | 1.46 | 1560056 | N/A | 0 | 0 | 4577 | 4577 | 0.86686 | 1664363.6364
[5 empty] | 0.442 | 0.442 |  |  |  |  | #N/A | #N/A | 83622106 | CAMP EVERS 2106 | CAMP EVERS 21065020 | 185 | 15.0734 | 2464 | 0.3934 | 0.0021265 | 2540 | 0.0077289 | 46 | Tier 3 | PRE | SCOTTS VALLEY | Santa Cruz | Central Coast | Central Coast | 5530159 | E.5015682.01.02 | 119896242 |  | CWSP - CAMP EVERS 2106 - LR5020 - PH 3.2 | 2335 | 0 | 0 | 0 |  | 2018-64528 | 7708.8 | 1.46 | 1560056 | N/A | 0 | 0 | 2335 | 2335 | 0.44223 | 849090.9091
[5 empty] | 1.586 | 1.586 |  |  |  |  | #N/A | #N/A | 83622106 | CAMP EVERS 2106 | CAMP EVERS 21065020 | 185 | 15.0734 | 2464 | 0.3934 | 0.0021265 | 2540 | 0.027733 | 46 | Tier 3 | PRE | SCOTTS VALLEY | Santa Cruz | Central Coast | Central Coast | 5530159 | E.5015682.01.03 | 119896249 |  | CWSP - CAMP EVERS 2106 -LR5020 - PH 3.3 | 8375 | 0 | 0 | 0 |  | 2018-64528 | 7708.8 | 1.46 | 1560056 | N/A | 0 | 0 | 8375 | 8375 | 1.5862 | 3045454.5455
[5 empty] | 1.948 | 1.948 |  |  |  |  | #N/A | #N/A | 83622106 | CAMP EVERS 2106 | CAMP EVERS 21065020 | 185 | 15.0734 | 2464 | 0.3934 | 0.0021265 | 2540 | 0.034063 | 46 | Tier 3 | PRE | SCOTTS VALLEY | Santa Cruz | Central Coast | Central Coast | 5530159 | E.5015682.01.04 | 119896480 |  | CWSP - CAMP EVERS 2106 -LR5020 - PH 3.4 | 10284 | 0 | 0 | 0 |  | 2018-64528 | 7708.8 | 1.46 | 1560056 | N/A | 0 | 0 | 10284 | 10284 | 1.9477 | 3739636.3636
[5 empty] | 1.9 | 1.9 |  |  |  |  | #N/A | #N/A | 83622106 | CAMP EVERS 2106 | CAMP EVERS 21065020 | 185 | 15.0734 | 2464 | 0.3934 | 0.0021265 | 2540 | 0.033224 | 46 | Tier 3 | PRE | SCOTTS VALLEY | Santa Cruz | Central Coast | Central Coast | 5530159 | E.5015682.01.05 | 119896482 |  | CWSP - CAMP EVERS 2106 -LR5020 - PH 3.5 | 10033 | 0 | 0 | 0 |  | 2018-64528 | 7708.8 | 1.46 | 1560056 | N/A | 0 | 0 | 10033 | 10033 | 1.9002 | 3648363.6364
| 35047311 |  |  |  | 8.87 | 8.87 |  |  |  |  | 22141.8 | UNSE | 83622106 | CAMP EVERS 2106 | CAMP EVERS 21065020 | 185 | 15.0734 | 2464 | 0.3934 | 0.0021265 | 2540 | 0.1551 | 46 | Tier 3 | PRE | SCOTTS VALLEY | Santa Cruz | Central Coast | Central Coast | 5530159 |  | 114758053 | 35047311 | CWSP-CAMP EVERS 2106-LR5020-PH1.1 | 46833.6 | 0 | 0 | 0 | 2018-56530 | 2018-58912 | 46833.6 | 8.87 | 9176000
| 35112435 |  | COMP | 2020444 | 1.33 | 0 | 2020 |  |  | 1.33 | 2188385.49 | DOCC | 152762102 | EL DORADO PH 2102 | EL DORADO PH 210219562 | 98 | 7.2492 | 3014 | 0.0014213 | 1.4503e-05 | 3051 | 0.00017471 | 52 | Tier 3 | PRE | POLLOCK PINES | El Dorado | Sierra | Northern | 5785649 | E.5015687.06 | 117472561 | 35112435 | CWSP-EL DORADO 2102-LR19562-PH 1.5 | 7006 | 0 | 0 | 0 |  | 2018-66434 | 9570 | 1.8125 | 1985250 | 2019-32223 | 0 | 0 | 7873 | 7873 | 1.4911 | 2862909.0909 | 2020-49714 | 2020-11581 | 0 | 0 | 7873 | 7873 | 1.4911 | 2589679 | 4061849 | 328.9317
| 35112436 |  | COMP | 2020444 | 1.8 | 0 | 2020 |  |  | 1.8 | 2603444.31 | DOCC | 152762102 | EL DORADO PH 2102 | EL DORADO PH 210219562 | 98 | 7.2492 | 3014 | 0.0014213 | 1.4503e-05 | 3051 | 0.00023645 | 52 | Tier 3 | PRE | POLLOCK PINES | El Dorado | Sierra | Northern | 5785650 | E.5015687.07 | 117472563 | 35112436 | CWSP-EL DORADO 2102-LR19562-PH 1.6 | 9504 | 0 | 0 | 0 |  | 2018-66434 | 9570 | 1.8125 | 1985250 | 2019-32223 | 0 | 0 | 9210 | 9210 | 1.7443 | 3349090.9091 | 2019-61933 | 2020-11610 | [8 empty] | 2020-47826
| 35112437 |  | COMP | 2020444 | 2.76 | 0 | 2020 |  |  | 2.76 | 2864776.08 | DOCC | 152762102 | EL DORADO PH 2102 | EL DORADO PH 210219562 | 98 | 7.2492 | 3014 | 0.0014213 | 1.4503e-05 | 3051 | 0.00036256 | 52 | Tier 3 | PRE | POLLOCK PINES | El Dorado | Sierra | Northern | 5785651 | E.5015687.08 | 117472564 | 35112437 | CWSP-EL DORADO 2102-LR19562-PH 1.7 | 14550 | 0 | 0 | 0 |  | 2018-66434 | 9570 | 1.8125 | 1985250 | 2019-32223 | 0 | 0 | 14365 | 14365 | 2.7206 | 5223636.3636 | 2019-54370 | 2020-12856 | 0 | 0 | 14365 | 14365 | 2.7206 | 3380647 | 5431839 | 235.3392
| 35113101 |  | COMP | 2020444 | 2.05 | 0 | 2020 |  |  | 2.05 | 1212898.71 | CONS | 163201101 | WEST POINT 1101 | WEST POINT 110113444 | 221 | 17.021 | 2293 | 0.77919 | 0.0035258 | 2268 | 0.062876 | 63 | Tier 3 | PRE | VOLCANO | Amador | Stockton | Central Valley | 5786010 | E.5014726.05 | 117493797 | 35113101 | CWSP - WEST POINT 1101 -LR 13444- PH 2.5 | 10830 | 0 | 0 | 0 |  | 2018-83494 | 8870.4 | 1.68 | 1814983 | 2019-35882 | 0 | 0 | 11056 | 11056 | 2.0939 | 4020363.6364 | 2019-65775 | 2020-31796 | 0 | 0 | 10788 | 10788 | 2.0432 | 3128068 | 4361984 | 289.9581
| 35114103 |  | COMP | 2022333 | 1.13 | 0 | 2020 |  |  | 1.13 | 501161.05 | CONS | 83622106 | CAMP EVERS 2106 | CAMP EVERS 21065020 | 185 | 15.0734 | 2464 | 0.3934 | 0.0021265 | 2540 | 0.019759 | 46 | Tier 3 | PRE | SCOTTS VALLEY | Santa Cruz | Central Coast | Central Coast | 5786203 | E.5015489.05 | 117560686 | 35114103 | CWSP-CAMP EVERS 2106-LR5020-PH2.5 | 5963 | 0 | 0 | 0 |  | 2018-64516 | 8500.8 | 1.61 | 1747200 | N/A | 0 | 0 | 5966.4 | 5966.4 | 1.13 | 2169600 | 2019-70718 | 2020-46069 | 0 | 0 | 5963 | 5963 | 1.1294 | 1943363 | 2335114 | 325.9036
| 35113102 |  | COMP | 2020444 | 2.25 | 0 | 2020 |  |  | 2.25 | 1121894.85 | CONS | 163201101 | WEST POINT 1101 | WEST POINT 110113444 | 221 | 17.021 | 2293 | 0.77919 | 0.0035258 | 2268 | 0.069011 | 63 | Tier 3 | PRE | VOLCANO | Amador | Stockton | Central Valley | 5786011 | E.5014726.06 | 117493910 | 35113102 | CWSP - WEST POINT 1101 -LR 13444- PH 2.6 | 11880 | 0 | 0 | 0 |  | 2018-83494 | 8870.4 | 1.68 | 1814983 | 2019-35882 | 0 | 0 | 11533 | 11533 | 2.1843 | 4193818.1818 | 2019-67975 | 2020-25103 | 0 | 0 | 11757 | 11757 | 2.2267 | 3198327 | 4620298 | 272.036
| 35042367 |  |  |  | 7.46 | 7.46 |  |  |  |  | 22274.16 | UNSE | 83622106 | CAMP EVERS 2106 | CAMP EVERS 210660120 | 42 | 4.3466 | 2268 | 0.16006 | 0.0038109 | 2403 | 0.18405 | 296 | Tier 3 | PRE | LOS GATOS | Santa Cruz | De Anza | Central Coast | 5530160 |  | 114640938 | 35042367 | CWSP-CAMP EVERS 2106-LR60124-PH3.1 | 39388.8 | 0 | 0 | 0 | 2018-46207 | 2018-51616 | 39388.8 | 7.46 | 8096500 |  |  |  |  | 0 | 0
| 35042369 |  |  |  | 7.13 | 7.13 |  |  |  |  | 10824.51 | UNSE | 83622106 | CAMP EVERS 2106 | CAMP EVERS 210660124 | 267 | 22.4613 | 2243 | 1.1389 | 0.0042657 | 2296 | 0.24223 | 57 | Tier 3 | PRE | LOS GATOS | Santa Cruz | De Anza | Central Coast | 5530160 |  | 114640931 | 35042369 | CWSP-CAMP EVERS 2106-LR60124-PH1.1 | 37646.4 | 0 | 0 | 0 | 2018-43257 | 2018-45681 | 37646.4 | 7.13 | 11070000
| 35042368 |  |  |  | 7.36 | 7.36 |  |  |  |  | 7726.66 | UNSE | 83622106 | CAMP EVERS 2106 | CAMP EVERS 210660124 | 267 | 22.4613 | 2243 | 1.1389 | 0.0042657 | 2296 | 0.25005 | 57 | Tier 3 | PRE | LOS GATOS | Santa Cruz | De Anza | Central Coast | 5530160 |  | 114640937 | 35042368 | CWSP-CAMP EVERS 2106-LR60124-PH2.1 | 38860.8 | 0 | 0 | 0 | 2018-43450 | 2018-46493 | 38860.8 | 7.36 | 11692500
| 35042366 |  |  |  | 7.21 | 7.21 |  |  |  |  | 7261.21 | UNSE | 83622106 | CAMP EVERS 2106 | CAMP EVERS 210660124 | 267 | 22.4613 | 2243 | 1.1389 | 0.0042657 | 2296 | 0.24495 | 57 | Tier 3 | PRE | LOS GATOS | Santa Cruz | De Anza | Central Coast | 5530160 |  | 114640939 | 35042366 | CWSP-CAMP EVERS 2106-LR60124-PH4.1 | 38068.8 | 0 | 0 | 0 | 2018-46209 | 2018-53264 | 38068.8 | 7.21 | 7574500
| 35042365 |  |  |  | 8.98 | 8.98 |  |  |  |  | 8089.18 | UNSE | 83622106 | CAMP EVERS 2106 | CAMP EVERS 210660124 | 267 | 22.4613 | 2243 | 1.1389 | 0.0042657 | 2296 | 0.30508 | 57 | Tier 3 | PRE | LOS GATOS | Santa Cruz | De Anza | Central Coast | 5530160 |  | 114641001 | 35042365 | CWSP-CAMP EVERS 2106-LR60124-PH5.1 | 47414.4 | 0 | 0 |  | 2018-46210 | 2018-54997 | 47414.4 | 8.98 | 10457000
| 35113105 |  | COMP | 2020078 | 0.72 | 0 | 2020 |  |  | 0.72 | 1323110.39 | CONS | 82021106 | LOS GATOS 1106 | LOS GATOS 1106LB44 | 213 | 19.3536 | 1864 | 2.6623 | 0.012499 | 1950 | 0.066359 | 841 | Tier 3 | PRE | LOS GATOS | Santa Clara | De Anza | Central Coast | 5786051 | E.5014319.04 | 117492229 | 35113105 | CWSP - LOS GATOS 1106 - LB44 - PHASE 1.4 | 3782 | 0 | 0 | 0 |  | 2018-30241 | 14350 | 2.7178 | 1481400 | 2018-53540 |  |  |  | 0 | 0 |  | 2019-51454 | 2019-58408 | 0 | 0 | 3582 | 3582 | 0.67841 | 822000 | 900000 | 229.4807
| 74022382 |  | COMP | 2019073 | 2.34 | 0 |  |  |  | 2.34 | 5498716.14 | CLSD | 152471101 | COLUMBIA HILL 1101 | COLUMBIA HILL 11012212 | 76 | 9.1336 | 606 | 9.8207 | 0.12922 | 1358 | 1.6857 | 198 | Tier 3 | PRE | NORTH SAN JUAN | Nevada | Sierra | Northern | 5777898 | E.5015491.01 | 114798646 | 74022382 | CWSP-COLUMBIA HILL 1101-LR2212-PH1 | 12267 | 0 | 0 | 0 |  | 2018-57269 | 9820.8 | 1.86 | 1975040 | 2019-28761 | 0 | 0 | 12378 | 12378 | 2.3443 | 4501090.9091 | 2019-36289 | 2019-53378 | 0 | 0 | 12267 | 12267 | 2.3233 | 3270316 | 4292425 | 266.5946 |  | 2020-05341
| 35098578 |  | COMP | 2019074 | 1.79 | 0 |  |  |  | 1.79 | 3460544.7 | DOCC | 152471101 | COLUMBIA HILL 1101 | COLUMBIA HILL 11012212 | 76 | 9.1336 | 606 | 9.8207 | 0.12922 | 1358 | 1.2895 | 198 | Tier 3 | PRE | NORTH SAN JUAN | Nevada | Sierra | Northern | 5785301 | E.5015491.02 | 117177287 | 35098578 | CWSP-COLUMBIA HILL 1101-LR2212-PH2 | 9457 | 0 | 0 | 0 |  | 2018-57269 | 9820.8 | 1.86 | 1975040 | 2019-28761 | 0 | 0 | 9470 | 9470 | 1.7936 | 3443636.3636 | 2019-37920 | 2019-53645 | 0 | 0 | 9457 | 9457 | 1.7911 | 2600704 | 3492686 | 275.0031 | 2019-77295 | 2020-41791
| 35098579 |  | COMP | 2019075 | 1.43 | 0 |  |  |  | 1.43 | 1950907.06 | MAPP | 152471101 | COLUMBIA HILL 1101 | COLUMBIA HILL 11012212 | 76 | 9.1336 | 606 | 9.8207 | 0.12922 | 1358 | 1.0302 | 198 | Tier 3 | PRE | NORTH SAN JUAN | Nevada | Sierra | Northern | 5785302 | E.5015491.03 | 117177288 | 35098579 | CWSP-COLUMBIA HILL 1101-LR2212-PH3 | 7417 | 0 | 0 | 0 |  | 2018-57269 | 9820.8 | 1.86 | 1975040 | 2019-28761 | 0 | 0 | 7573 | 7573 | 1.4343 | 2753818.1818 | 2019-36018 | 2019-53903 | 0 | 0 | 7417 | 7417 | 1.4047 | 1822516 | 2438915 | 245.7215 | 2019-74168
| 35098622 |  | COMP | 2019076 | 2.48 | 0 |  |  |  | 2.48 | 4026847.3 | FICL | 152471101 | COLUMBIA HILL 1101 | COLUMBIA HILL 11012212 | 76 | 9.1336 | 606 | 9.8207 | 0.12922 | 1358 | 1.7866 | 198 | Tier 3 | PRE | NORTH SAN JUAN | Nevada | Sierra | Northern | 5785304 | E.5015491.05 | 117177533 | 35098622 | CWSP-COLUMBIA HILL 1101-LR2212-PH5 | 12854 | 0 | 0 | 0 |  | 2018-57269 | 9820.8 | 1.86 | 1975040 | 2019-28761 | 0 | 0 | 13101 | 13101 | 2.4813 | 4764000 | 2019-36730 | 2019-55608 | 0 | 0 | 12854 | 12854 | 2.4345 | 3854524 | 4936253 | 299.8696 | 2020-08469
| 35192031 |  |  |  | 4.04 | 4.04 |  |  |  |  | 2962.4 | UNSE | 152471101 | COLUMBIA HILL 1101 | COLUMBIA HILL 110135424 | 147 | 13.8646 | 1580 | 3.4923 | 0.023757 | 1711 | 0.6818 | 62 | Tier 3 | ECOP | NORTH SAN JUAN | Nevada | Sierra | Northern | 5792070 | E.5034378.01 | 119553917 | 35192031 | ECOP - COLUMBIA HILL 1101 - H01-LR35424 | 15234 | 0 | 0 | 0 | [5 empty] | -
| 35052738 |  |  |  |  | 0 |  |  |  |  | 0 | UNSE | 163351705 | CURTIS 1705 | CURTIS 1705843 | 0 | 0 | 0 | 0 | 0 | #N/A | #DIV/0! | 149 | Tier 3 | PRE | SONORA | Tuolumne | Yosemite | Central Valley | 5530178 |  | 114688224 | 35052738 | CWSP-CURTIS 1705-TS843-PH1.1 | 0 | 0 | 0 | 0
| 35042603 |  |  |  |  | 0 |  |  |  |  | 0 | UNSE | 152261103 | DIAMOND SPRINGS 1103 | DIAMOND SPRINGS 1103CB | 109 | 0.55038 | 2815 | 0.026412 | 0.00024231 | 2841 | #DIV/0! | 1387 | Tier 3 | WDDB | PLACERVILLE | El Dorado | Sierra | Northern | 5530173 |  | 114628116 | 35042603 | DIAMOND SPRINGS 1103 RECOND 18-0029738 | 0 | 0 | 0 | 0 |  |  |  | 0 | [5 empty] | 0 | 0
| 35076129 |  |  |  |  | 0 |  |  |  |  | 0 | UNSE | 152261105 | DIAMOND SPRINGS 1105 | DIAMOND SPRINGS 1105CB | 47 | 2.0698 | 2707 | 0.028118 | 0.00059825 | 2851 | #DIV/0! | 898 | Tier 3 | WDDB | EL DORADO | El Dorado | Sierra | Northern | 5784105 | E.5019947.01 | 116489047 | 35076129 | DIAMOND SPRINGS 1105 RECOND WD18-0105867 | 0 | 0 | 0 | 0 |  |  |  | 0 | [5 empty] | 0 | 0
| 31361965 |  | COMP |  | 0.45 | 0.002 |  |  |  | 0.448 | 123053.67 | CONS | 43071101 | DUNBAR 1101 | DUNBAR 110147964 | 68 | 6.5107 | 1794 | 0.99704 | 0.014662 | 1845 | 0.046172 | 1151 | Tier 3 | WDDB | KENWOOD | Sonoma | Sonoma | Northern | 5530175 |  | 113751296 | 31361965 | RECON 2300 FT - NUNS CANYON -DUNBAR 1101 | 2367 | 0 | 0 | 0 |  | 2018-69430 | 2300 | 0.43561 | 345000 | N/A |  |  |  | 0 | 0 |  | 2019-35371 | 2019-34365 | 0 | 0 | 2367 | 2367 | 0.4483 | 797947 | 1245293 | 337.1132
| 31275658 |  | COMP | 2019072 | 0.49 | 0 |  |  |  | 0.49 | 647298.64 | DOCC | 43071102 | DUNBAR 1102 | DUNBAR 11021285 | 0 | 0 | 0 | 0 | 0 | #N/A | #DIV/0! | 449 | Tier 3 | PRE | SONOMA | Sonoma | Sonoma | Northern | 5530175 |  | 112015123 | 31275658 | R7 DUNBAR 1102 RECOND OH BEYOND CO 1285 | 2580 | 0 | 0 | 0 |  | 2016-114992 |  | 0 |  |  | 0 | 0 | 2580 | 2580 | 0.48864 | 938181.8182 |  | 2019-37193 | 0 | 0 | 2580 | 2580 | 0.48864 | 775000 | 1092000 | 300.3876 | 2020-12844
| 74011865 |  |  |  | 2.083 | 2.083 |  |  |  |  | 90798.31 | UNSE | 158031101 | ECHO SUMMIT 1101 | ECHO SUMMIT 1101344250 | 10 | 0.8075 | 2461 | 0.021484 | 0.0021484 | 2290 | 0.037132 | 2789 | Tier 3 | WDDB | ECHO LAKE | El Dorado | Sierra | Northern | 5530166 | E.0000088.01 | 112804948 | 74011865 | PH.3 - RECON. ECHO SUMMIT 1101 11,600' | 11000 | 0 | 0 | 0 |  | 2017-43109 | 11000 | 2.0833 | 3600000 |  |  |  |  | 0 | 0
| 35060228 |  |  |  | 0.947 | 0.947 |  |  |  |  | 0 | UNSE | 192381102 | EEL RIVER 1102 | EEL RIVER 11021902 | 43 | 6.5648 | 1615 | 0.97115 | 0.022585 | 1834 | 0.093862 | 1894 | Tier 3 | WDDB | FERNDALE | Humboldt | Humboldt | Northern | 5530164 |  | 113663476 | 35060228 | 2019 OH COND RPLC: EEL RIVER 1102 FU1903 | 5000 | 0 | 0 | 0 |  | 2017-99508 | 5000 | 0.94697 | 500000 |  |  |  |  | 0 | 0
| 35043299 |  | COMP | 2019069 | 1.21 | 0 |  |  |  | 1.21 | 1211548.41 | DOCC | 192381102 | EEL RIVER 1102 | EEL RIVER 11024814 | 117 | 26.9939 | 1252 | 5.0562 | 0.043216 | 1490 | 0.15185 | 936 | Tier 3 | WDDB | FERNDALE | Humboldt | Humboldt | Northern | 5533649 |  | 112402122 | 35043299 | 2018 OH COND RPLC: EEL RIVER 1102 FU1907 | 6500 | 0 | 0 | 0 |  | 2016-120188 | 8300 | 1.572 | 913000 | 2019-21680 | 0 | 0 | 6376 | 6376 | 1.2076 | 2318545.4545 | 2019-23400 | 2020-12727 | 0 | 0 | 6500 | 6500 | 1.2311 | 1224411 | 1224411 | 188.3709
| 35145523 |  | CANCL |  | 0.8 | 0.8 |  |  |  |  | -199.31 | CLSD | 42561102 | FULTON 1102 | FULTON 1102CB | 48 | 0.20314 | 1559 | 1.2029 | 0.025061 | 1865 | 3.174 | 2036 | Tier 3 | PSPS | SANTA ROSA | Sonoma | Sonoma | Northern | 5530173 | E.5025636 |  | 35145523 | PSPS - Fulton 1102 - CB | 4224 | 0 | 0 | 0 |  | 2019-79266 | 4224 | 0.8 | 7784148 | 2020-36910 |  |  |  | 0 | 0
| 35072362 |  | COMP | 2019071 | 2.71 | 0 |  |  |  | 2.71 | 1908005.19 | CLSD | 192381102 | EEL RIVER 1102 | EEL RIVER 11024814 | 117 | 26.9939 | 1252 | 5.0562 | 0.043216 | 1490 | 0.3401 | 936 | Tier 3 | WDDB | FERNDALE | Humboldt | Humboldt | Northern | 5782526 | E.5014735.01 | 113676445 | 35072362 | 2019 OH COND RPLC: EEL RIVER 1102 FU1913 | 13991 | 0 | 0 | 0 |  | 2017-99527 | 15000 | 2.8409 | 1500000 | 2019-34155 | 0 | 0 | 14292 | 14292 | 2.7068 | 5197090.9091 | 2019-34155 | 2020-12769 | 0 | 0 | 13991 | 13991 | 2.6498 | 1877965 | 1877965 | 134.2266
| 35043303 |  | COMP | 2019070 | 1.54 | 0 |  |  |  | 1.54 | 1499183.34 | DOCC | 192381102 | EEL RIVER 1102 | EEL RIVER 1102530 | 255 | 0.073044 | 2683 | 0.17964 | 0.00070447 | 2744 | 2.5376 | 2931 | Tier 3 | WDDB | FERNDALE | Humboldt | Humboldt | Northern | 5788789 | # | 113664014 | 35043303 | 2019 OH COND RPLC: EEL RIVER 1102 FU1909 | 8003 | 0 | 0 | 0 |  | 2017-99527 | 15000 | 2.8409 | 1500000 | 2019-21688 | 0 | 0 | 8140 | 8140 | 1.5417 | 2960000 | 2019-27890 | 2020-12754 | 0 | 0 | 8003 | 8003 | 1.5157 | 1511982 | 1511982 | 188.9269
| 35061810 |  |  |  |  | 0 |  |  |  |  | 4129.82 | UNSE | 152762101 | EL DORADO PH 2101 | EL DORADO PH 210119612 | 102 | 9.1294 | 2037 | 0.85418 | 0.0083743 | 2313 | #DIV/0! | 238 | Tier 2 | PRE | EL DORADO | El Dorado | Sierra | Northern | 5783177 | E.5015573.01 | 115217232 | 35061810 | CWSP - EL DORADO PH 2101 ZONE 19612 | 0 | 0 | 0 | 0 |  |  |  | 0 | [5 empty] | 0 | 0
| 35056733 |  |  |  | 2.13 | 2.13 |  |  |  |  | 563399.1 | PEND | 152762101 | EL DORADO PH 2101 | EL DORADO PH 210119752 | 436 | 36.5225 | 1946 | 4.4909 | 0.0103 | 1929 | 0.17548 | 13 | Tier 3 | PRE | POLLOCK PINES | El Dorado | Sierra | Northern | 5782532 | E.5015417.01 | 114987201 | 35056733 | CWSP - EL DORADO 2101 - 19752 - PH 1.1 | 11246.4 | 0 | 0 | 0 |  | 2018-78760 | 27482.4 | 5.205 | 5577870 | 2019-32231 | 0 | 0 | 11246.4 | 11246.4 | 2.13 | 4089600 | 2020-50008 | 2019-55678 | [9 empty] | 2020-33819
| 35057010 |  |  |  | 1.31 | 1.31 |  |  |  |  | 146347.87 | ESTS | 152762101 | EL DORADO PH 2101 | EL DORADO PH 210119752 | 436 | 36.5225 | 1946 | 4.4909 | 0.0103 | 1929 | 0.10793 | 13 | Tier 3 | PRE | POLLOCK PINES | El Dorado | Sierra | Northern | 5782533 | E.5015416.01 | 114987251 | 35057010 | CWSP - EL DORADO 2101 - 19752 - PH 2.1 | 57446 | 0 | 0 | 0 |  | 2018-78870 | 9556.8 | 1.81 | 1856290 | 2019-52013 | 0 | 0 | 57446 | 57446 | 10.8799 | 20889454.5455 | 2020-60830 | [10 empty] | 2020-35209
| 35109546 |  |  |  | 2.77 | 2.77 |  |  |  |  | 521674.65 | ADER | 152762101 | EL DORADO PH 2101 | EL DORADO PH 210119752 | 436 | 36.5225 | 1946 | 4.4909 | 0.0103 | 1929 | 0.22821 | 13 | Tier 3 | PRE | POLLOCK PINES | El Dorado | Sierra | Northern | 5785517 | E.5015416.03 | 117349071 | 35109546 | CWSP - EL DORADO 2101 - 19752 - PH 2.3 | 14625 | 0 | 0 | 0 |  | 2018-78870 | 9556.8 | 1.81 | 1856290 | 2019-52013 | 0 | 0 | 14625.6 | 14625.6 | 2.77 | 5318400 | 2020-61719
| 35057017 |  | COMP | 2019060 | 1.71 | 0 |  |  |  | 1.71 | 2557449.89 | DOCC | 152762101 | EL DORADO PH 2101 | EL DORADO PH 210119752 | 436 | 36.5225 | 1946 | 4.4909 | 0.0103 | 1929 | 0.14088 | 13 | Tier 3 | PRE | POLLOCK PINES | El Dorado | Sierra | Northern | 5782534 | E.5015415.01 | 114987282 | 35057017 | CWSP - EL DORADO 2101 - 19752 - PH 3.1 | 8763 | 0 | 0 | 0 |  | 2018-78879 | 6705.6 | 1.27 | 13770026 | 2019-32235 | 0 | 0 | 9006 | 9006 | 1.7057 | 3274909.0909 | 2019-64371 | 2019-55261 | 0 | 0 | 8763 | 8763 | 1.6597 | 1656790 | 2260341 | 189.0665 |  | 2020-31801
| 35109541 |  |  |  | 2.67 | 2.67 |  |  |  |  | 511043.95 | ESTS | 152762101 | EL DORADO PH 2101 | EL DORADO PH 210119752 | 436 | 36.5225 | 1946 | 4.4909 | 0.0103 | 1929 | 0.21997 | 13 | Tier 3 | PRE | POLLOCK PINES | El Dorado | Sierra | Northern | 5785513 | E.5015417.03 | 117348508 | 35109541 | CWSP - EL DORADO 2101 - LR19752 - PH 1.3 | 14097.6 | 0 | 0 | 0 |  | 2018-78760 | 27482.4 | 5.205 | 5577870 | 2019-32231 | 0 | 0 | 14097.6 | 14097.6 | 2.67 | 5126400 | 2019-67211
| 35057018 |  |  |  | 2.01 | 2.01 |  |  |  |  | 234272.41 | PEND | 152762101 | EL DORADO PH 2101 | EL DORADO PH 210119752 | 436 | 36.5225 | 1946 | 4.4909 | 0.0103 | 1929 | 0.24131 | 13 | Tier 3 | PRE | POLLOCK PINES | El Dorado | Sierra | Northern | 5782535 | E.5015414.01 | 114987363 | 35057018 | CWSP - EL DORADO 2101 - LR19752 - PH4.1 | 507 | 11379 | 0 | 0 |  | 2018-78881 | 37118.4 | 7.03 | 7593680 | 2019-32237 | 0 | 11379 | 507 | 11886 | 2.2511 | 9246720 | 2019-54822 | [10 empty] | 2020-35302
| 35109542 |  | COMP | 2019061 | 1.83 | 0 |  |  |  | 1.83 | 1677747.41 | DOCC | 152762101 | EL DORADO PH 2101 | EL DORADO PH 210119752 | 436 | 36.5225 | 1946 | 4.4909 | 0.0103 | 1929 | 0.15077 | 13 | Tier 3 | PRE | POLLOCK PINES | El Dorado | Sierra | Northern | 5785514 | E.5015417.04 | 117349210 | 35109542 | CWSP-EL DORADO 2101-LR19752-PH1.4 | 9526 | 0 | 0 | 0 |  | 2018-78760 | 18321.6 | 3.47 | 3718580 | 2019-32231 | 0 | 0 | 9673 | 9673 | 1.832 | 3517454.5455 | 2019-46132 | 2019-68650 | 0 | 0 | 9526 | 9526 | 1.8042 | 2785685 | 3529311 | 292.4297
| 35109543 |  | COMP | 2019062 | 1.69 | 0 |  |  |  | 1.69 | 2477291.75 | DOCC | 152762101 | EL DORADO PH 2101 | EL DORADO PH 210119752 | 436 | 36.5225 | 1946 | 4.4909 | 0.0103 | 1929 | 0.13923 | 13 | Tier 3 | PRE | POLLCOCK PINES | El Dorado | Sierra | Northern | 5785515 | E.5015417.05 | 117349211 | 35109543 | CWSP-EL DORADO 2101-LR19752-PH1.5 | 8922 | 0 | 0 | 0 |  | 2018-78760 | 18321.6 | 3.47 | 3718580 | 2019-32231 | 0 | 0 | 8922 | 8922 | 1.6898 | 3244363.6364 | 2019-48333 | 2019-57154
| 35114042 |  | COMP | 2020444 | 1.35 | 0 | 2020 |  |  | 1.35 | 1187296.03 | CONS | 163751102 | PINE GROVE 1102 | PINE GROVE 11021222 | 218 | 17.2598 | 2271 | 0.81905 | 0.0037571 | 2414 | 0.042922 | 20 | Tier 3 | PRE | PIONEER | Amador | Stockton | Central Valley | 5785993 | E.5014745.04 | 117500694 | 35114042 | CWSP - PINE GROVE 1102 - LR1222 - PH 1.4 | 7126 | 0 | 0 | 0 |  | 2018-49722 | 10982.4 | 2.08 | 2269920 | 2019-35977 | 0 | 0 | 7522 | 7522 | 1.4246 | 2735272.7273 | 2020-17244 | 2020-29649 | 0 | 0 | 7123 | 7123 | 1.3491 | 2039340 | 2867650 | 286.3035
| 35114043 |  | COMP | 2020444 | 1.05 | 0 | 2020 |  |  | 1.05 | 840993.95 | DOCC | 163751102 | PINE GROVE 1102 | PINE GROVE 11021222 | 218 | 17.2598 | 2271 | 0.81905 | 0.0037571 | 2414 | 0.033384 | 20 | Tier 3 | PRE | PIONEER | Amador | Stockton | Central Valley | 5785994 | E.5014745.05 | 117502840 | 35114043 | CWSP - PINE GROVE 1102 - LR1222 - PH 1.5 | 5542 | 0 | 0 | 0 |  | 2018-49722 | 10982.4 | 2.08 | 2269920 | 2019-35977 | 0 | 0 | 5763 | 5763 | 1.0915 | 2095636.3636 | 2019-71391 | 2020-31362 | 0 | 0 | 5998 | 5998 | 1.136 | 1947510 | 2617141 | 324.6932
| 35114044 |  | COMP | 2020444 | 0.91 | 0 | 2020 |  |  | 0.91 | 966043.87 | CONS | 163751102 | PINE GROVE 1102 | PINE GROVE 11021222 | 218 | 17.2598 | 2271 | 0.81905 | 0.0037571 | 2414 | 0.028933 | 20 | Tier 3 | PRE | PIONEER | Amador | Stockton | Central Valley | 5785995 | E.5014745.06 | 117502841 | 35114044 | CWSP - PINE GROVE 1102 - LR1222 - PH 1.6 | 4802 | 0 | 0 | 0 |  | 2018-49722 | 10982.4 | 2.08 | 2269920 | 2019-35977 | 0 | 0 | 6449 | 6449 | 1.2214 | 2345090.9091 | 2019-69292 | 2020-43475 | 0 | 0 | 6126 | 6126 | 1.1602 | 2235937 | 3012702 | 364.9913
| 35114049 |  | COMP | 2020444 | 0.7 | 0 | 2020 |  |  | 0.7 | 1011222.13 | CONS | 163751102 | PINE GROVE 1102 | PINE GROVE 11021222 | 218 | 17.2598 | 2271 | 0.81905 | 0.0037571 | 2414 | 0.022256 | 20 | Tier 3 | PRE | PIONEER | Amador | Stockton | Central Valley | 5785998 | E.5014742.04 | 117499469 | 35114049 | CWSP - PINE GROVE 1102 - LR1222 - PH 2.4 | 3704 | 0 | 0 | 0 |  | 2018-54633 | 83964.72 | 1.59 | 1718171.43 | 2019-35972 | 0 | 0 | 9098 | 9098 | 1.7231 | 3308363.6364 | 2019-80113 | 2020-35051 | 0 | 0 | 8392 | 8392 | 1.5894 | 3322836 | 4394434 | 395.9528
| 35144940 |  | CANCL |  |  | 0 |  |  |  |  | -356.39 | CLSD | 83432101 | HICKS 2101 | HICKS 2101XR250 | 80 | 0 | 2716 | 0.04581 | 0.00057262 | 2750 | #DIV/0! | 621 | Tier 3 | PSPS | SAN JOSE | SANTA CLARA | SAN JOSE | Central Coast | 5788790 | E.5025645 |  | 35144940 | PSPS - Hicks 2101 – CB | 0 | 0 | 0 | 0 |  | 2019-79029 |  | 0 | [5 empty] | 0 | 0
| 35114101 |  | COMP | 2020444 | 1.3 | 0 |  |  |  | 1.3 | 1264649.5 | CONS | 83622106 | CAMP EVERS 2106 | CAMP EVERS 21065020 | 185 | 15.0734 | 2464 | 0.3934 | 0.0021265 | 2540 | 0.022732 | 46 | Tier 3 | PRE | SCOTTS VALLEY | Santa Cruz | Central Coast | Central Coast | 5786132 | E.5015489.03 | 117545618 | 35114101 | CWSP-CAMP EVERS 2106-LR5020-PH2.3 | 6873 | 0 | 0 | 0 |  | 2018-64516 | 8500.8 | 1.61 | 1747200 | N/A | [6 empty] | 2020-00133 | 2020-30129 | 0 | 0 | 6873 | 6873 | 1.3017 | 2217036 | 2618714 | 322.5718
| 35114102 |  | COMP | 2020444 | 0.18 | 0 | 2020 |  |  | 0.18 | 534043.04 | CONS | 83622106 | CAMP EVERS 2106 | CAMP EVERS 21065020 | 185 | 15.0734 | 2464 | 0.3934 | 0.0021265 | 2540 | 0.0031475 | 46 | Tier 3 | PRE | SCOTTS VALLEY | Santa Cruz | Central Coast | Central Coast | 5786133 | E.5015489.04 | 117545619 | 35114102 | CWSP-CAMP EVERS 2106-LR5020-PH2.4 | 3909 | 0 | 0 | 0 |  | 2018-64516 | 8500.8 | 1.61 | 1747200 | N/A | 0 | 0 | 3960 | 3960 | 0.75 | 1440000 | 2019-82286 | 2020-30129 | 0 | 0 | 3909 | 3909 | 0.74034 | 1453583 | 1763594 | 371.8555
| 35114104 |  | COMP | 2020444 | 1.47 | 0 | 2020 |  |  | 1.47 | 1894790.36 | CONS | 83622106 | CAMP EVERS 2106 | CAMP EVERS 21065020 | 185 | 15.0734 | 2464 | 0.3934 | 0.0021265 | 2540 | 0.025705 | 46 | Tier 3 | PRE | SCOTTS VALLEY | Santa Cruz | Central Coast | Central Coast | 5786204 | E.5015489.06 | 117560687 | 35114104 | CWSP-CAMP EVERS 2106-LR5020-PH2.6 | 7772 | 0 | 0 | 0 |  | 2018-64516 | 42504 | 8.05 | 8736000 | 2018-62969 | [6 empty] | 2019-53176 | 2020-02712 | 0 | 0 | 7619 | 7619 | 1.443 | 2938512 | 3424639 | 385.6821
| 35114431 |  | COMP | 2020444 | 1.44 | 0 | 2020 |  |  | 1.44 | 4367146.18 | DOCC | 13801101 | MORAGA 1101 | MORAGA 1101108540 | 44 | 4.8175 | 2515 | 0.075547 | 0.001717 | 2613 | 0.01513 | 319 | Tier 3 | PRE | CONCORD | Contra Costa | Diablo | Bay Area | 5786325 | E.5014544.05 | 117572146 | 35114431 | CWSP - MORAGA 1101 - LR108540 - PH5 | 7587 | 0 | 0 | 0 |  | 2018-57686 | 8289.6 | 1.57 | 1336025 | 2018-53005 |  |  |  | 0 | 0 |  | 2020-02015 | 2020-01685 | 0 | 0 | 7673 | 7673 | 1.4532 | 4623347 | 5279014 | 602.5475
| 35051356 |  |  |  | 10.47 | 10.47 |  |  |  |  | 3369.78 | UNSE | 152762101 | EL DORADO PH 2101 | EL DORADO PH 210126000 | 339 | 34.3764 | 2252 | 1.3974 | 0.0041222 | 2212 | 0.28516 | 67 | Tier 3 | PRE | GRIZZLY FLATS | El Dorado | Sierra | Northern | 5530173 |  | 114861944 | 35051356 | CWSP - EL DORADO PH 2101 LR 26000 PH 2 | 55300 | 0 | 0 | 0 |  | 2018-78870 | 9556.8 | 1.81 | 1856290 | 2019-52013 | 0 | 0 | 55300 | 55300 | 10.4735 | 20109090.9091
| 35065842 |  |  |  |  | 0 |  |  |  |  | 1547.88 | UNSE | 152762101 | EL DORADO PH 2101 | EL DORADO PH 210126000 | 339 | 34.3764 | 2252 | 1.3974 | 0.0041222 | 2212 | #DIV/0! | 67 | Tier 3 | PRE | EL DORADO | El Dorado | Sierra | Northern | 5782591 | E.5015430.01 | 115417043 | 35065842 | CWSP-EL DORADO 2101-LR26000-PH3.1 | 0 | 0 | 0 | 0 |  |  |  | 0 | [5 empty] | 0 | 0
| 74022383 |  |  |  | 11.92 | 11.92 |  |  |  |  | 31047.96 | UNSE | 152762101 | EL DORADO PH 2101 | EL DORADO PH 210126000 | 339 | 34.3764 | 2252 | 1.3974 | 0.0041222 | 2212 | 0.32466 | 67 | Tier 3 | PRE | POLLOCK PINES | El Dorado | Sierra | Northern | 5782840 | E.5015490.01 | 114791963 | 74022383 | CWSP-EL DORADO PH 2101-LR26000-PH 1 | 62937.6 | 0 | 0 | 0 |  | 2018-62798 | 62937.6 | 11.92 | 11952400 |  |  |  |  | 0 | 0
| 35058026 |  |  |  | 0.57 | 0.57 |  |  |  |  | 54668.27 | ESTS | 152762101 | EL DORADO PH 2101 | EL DORADO PH 210163464 | 70 | 13.6239 | 1138 | 3.7492 | 0.05356 | 1053 | 0.1051 | 1639 | Tier 3 | PRE | PACIFIC HOUSE | El Dorado | Sierra | Northern | 5530173 |  | 115027447 | 35058026 | CWSP:EL DORADO PH 2101 LR 63464 OH TO UG | 3009.6 | 0 | 0 | 0 |  | 2018-77803 | 3000 | 0.56818 | 900000 | N/A | 0 | 0 | 3009.6 | 3009.6 | 0.57 | 1094400
| 35174465 |  |  |  | 9 | 9 |  |  |  |  | 18621.04 | UNSE | 152762101 | EL DORADO PH 2101 | EL DORADO PH 21016852 | 309 | 25.2481 | 2028 | 2.6354 | 0.0085289 | 1808 | 0.78957 | 18 | Tier 3 | ECOP | POLLOCK PINES | El Dorado | Sierra | Northern | 5790002 | E.5033921.01 | 118911790 | 35174465 | ECOP - EL DORADO 2101 - H02 - LR6852-Ph1 | 28394 | 32374 | 0 | 0 | 2020-54634 | 2020-54635 | 62673.6 | 11.87 | 21358418 | 2020-09-29 | 0 | 42028.8 | 28406.4 | 70435.2 | 13.34 | 25612800
| 35173756 |  |  |  | 9 | 9 |  |  |  |  | 7281.28 | UNSE | 152762101 | EL DORADO PH 2101 | EL DORADO PH 21016852 | 309 | 25.2481 | 2028 | 2.6354 | 0.0085289 | 1808 | 0.63745 | 18 | Tier 3 | ECOP | POLLOCK PINES | El Dorado | Sierra | Northern | 5790003 | E.5030964.01 | 118911791 | 35173756 | ECOP - EL DORADO 2101 - H02 - LR6852-PH2 | 48525 | 0 | 1291 | 0 | 2020-51435 | 2020-51436 | 48523 | 9.19 | 12794491 | 2020-09-29 | 0 | 0 | 47520 | 47520 | 9 | 17280000
| 35174466 |  |  |  | 7.35 | 7.35 |  |  |  |  | 11464.47 | UNSE | 152762101 | EL DORADO PH 2101 | EL DORADO PH 21016852 | 309 | 25.2481 | 2028 | 2.6354 | 0.0085289 | 1808 | 0.51402 | 18 | Tier 3 | ECOP | POLLOCK PINES | El Dorado | Sierra | Northern | 5790004 | E.5033920.01 | 118911793 | 35174466 | ECOP - EL DORADO 2101 - H02 - LR6852-PH3 | 32300 | 0 | 0 | 0 | 2020-51902 | 2020-51953 | 32577 | 6.1699 | 8664332 | 2020-09-29 | 0 | 0 | 38808 | 38808 | 7.35 | 14112000
| 35058272 |  |  |  | 10.25 | 10.25 |  |  |  |  | 5637.12 | UNSE | 152762101 | EL DORADO PH 2101 | EL DORADO PH 2101CB | 74 | 7.4577 | 2250 | 0.3064 | 0.0041406 | 2350 | 0.28215 | 76 | Tier 3 | PRE | POLLOCK PINES | El Dorado | Sierra | Northern | 5782589 | E.5015419.01 | 114987334 | 35058272 | CWSP- EL DORADO 2101 OCB ZONE PHASE 2 | 54120 | 0 | 0 | 0 | 2018-78694 | 2018-81386 | 54120 | 10.25 | 11380340 |  |  |  |  | 0 | 0
| 35115051 |  | COMP | 2022444 | 1.04 | 0 | 2020 |  |  | 1.04 | 62058.12 | CONS | 163661701 | MIWUK 1701 | MIWUK 1701CB | 187 | 16.2494 | 2353 | 0.55914 | 0.0029901 | 2128 | 0.023977 | 2 | Tier 3 | PRE | TWAIN HARTE | Tuolumne | Yosemite | Central Valley | 5785973 | E.5014771.03 | 117495949 | 35115051 | CWSP-MIWUK 1701–OCB-PH 1.3 | 5484 | 0 | 0 | 0 |  | 2018-75405 | 12165.12 | 2.304 | 2436520 | 2019-35897 | 0 | 0 | 5350 | 5350 | 1.0133 | 1945454.5455 | 2020-02993 | 2020-41135 | 0 | 0 | 5484 | 5484 | 1.0386 | 1623855 | 2548113 | 296.1078
| 35115052 |  | COMP | 2022444 | 1.62 | 0 | 2020 |  |  | 1.62 | 181396.46 | CONS | 163661701 | MIWUK 1701 | MIWUK 1701CB | 187 | 16.2494 | 2353 | 0.55914 | 0.0029901 | 2128 | 0.037349 | 2 | Tier 3 | PRE | TWAIN HARTE | Tuolumne | Yosemite | Central Valley | 5785974 | E.5014771.04 | 117496040 | 35115052 | CWSP-MIWUK 1701–OCB-PH 1.4 | 8551 | 0 | 0 | 0 |  | 2018-75405 | 12165.12 | 2.304 | 2436520 | 2019-35897 | 0 | 0 | 8140 | 8140 | 1.5417 | 2960000 | 2019-72477 | 2020-46861 | 0 | 0 | 8551 | 8551 | 1.6195 | 2926492 | 4217803 | 342.2397
| 35212495 |  | PLAN | 2020999 | [6 empty] | 0 | UNSE | 254151101 | AUBERRY 1101 | AUBERRY 1101233716 | #N/A | 0 | #N/A | #N/A | #N/A | #N/A | #DIV/0! |  |  | FRRB |  |  |  |  | 5793921 | E.5034575.01.04 | 119985141 | 35212495 | FRRB - AUBERRY 1101 LR233716
| 35115147 |  | COMP | 2020138 | 1.23 | 0 | 2020 |  |  | 1.23 | 1586633.86 | DOCC | 152481103 | BRUNSWICK 1103 | BRUNSWICK 110350070 | 201 | 17.7473 | 2144 | 1.2469 | 0.0062036 | 2255 | 0.057901 | 7 | Tier 3 | PRE | NEVADA CITY | Nevada | Sierra | Northern | 5785725 | E.5015567.02 | 117496196 | 35115147 | CWSP-BRUNSWICK 1103-LR50070-PH 3.2 | 6478 | 0 | 0 | 0 |  | 2018-85051 | 8147.04 | 1.543 | 1630650 | 2019-76353 |  |  |  | 0 | 0 | 0 | 2019-56282 | 2020-22654 | 0 | 0 | 7076 | 7076 | 1.3402 | 3614965 | 5398830 | 510.8769
| 31286571 |  | COMP | 2018017 | 0.365 | 0 | 2018 |  |  | 0.365 | 174335.72 | CLSD | 152762102 | EL DORADO PH 2102 | EL DORADO PH 210219542 | 111 | 9.5212 | 2512 | 0.19285 | 0.0017374 | 2550 | 0.0049533 | 41 | Tier 3 | WDDB | POLLOCK PINES | El Dorado | Sierra | Northern | 5530173 | P.11874 | 112196254 | 31286571 | *R4 EL DORADO PH 2102 HIGH SPLICE AREA-TW | 1928 | 0 | 0 | 0 |  | 2016-120198 | 2136 | 0.40455 | 234960 | N/A | [6 empty] | 2018-40896 | 2018-50010 | 0 | 0 | 1928 | 1928 | 0.36515 | 310397 | 352819 | 160.9943
| 35061811 |  |  |  | 9.44 | 9.44 |  |  |  |  | 6674.54 | UNSE | 152762102 | EL DORADO PH 2102 | EL DORADO PH 210219542 | 111 | 9.5212 | 2512 | 0.19285 | 0.0017374 | 2550 | 0.12811 | 41 | Tier 3 | PRE | EL DORADO | El Dorado | Sierra | Northern | 5783198 | E.5015574.01 | 115217237 | 35061811 | CWSP-EL DORADO PH 2102-LR19542 | 49843 | 0 | 0 | 0 |  | 2019-64816 | 49632 | 9.4 | 10245100 | 2020-22355 | 0 | 0 | 49843 | 49843 | 9.44 | 18124727.2727
| 35115148 |  | COMP | 2020138 | 2.14 | 0 | 2020 |  |  | 2.14 | 3355636.82 | CONS | 152481103 | BRUNSWICK 1103 | BRUNSWICK 110350070 | 201 | 17.7473 | 2144 | 1.2469 | 0.0062036 | 2255 | 0.10074 | 7 | Tier 3 | PRE | NEVADA CITY | Nevada | Sierra | Northern | 5785726 | E.5015567.03 | 117496270 | 35115148 | CWSP-BRUNSWICK 1103-LR50070-PH 3.3 | 11320 | 0 | 0 | 0 |  | 2018-85051 | 8147.04 | 1.543 | 1630650 | 2019-76353 | 0 | 0 | 11210 | 11210 | 2.1231 | 4076363.6364 | 2020-01442 | 2020-30750 | 0 | 0 | 11210 | 11210 | 2.1231 | 3793183 | 5062019 | 338.3749
| 35115149 |  | COMP | 2020138 | 1.27 | 0 | 2020 |  |  | 1.27 | 2846437.67 | FICL | 152481103 | BRUNSWICK 1103 | BRUNSWICK 110350070 | 201 | 17.7473 | 2144 | 1.2469 | 0.0062036 | 2255 | 0.059784 | 7 | Tier 3 | PRE | NEVADA CITY | Nevada | Sierra | Northern | 5785727 | E.5015567.04 | 117496274 | 35115149 | CWSP-BRUNSWICK 1103-LR50070-PH 3.4 | 6692 | 0 | 0 | 0 |  | 2018-85051 | 8147.04 | 1.543 | 1630650 | 2019-76353 |  |  |  | 0 | 0 | 0 | 2020-03206 | 2020-20926 | 0 | 0 | 6509 | 6509 | 1.2328 | 3334608 | 5030060 | 512.3073
| 35115150 |  | COMP | 2020138 | 1.18 | 0 | 2020 |  |  | 1.18 | 1098124.21 | FICL | 152481103 | BRUNSWICK 1103 | BRUNSWICK 110350070 | 201 | 17.7473 | 2144 | 1.2469 | 0.0062036 | 2255 | 0.055548 | 7 | Tier 3 | PRE | NEVADA CITY | Nevada | Sierra | Northern | 5785728 | E.5015567.05 | 117496277 | 35115150 | CWSP-BRUNSWICK 1103-LR50070-PH 3.5 | 6241 | 0 | 0 | 0 |  | 2018-85051 | 8147.04 | 1.543 | 1630650 | 2019-76353 |  |  |  | 0 | 0 | 0 | 2020-05861 | 2020-37412 | 0 | 0 | 6221 | 6221 | 1.1782 | 3214158 | 4212019 | 516.6626
| 35212494 |  | PLAN | 2020999 | [6 empty] | 0 | UNSE | 254151101 | AUBERRY 1101 | AUBERRY 110137536 | 60 | 5.3994 | 934 | 4.5309 | 0.075515 | 511 | #DIV/0! |  |  | FRRB |  |  |  |  | 5793921 | E.5034575.01.03 | 119984007 | 35212494 | FRRB - AUBERRY 1101 LR37536
| 35115153 |  | COMP | 2022444 | 1.8 | 0 | 2020 |  |  | 1.8 | 423551.48 | CONS | 152481103 | BRUNSWICK 1103 | BRUNSWICK 110350070 | 201 | 17.7473 | 2144 | 1.2469 | 0.0062036 | 2255 | 0.084734 | 7 | Tier 3 | PRE | NEVADA CITY | Nevada | Sierra | Northern | 5785723 | E.5015568.04 | 117495859 | 35115153 | CWSP-BRUNSWICK 1103-LR50070-PH 2.4 | 9476 | 0 | 0 | 0 |  | 2018-85027 | 11880 | 2.25 | 2383450 | 2019-76348 | 0 | 0 | 9476 | 9476 | 1.7947 | 3445818.1818 | 2020-23458 | 2020-50611 | 0 | 0 | 9476 | 9476 | 1.7947 | 3206351 | 4734585 | 338.3654
| 35115155 |  | COMP | 2020136 | 1.78 | 0 | 2020 |  |  | 1.78 | 3098787.61 | CONS | 152481103 | BRUNSWICK 1103 | BRUNSWICK 110350070 | 201 | 17.7473 | 2144 | 1.2469 | 0.0062036 | 2255 | 0.083792 | 7 | Tier 3 | PRE | NEVADA CITY | Nevada | Sierra | Northern | 5785657 | E.5015569.02 | 117491298 | 35115155 | CWSP-BRUNSWICK 1103-LR50070-PH 1.2 | 9398.4 | 0 | 0 | 0 |  | 2018-85016 | 10380.48 | 1.966 | 2108720 | 2019-76345 | 0 | 0 | 10024 | 10024 | 1.8985 | 3645090.9091 | 2020-39479 | 2019-80086 | 0 | 0 | 10024 | 10024 | 1.8985 | 3756807 | 5231108 | 374.7812
| 35115156 |  | COMP | 2020136 | 1.9 | 0 | 2020 |  |  | 1.9 | 3161348.23 | FICL | 152481103 | BRUNSWICK 1103 | BRUNSWICK 110350070 | 201 | 17.7473 | 2144 | 1.2469 | 0.0062036 | 2255 | 0.089441 | 7 | Tier 3 | PRE | NEVADA CITY | Nevada | Sierra | Northern | 5785718 | E.5015569.03 | 117491998 | 35115156 | CWSP-BRUNSWICK 1103-LR50070-PH 1.3 | 10035 | 0 | 0 | 0 |  | 2018-85016 | 10380.48 | 1.966 | 2108720 | 2019-76345 | 0 | 0 | 10244 | 10244 | 1.9402 | 3725090.9091 | 2020-02091 | 2020-12991 | 0 | 0 | 10244 | 10244 | 1.9402 | 4488677 | 6227854 | 438.1762
| 35115157 |  | COMP | 2020444 | 1.98 | 0 | 2020 |  |  | 1.98 | 3783292.71 | MAPP | 152481103 | BRUNSWICK 1103 | BRUNSWICK 110350070 | 201 | 17.7473 | 2144 | 1.2469 | 0.0062036 | 2255 | 0.093207 | 7 | Tier 3 | PRE | NEVADA CITY | Nevada | Sierra | Northern | 5785719 | E.5015569.04 | 117492085 | 35115157 | CWSP-BRUNSWICK 1103-LR50070-PH 1.4 | 10454.4 | 0 | 0 | 0 |  | 2018-85016 | 10380.48 | 1.966 | 2108720 | 2019-76345 | 0 | 0 | 15728 | 15728 | 2.9788 | 5719272.7273 | 2019-82020 | 2019-80102 | 0 | 0 | 15728 | 15728 | 2.9788 | 4149052 | 5907747 | 263.8004
| 35061812 |  |  |  | 3.22 | 3.22 |  |  |  |  | 5867.15 | UNSE | 152762101 | EL DORADO PH 2102 | EL DORADO PH 21026645 | 52 | 4.2184 | 2469 | 0.10851 | 0.0020868 | 2386 | 0.055496 | 121 | Tier 3 | PRE | EL DORADO | El Dorado | Sierra | Northern | 5783199 | E.5015575.01 | 115221464 | 35061812 | CWSP-EL DORADO PH 2102-LR6645-PH1 | 17001.6 | 0 | 0 | 0 |  | 2018-93741 | 17001.6 | 3.22 | 3461800
| 31334290 |  |  |  | 1.515 | 1.515 |  |  |  |  | 1413.82 | UNSE | 42981101 | ELK 1101 | ELK 11011272 | 236 | 22.0935 | 2587 | 0.29926 | 0.0012681 | 2487 | 0.013749 | 1312 | Tier 3 | WDDB | ALBION | Mendocino | Humboldt | Northern | 5533649 |  | 112994612 | 31334290 | RECON 24 SPANS -ALBION RIDGE RD | 8000 | 0 | 0 | 0 |  | 2018-11420 | 8000 | 1.5152 | 880000 |  |  |  |  | 0 | 0
| 35093737 |  |  |  |  | 0 |  |  |  |  | 560 | UNSE | 13432207 | FAIRVIEW 2207 | FAIRVIEW 2207P142 | 41 | 1.2204 | 3346 | 0.00015757 | 3.8432e-06 | 3351 | #DIV/0! | 2961 | Tier 3 | WDDB | CROCKETT | Contra Costa | Diablo | Bay Area | 5530164 | # | 117123046 | 35093737 | FAIRVIEW 2207-CROCKETT BLVD-WIRE DOWN | 0 | 0 | 0 | 0 |  |  |  | 0 | [5 empty] | 0 | 0
| 31291639 |  |  |  | 0.587 | 0.587 |  |  |  |  | 112584.18 | ESTS | 182951101 | FOOTHILL 1101 | FOOTHILL 1101CB | 149 | 13.3962 | 908 | 11.8181 | 0.079316 | 698 | 0.34696 | 668 | Tier 3 | WDDB | SAN LUIS OBISPO | San Luis Obispo | Los Padres | Central Coast | 5530166 |  | 112443196 | 31291639 | FH 1101 O'CONNOR WY RECOND 12 SPANS, SLO | 3100 | 0 | 0 | 0 |  | 2017-02976 | 3100 | 0.58712 | 374000 |  |  |  |  | 0 | 0 |  | 2018-64266
| 35066622 |  |  |  | 2.064 | 2.064 |  |  |  |  | 50019.24 | UNSE | 182951101 | FOOTHILL 1101 | FOOTHILL 1101CB | 149 | 13.3962 | 908 | 11.8181 | 0.079316 | 698 | 1.22 | 668 | Tier 3 | WDDB | SAN LUIS OBISPO | San Luis Obispo | Los Padres | Central Coast | 5783289 | E.5015594.01 | 113245749 | 35066622 | FOOTHILL 1101 LS CO9973 RECONDUCTOR, SLO | 10900 | 0 | 0 | 0 |  | 2018-02855 | 10900 | 2.0644 | 1031140 |  |  |  |  | 0 | 0
| 31364228 |  |  |  | 0.85 | 0.85 |  |  |  |  | 645.06 | UNSE | 182951101 | FOOTHILL 1101 | FOOTHILL 1101CB | 149 | 13.3962 | 908 | 11.8181 | 0.079316 | 698 | 0.50241 | 668 | Tier 1 | WDDB | SAN LUIS OBISPO | San Luis Obispo | Los Padres | Central Coast | 5530166 |  | 113782453 | 31364228 | RECOND 4490FT OF 4ACSR WITH 2CU TW | 4490 | 0 | 0 | 0 |  | 2018-89198 | 4490 | 0.85038 | 673500 |  |  |  |  | 0 | 0
| 35192025 |  |  |  | 8.18 | 8.18 |  |  |  |  | 1529.29 | UNSE | 152181101 | FORESTHILL 1101 | FORESTHILL 11011802 | 259 | 22.2318 | 1865 | 3.2365 | 0.012496 | 2049 | 0.81068 | 29 | Tier 3 | ECOP | FORESTHILL | Placer | Sierra | Northern | 5792058 | E.5034366.01 | 119550890 | 35192025 | ECOP - FORESTHILL 1101 - H02-LR1802 - PH 1 | 37463 | 0 | 1264 | 0 | [5 empty] | -
| 35192028 |  |  |  | 7 | 7 |  |  |  |  | 1529.29 | UNSE | 152181101 | FORESTHILL 1101 | FORESTHILL 11011802 | 259 | 22.2318 | 1865 | 3.2365 | 0.012496 | 2049 | 0.68276 | 29 | Tier 3 | ECOP | FORESTHILL | Placer | Sierra | Northern | 5792059 | E.5034367.01 | 119550898 | 35192028 | ECOP - FORESTHILL 1101 - H02-LR1802 - PH 2 | 44405 | 0 | 0 | 0 | [5 empty] | -
| 35192029 |  |  |  | 7 | 7 |  |  |  |  | 1529.29 | UNSE | 152181101 | FORESTHILL 1101 | FORESTHILL 11011802 | 259 | 22.2318 | 1865 | 3.2365 | 0.012496 | 2049 | 0.69695 | 29 | Tier 3 | ECOP | FORESTHILL | Placer | Sierra | Northern | 5792060 | E.5034368.01 | 119551168 | 35192029 | ECOP - FORESTHILL 1101 - H02-LR1802 - PH 3 | 36474 | 0 | 1606 | 0 | [5 empty] | -
| 35056732 |  |  |  | 12.2 | 12.2 |  |  |  |  | 2664.39 | UNSE | 152181101 | FORESTHILL 1101 | FORESTHILL 110150486 | 163 | 11.6759 | 2270 | 0.61325 | 0.0037623 | 2261 | 0.42932 | 42 | Tier 3 | PRE | FORESTHILL | Placer | Sierra | Northern | 5782592 | E.5015429.01 | 114988838 | 35056732 | CWSP FOREST HILL 1101 LR 50486 HARDENING | 64416 | 0 | 0 | 0 |  | 2018-72763 | 64416 | 12.2 | 13155800
| 35200127 |  |  |  | 2.11 | 2.11 |  |  |  |  | 1529.29 | UNSE | 152181101 | FORESTHILL 1101 | FORESTHILL 110150486 | 163 | 11.6759 | 2270 | 0.61325 | 0.0037623 | 2261 | 0.074251 | 42 | Tier 3 | ECOP | FORESTHILL | Placer | Sierra | Northern | 5792513 | E.5034527.01 | 119768637 | 35200127 | ECOP - FORESTHILL 1101 - H03-LR50486 | 11515 | 0 | 0 | 0 | [5 empty] | -
| 31334291 |  |  |  | 0.51 | 0.51 |  |  |  |  | 334556.69 | PEND | 42761101 | FORT BRAGG A 1101 | FORT BRAGG A 11013113 | 68 | 10.0269 | 2140 | 0.42396 | 0.0062347 | 2061 | 0.014448 | 2292 | Tier 3 | WDDB | FORT BRAGG | Mendocino | Humboldt | Northern | 5530164 |  | 112994395 | 31334291 | RECON-6 SPANS CAMP ONE TEN MILE FT BRAGG | 2710 | 0 | 0 | 0 |  | 2018-10393 | 1920 | 0.36364 | 212000 | N/A | 0 | 0 | 2692.8 | 2692.8 | 0.51 | 979200 |  | 2019-31651 | 0 | 0 | 2710 | 2710 | 0.51326 | 688000 | 1115000 | 253.8745 |  | 2019-19275
| 31360766 |  | COMP | 2019059 | 0.22 | 0 |  |  |  | 0.22 | 400124.86 | CLSD | 163451701 | FROGTOWN 1701 | FROGTOWN 170113412 | 333 | 38.8065 | 1123 | 18.321 | 0.055018 | 930 | 0.069589 | 921 | Tier 3 | PRE | MURPHYS | Calaveras | Stockton | Central Valley | 5530176 |  | 113720778 | 31360766 | FROGTOWN 1701 RECOND 1153FTTO 1/0ACSR TW | 1161.6 | 0 | 0 | 0 |  | 2017-101942 |  | 0 |  |  | 0 | 0 | 1161.6 | 1161.6 | 0.22 | 422400 | 2019-16503 | [10 empty] | 2019-20658
| 35060229 |  | COMP | 2019057 | 1.19 | 0 |  |  |  | 1.19 | 1962512.65 | CLSD | 192311142 | FRUITLAND 1142 | FRUITLAND 11422006 | 75 | 8.327 | 1426 | 2.412 | 0.03216 | 1968 | 0.23095 | 1841 | Tier 3 | WDDB | MIRANDA | Humboldt | Humboldt | Northern | 5530164 |  | 112191204 | 35060229 | 2018 OH COND RPLC: FRUITLAND 42 C/O 7449 | 6694 | 0 | 0 | 0 |  | 2016-120188 | 8300 | 1.572 | 913000 | N/A | 0 | 0 | 6271 | 6271 | 1.1877 | 2280363.6364 | 2019-01784 | 2019-37137 | 0 | 0 | 6694 | 6694 | 1.2678 | 2034628 | 2623194 | 303.948
| 31289238 |  | COMP | 2019058 | 1.19 | 0 |  |  |  | 1.19 | 2332097.61 | DOCC | 192311142 | FRUITLAND 1142 | FRUITLAND 11426064 | 66 | 6.6979 | 1065 | 3.928 | 0.059515 | 1557 | 0.46758 | 786 | Tier 3 | PRE | MYERS FLAT | Humboldt | Humboldt | Northern | 5530164 |  | 112403535 | 31289238 | FRUITLAND 1142 INS TREE WIRE LR 6064 | 6266 | 0 | 0 | 0 |  | 2016-125399 | 6200 | 1.1742 | 715000 |  | 0 | 0 | 6271 | 6271 | 1.1877 | 2280363.6364 | 2019-08590 | 2019-31403 | 0 | 0 | 6266 | 6266 | 1.1867 | 2031000 | 2725000 | 324.1302 | 2020-12839
| 35060383 |  |  |  | 0.627 | 0.627 |  |  |  |  | 0 | UNSE | 192311142 | FRUITLAND 1142 | FRUITLAND 1142CB | 116 | 10.504 | 1105 | 6.5332 | 0.056321 | 1552 | 0.26128 | 671 | Tier 2 | WDDB | MYERS FLAT | Humboldt | Humboldt | Northern | 5530164 |  | 112190914 | 35060383 | WDDB - FRUITLAND 1142CB C/O 1679 | 3310 | 0 | 0 | 0 |  | 2016-120488 | 3310 | 0.62689 | 365000 |  |  |  |  | 0 | 0
| 35115158 |  | COMP | 2020136 | 2.15 | 0 | 2020 |  |  | 2.15 | 3367123.94 | FICL | 152481103 | BRUNSWICK 1103 | BRUNSWICK 110350070 | 201 | 17.7473 | 2144 | 1.2469 | 0.0062036 | 2255 | 0.10121 | 7 | Tier 3 | PRE | NEVADA CITY | Nevada | Sierra | Northern | 5785720 | E.5015569.05 | 117492102 | 35115158 | CWSP-BRUNSWICK 1103-LR50070-PH 1.5 | 11332 | 0 | 0 | 0 |  | 2018-85016 | 10380.48 | 1.966 | 2108720 | 2019-76345 | 0 | 0 | 11108 | 11108 | 2.1038 | 4039272.7273 | 2020-00866 | 2019-80105 | 0 | 0 | 11108 | 11108 | 2.1038 | 4433948 | 6405144 | 399.1671
| 35072720 |  | COMP | 2019056 | 2.21 | 0 |  |  |  | 2.21 | 1069399.29 | CLSD | 182331101 | GABILAN 1101 | GABILAN 11013090 | 0 | 0 | 0 | 0 | 0 | #N/A | #DIV/0! | 747 | Tier 2 | PRE | SALINAS | Monterey | Central Coast | Central Coast | 5783290 | E.5015593.01 | 113646462 | 35072720 | RPL OH WIRE ON GABILN 1101 17-0077248 | 11795 | 0 | 0 | 0 |  |  |  | 0 |  |  | 0 | 0 | 11647 | 11647 | 2.2059 | 4235272.7273 | 2019-41671 | 2019-56385 | 0 | 0 | 11795 | 11795 | 2.2339 | 1547200 | 1869000 | 131.1742
| 35050942 |  |  |  | 1.7 | 1.7 |  |  |  |  | 12237.79 | UNSE | 192221101 | GARBERVILLE 1101 | GARBERVILLE 11011514 | 123 | 14.7717 | 1628 | 2.7266 | 0.022168 | 2239 | 0.21024 | 2062 | Tier 3 | PRE | GARBERVILLE | Humboldt | Humboldt | Northern | 5530164 |  | 114848297 | 35050942 | CWSP: GARBERVILLE 1101 HENDRIX PILOT | 8976 | 0 | 0 | 0 |  | 2018-61143 | 8976 | 1.7 | 1890000 |  |  |  |  | 0 | 0
| 35046211 |  |  |  | 0.758 | 0.758 |  |  |  |  | 22768.83 | UNSE | 192221102 | GARBERVILLE 1102 | GARBERVILLE 11021510 | 107 | 13.1584 | 1476 | 3.1476 | 0.029417 | 2047 | 0.12148 | 1630 | Tier 3 | PRE | REDWAY | Humboldt | Humboldt | Northern | 5530164 |  | 114730956 | 35046211 | CWSP - GARBERVILLE 1102 HENDRIX PILOT | 4000 | 0 | 0 | 0 |  | 2018-51792 | 4000 | 0.75758 | 800000 |  |  |  |  | 0 | 0
| 35013233 |  |  |  | 0.604 | 0.604 |  |  |  |  | 3538.79 | UNSE | 182131101 | GONZALES 1101 | GONZALES 11013094 | 63 | 4.0888 | 1873 | 0.77477 | 0.012298 | 1568 | 0.076681 | 2160 | Tier 3 | WDDB | GONZALES | Monterey | Central Coast | Central Coast | 5530159 | P.11990 | 113244215 | 35013233 | R2RPL OH WIRE ON GONZALS-1101 17-0063084 | 3187 | 0 | 0 | 0 |  | 2017-100348 | 3187 | 0.6036 | 361570 |  |  |  |  | 0 | 0
| 35115855 |  | COMP | 2020444 | 1.12 | 0 | 2020 |  |  | 1.12 | 1470718.04 | CONS | 163692102 | SALT SPRINGS 2102 | SALT SPRINGS 21023142 | 256 | 17.9625 | 2659 | 0.22061 | 0.00086175 | 2600 | 0.0092161 | 8 | Tier 3 | PRE | ARNOLD | Calaveras | Stockton | Central Valley | 5786024 | E.5015235.04 | 117601687 | 35115855 | CWSP-SALT SPRINGS 2102-LR3142L491-PH1.4 | 5914 | 0 | 0 | 0 |  | 2018-60530 | 26611.2 | 5.04 | 5502500 | 2019-35969 | 0 | 0 | 7043 | 7043 | 1.3339 | 2561090.9091 | 2019-54843 | 2020-29629 | 0 | 0 | 6672 | 6672 | 1.2636 | 1974015 | 2958923 | 295.8656
| 35019006 |  | COMP | 2019033 | 1.63 | 0 |  |  |  | 1.63 | 1016957.32 | CLSD | 83692104 | ROB ROY 2104 | GREEN VALLEY 210111054 | 272 | 24.3425 | 1543 | 6.9646 | 0.025605 | 1754 | 0.31246 | 778 | Tier 2 | PRE | CORRALITOS | Santa Cruz | Central Coast | Central Coast | 5530159 |  | 113677589 | 35019006 | ROB ROY 2104 CO11865 REPLACE OH LINE | 8480 | 0 | 0 | 0 |  | 2018-02848 | 9440 | 1.7879 | 1038400 |  | 0 | 0 | 8620 | 8620 | 1.6326 | 3134545.4545 | 2019-33009 | 2019-52172 | 0 | 0 | 8480 | 8480 | 1.6061 | 1486000 | 1563621 | 175.2358
| 35074388 |  |  |  | 1.9 | 1.9 |  |  |  |  | 1017.22 | UNSE | 83192101 | GREEN VALLEY 2101 | GREEN VALLEY 210112106 | 139 | 0.34608 | 2884 | 0.011248 | 8.0919e-05 | 2905 | 0.041373 | 2108 | Tier 2 | WDDB | CORRALITOS | Santa Cruz | Central Coast | Central Coast | 5784143 | E.5019931.01 | 116157025 | 35074388 | RECOND GV2101 FUSE 12347 ZONE | 10032 | 0 | 0 | 0 |  | 2019-30870 | 10032 | 1.9 | 1672770 |  |  |  |  | 0 | 0
| 31297273 |  |  |  | 0.758 | 0.758 |  |  |  |  | 1263.81 | UNSE | 42841111 | GUALALA 1111 | GUALALA 1111445166 | 71 | 7.5601 | 2446 | 0.15871 | 0.0022354 | 2359 | 0.010662 | 2157 | Tier 2 | WDDB | GUALALA | Mendocino | Sonoma | Northern | 5530175 |  | 112523454 | 31297273 | RECOND HWY1 (BY SW 92493)- GUALALA 1111 | 4000 | 0 | 0 | 0 |  | 2018-10311 | 4000 | 0.75758 | 440000 |  |  |  |  | 0 | 0
| 31289812 |  |  |  | 0.436 | 0.436 |  |  |  |  | 0 | UNSE | 42841112 | GUALALA 1112 | GUALALA 11121294 | 234 | 19.8593 | 2179 | 1.2961 | 0.0055387 | 2054 | 0.019064 | 1069 | Tier 2 | WDDB | POINT ARENA | Mendocino | Sonoma | Northern | 5530175 |  | 112409713 | 31289812 | RECOND TAP W TW - LCO 5265 GUALALA 1112 | 2300 | 0 | 0 | 0 |  | 2018-12431 | 2300 | 0.43561 | 253000 |  |  |  |  | 0 | 0
| 35212492 |  | PLAN | 2020999 | [6 empty] | 0 | UNSE | 254151101 | AUBERRY 1101 | AUBERRY 1101R2845 | 172 | 17.8248 | 1209 | 8.1154 | 0.047182 | 811 | #DIV/0! |  |  | FRRB |  |  |  |  | 5793921 | E.5034575.01.01 | 119933735 | 35212492 | FRRB - AUBERRY 1101 R2845
| 35030568 |  |  |  | 0.888 | 0.888 |  |  |  |  | 58912.93 | PEND | 24101101 | HALF MOON BAY 1101 | HALF MOON BAY 1101CB | 80 | 1.5982 | 2409 | 0.20127 | 0.0025158 | 2057 | 0.074925 | 1132 | Tier 2 | WDDB | HALF MOON BAY | San Mateo | Peninsula | Central Coast | 5531041 |  | 114435598 | 35030568 | TW ON HALF MOON BAY1101 FUCO 4141 | 4690 | 0 | 0 | 0 | 2019-21707 | 2018-25302 | 4690 | 0.88826 | 445000 |  |  |  |  | 0 | 0
| 35053429 |  |  |  | 1.06 | 1.06 |  |  |  |  | 78411.71 | PEND | 24101102 | Half Moon Bay 1102 | HALF MOON BAY 11022032 | 103 | 0.56279 | 2874 | 0.010949 | 0.0001063 | 2894 | 0.013817 | 1589 | Tier 3 | WDDB | HALF MOON BAY | San Mateo | Peninsula | Central Coast | 5531041 |  | 114921419 | 35053429 | HALF MOON BAY 1102 - FUCO 12457 REPL OH | 4012.8 | 0 | 0 | 0 |  | 2019-15587 | 4000 | 0.75758 | 560000 | N/A | 0 | 0 | 4012.8 | 4012.8 | 0.76 | 1459200 | 2019-33097
| 35018787 |  | COMP | 2019055 | 0.54 | 0 |  |  |  | 0.54 | 782303.04 | DOCC | 152241101 | HALSEY 1101 | HALSEY 110176178 | 248 | 20.219 | 2852 | 0.039517 | 0.00015934 | 2805 | 0.00070713 | 1629 | Tier 3 | WDDB | MEADOW VISTA | Placer | Sierra | Northern | 5530173 |  | 113265459 | 35018787 | HALSEY 1101 - S039NO112 HIGH SPLICE 08J | 2851 | 0 | 0 | 0 |  | 2017-98626 | 1621 | 0.30701 | 178310 | N/A | 0 | 0 | 2854 | 2854 | 0.54053 | 1037818.1818 | 2018-88121 | 2019-45730 | 0 | 0 | 2851 | 2851 | 0.53996 | 604575 | 873318 | 212.0572 | 2020-12823
| 35040225 |  | COMP | 2019054 | 1.63 | 0 |  |  |  | 1.63 | 2412478.72 | CLSD | 152691110 | HIGGINS 1110 | HIGGINS 11102408 | 124 | 11.569 | 1054 | 7.5471 | 0.060864 | 1079 | 0.71244 | 1188 | Tier 3 | PRE | GRASS VALLEY | Nevada | Sierra | Northern | 5530173 |  | 114565015 | 35040225 | HIGGINS 1110 RECONDUCTOR | 8486 | 0 | 0 | 0 | 2019-28699 | 2018-57352 | 7400 | 1.4015 | 1100000 |  | 0 | 0 | 8584 | 8584 | 1.6258 | 3121454.5455 | 2019-34423 | 2019-53770 | 0 | 0 | 8486 | 8486 | 1.6072 | 1210000 | 1722000 | 142.5878 |  | 2020-26790
| 31288039 |  |  |  | 0.568 | 0.568 |  |  |  |  | 795.32 | UNSE | 192401101 | HOOPA 1101 | HOOPA 11013304 | 88 | 17.341 | 1679 | 1.7148 | 0.019486 | 2081 | 0.037632 | 1582 | Tier 3 | WDDB | HOOPA | Humboldt | Humboldt | Northern | 5530164 |  | 112390862 | 31288039 | HOOPA 1101 RCOND WITH TREE WIRE | 3000 | 0 | 0 | 0 |  | 2016-123213 | 3000 | 0.56818 | 330000 |  |  |  |  | 0 | 0
| 35094389 |  |  |  | 0.52 | 0.52 |  |  |  |  | 70540.85 | ESTS | 43311102 | KONOCTI 1102 | KONOCTI 1102532 | 124 | 9.7315 | 1999 | 1.1234 | 0.0090595 | 2215 | 0.040218 | 153 | Tier 3 | PRE | KELSEYVILLE | Lake | Humboldt | Northern | 5785159 | E.5015029.03 | 117130852 | 35094389 | CWSP - KONOCTI 1102 - LR 532 - PH2 | 2741 | 0 | 0 | 0 |  | 2018-50209 | 4593.6 | 0.87 | 930690 | N/A | 0 | 0 | 2741 | 2741 | 0.51913 | 996727.2727
| 35094391 |  |  |  | 0.78 | 0.78 |  |  |  |  | 24051.25 | UNSC | 43311102 | KONOCTI 1102 | KONOCTI 1102532 | 124 | 9.7315 | 1999 | 1.1234 | 0.0090595 | 2215 | 0.060327 | 153 | Tier 3 | PRE | KELSEYVILLE | Lake | Humboldt | Northern | 5785161 | E.5015029.05 | 117130854 | 35094391 | CWSP - KONOCTI 1102 - LR 532 - PH4 | 4117 | 0 | 0 | 0 |  | 2018-50209 | 4593.6 | 0.87 | 930690 | N/A | 0 | 0 | 4117 | 4117 | 0.77973 | 1497090.9091
| 35094395 |  |  |  | 0.59 | 0.59 |  |  |  |  | 53042.41 | ESTS | 43311102 | KONOCTI 1102 | KONOCTI 1102532 | 124 | 9.7315 | 1999 | 1.1234 | 0.0090595 | 2215 | 0.045632 | 153 | Tier 3 | PRE | KELSEYVILLE | Lake | Humboldt | Northern | 5785165 | E.5015029.09 | 117130858 | 35094395 | CWSP - KONOCTI 1102 - LR 532 - PH8 | 3132 | 0 | 0 | 0 |  | 2018-50209 | 4593.6 | 0.87 | 930690 | N/A | 0 | 0 | 3132 | 3132 | 0.59318 | 1138909.0909
| 35094396 |  |  |  | 0.82 | 0.82 |  |  |  |  | 27006.15 | UNSC | 43311102 | KONOCTI 1102 | KONOCTI 1102532 | 124 | 9.7315 | 1999 | 1.1234 | 0.0090595 | 2215 | 0.063421 | 153 | Tier 3 | PRE | KELSEYVILLE | Lake | Humboldt | Northern | 5785166 | E.5015029.10 | 117130859 | 35094396 | CWSP - KONOCTI 1102 - LR 532 - PH9 | 4351 | 0 | 0 | 0 |  | 2018-50209 | 4593.6 | 0.87 | 930690 | N/A | 0 | 0 | 4351 | 4351 | 0.82405 | 1582181.8182
| 35094388 |  | COMP | 2019051 | 0.42 | 0 |  |  |  | 0.42 | 375930.38 | MAPP | 43311102 | KONOCTI 1102 | KONOCTI 1102532 | 124 | 9.7315 | 1999 | 1.1234 | 0.0090595 | 2215 | 0.032484 | 153 | Tier 3 | PRE | KELSEYVILLE | Lake | Humboldt | Northern | 5785158 | E.5015029.02 | 117130851 | 35094388 | CWSP-KONOCTI 1102-LR 532-PH1 | 2409 | 0 | 0 | 0 |  | 2018-50209 | 4593.6 | 0.87 | 930690 |  | 0 | 0 | 2241 | 2241 | 0.42443 | 814909.0909 | 2019-42180 | 2020-60114 | 0 | 0 | 2409 | 2409 | 0.45625 | 1570000 | 1570000
| 35212493 |  | PLAN | 2020999 | [6 empty] | 0 | UNSE | 254151101 | AUBERRY 1101 | AUBERRY 1101R324 | 119 | 10.7137 | 2209 | 0.5799 | 0.0048731 | 1904 | #DIV/0! |  |  | FRRB |  |  |  |  | 5793921 | E.5034575.01.02 | 119984006 | 35212493 | FRRB - AUBERRY 1101 R324
| 35094390 |  | COMP | 2019052 | 0.55 | 0 |  |  |  | 0.55 | 872860.6 | DOCC | 43311102 | KONOCTI 1102 | KONOCTI 1102532 | 124 | 9.7315 | 1999 | 1.1234 | 0.0090595 | 2215 | 0.042538 | 153 | Tier 3 | PRE | KELSEYVILLE | Lake | Humboldt | Northern | 5785160 | E.5015029.04 | 117130853 | 35094390 | CWSP-KONOCTI 1102-LR 532-PH3 | 2881 | 0 | 0 | 0 |  | 2018-50209 | 4593.6 | 0.87 | 930690 |  | 0 | 0 | 2881 | 2881 | 0.54564 | 1047636.3636 |  | 2020-60114 | 0 | 0 | 2881 | 2881 | 0.54564 | 1570000 | 1570000
| 35094392 |  | COMP | 2019053 | 0.37 | 0 |  |  |  | 0.37 | 252550.92 | FICL | 43311102 | KONOCTI 1102 | KONOCTI 1102532 | 124 | 9.7315 | 1999 | 1.1234 | 0.0090595 | 2215 | 0.028617 | 153 | Tier 3 | PRE | KELSEYVILLE | Lake | Humboldt | Northern | 5785162 | E.5015029.06 | 117130855 | 35094392 | CWSP-KONOCTI 1102-LR 532-PH5 | 1956 | 0 | 0 | 0 |  | 2018-50209 | 4593.6 | 0.87 | 930690 |  | 0 | 0 | 1956 | 1956 | 0.37045 | 711272.7273 |  | 2020-60114 | 0 | 0 | 1956 | 1956 | 0.37045 | 1570000 | 1570000
| 35116393 |  | COMP | 2020046 | 2.57 | 0 | 2020 |  |  | 2.57 | 4273649.28 | FICL | 163661702 | MIWUK 1702 | MIWUK 1702CB | 110 | 9.055 | 2369 | 0.30977 | 0.0028161 | 2489 | 0.058906 | 25 | Tier 3 | PRE | TWAIN HARTE | Tuolumne | Yosemite | Central Valley | 5785977 | E.5014773.03 | 117605554 | 35116393 | CWSP - MIWUK 1702 - OCB - PH 1.3 | 13485 | 0 | 0 | 0 |  | 2018-71642 | 10771.2 | 2.04 | 2205280 | 2019-35893 | 0 | 0 | 13090 | 13090 | 2.4792 | 4760000 | 2019-56352 | 2019-75958 | 0 | 0 | 13485 | 13485 | 2.554 | 2918225 | 4302367 | 216.4053 | 2020-20101
| 35060157 |  | COMP | 2018013 | [6 empty] | 318548.64 | CLSD | 14402105 | LAS POSITAS 2105 | LAS POSITAS 210576660 | 0 | 0 | 0 | 0 | 0 | #N/A | #DIV/0! | 0 | Tier 3 | DEMO | LIVERMORE | Alameda | Mission | Central Coast | 5530167 |  | 115082086 | 35060157 | CWSP- HENDRIX DEMO - LIVERMORE TRNG CNTR | 1236 | 0 | 0 | 0 |  | 2018-82932 | 1236 | 0.23409 | 317200 | N/A |  |  |  | 0 | 0 |  | N/A | 2019-18646 | 0 | 0 | 1236 | 1236 | 0.23409 | 421205 | 467748 | 340.7807
| 35052726 |  |  |  |  | 0 |  |  |  |  | 27219.3 | UNSE | 82021106 | LOS GATOS 1106 | LOS GATOS 110660116 | 151 | 12.2027 | 2646 | 0.14421 | 0.00095505 | 2757 | #DIV/0! | 917 | Tier 3 | PRE | LOS GATOS | Santa Clara | De Anza | Central Coast | 5530160 |  | 114623448 | 35052726 | CWSP - LOS GATOS 1106 LR 60116 PH1 | 0 | 0 | 0 | 0 |  |  |  | 0 | [5 empty] | 0 | 0
| 35052727 |  |  |  |  | 0 |  |  |  |  | 18340.76 | UNSE | 82021106 | LOS GATOS 1106 | LOS GATOS 110660116 | 151 | 12.2027 | 2646 | 0.14421 | 0.00095505 | 2757 | #DIV/0! | 917 | Tier 3 | PRE | LOS GATOS | Santa Clara | De Anza | Central Coast | 5530160 |  | 114642563 | 35052727 | CWSP LOS GATOS 1106 LR 1106 PHASE 2 | 0 | 0 | 0 | 0 |  |  |  | 0 | [5 empty] | 0 | 0
| 35072147 |  |  |  | 1.49 | 1.49 |  |  |  |  | 130026.25 | ESTS | 82021106 | LOS GATOS 1106 | LOS GATOS 1106LB44 | 213 | 19.3536 | 1864 | 2.6623 | 0.012499 | 1950 | 0.13733 | 841 | Tier 3 | WDDB | LOS GATOS | Santa Clara | De Anza | Central Coast | 5782536 | E.5014319.01 | 114474286 | 35072147 | CWSP - LOS GATOS 1106 - LB44 - PH 1.1 | 7867.2 | 0 | 0 | 0 |  | 2018-30241 |  | 0 |  | N/A | 0 | 0 | 7867.2 | 7867.2 | 1.49 | 2860800
| 35113106 |  |  |  | 0.87 | 0.87 |  |  |  |  | 4920.59 | UNSE | 82021106 | LOS GATOS 1106 | LOS GATOS 1106LB44 | 213 | 19.3536 | 1864 | 2.6623 | 0.012499 | 1950 | 0.080184 | 841 | Tier 3 | WDDB | LOS GATOS | Santa Clara | De Anza | Central Coast | 5786052 | E.5014534.02 | 117492252 | 35113106 | CWSP - LOS GATOS 1106 - LB44 - PH 2.2B | 4593.6 | 0 | 0 | 0 |  | 2018-31656 | 12116 | 2.2947 | 1355000 | N/A | 0 | 0 | 4593.6 | 4593.6 | 0.87 | 1670400
| 35113107 |  |  |  | 0.53 | 0.53 |  |  |  |  | 5207.47 | ESTS | 82021106 | LOS GATOS 1106 | LOS GATOS 1106LB44 | 213 | 19.3536 | 1864 | 2.6623 | 0.012499 | 1950 | 0.048847 | 841 | Tier 3 | WDDB | LOS GATOS | Santa Clara | De Anza | Central Coast | 5786053 | E.5014534.03 | 117492254 | 35113107 | CWSP - LOS GATOS 1106 - LB44 - PH 2.3C | 2798.4 | 0 | 0 | 0 |  | 2018-31656 | 12116 | 2.2947 | 1355000 | N/A | 0 | 0 | 2798.4 | 2798.4 | 0.53 | 1017600
| 35116394 |  | COMP | 2020047 | 1.68 | 0 | 2020 |  |  | 1.68 | 1813619.96 | FICL | 163661702 | MIWUK 1702 | MIWUK 1702CB | 110 | 9.055 | 2369 | 0.30977 | 0.0028161 | 2489 | 0.038507 | 25 | Tier 2 | PRE | TWAIN HARTE | Tuolumne | Yosemite | Central Valley | 5785978 | E.5014773.04 | 117605556 | 35116394 | CWSP - MIWUK 1702 - OCB - PH 1.4 | 8858 | 0 | 0 | 0 |  | 2018-71642 | 10771.2 | 2.04 | 2205280 | 2019-35893 | 0 | 0 | 8790 | 8790 | 1.6648 | 3196363.6364 | 2019-52679 | 2020-16486 | 0 | 0 | 8790 | 8790 | 1.6648 | 1437714 | 2102204 | 163.5625 | 2020-42671
| 35212475 |  | PLAN | 2020999 | [6 empty] | 0 | UNSE | 82841101 | BIG BASIN 1101 | BIG BASIN 1101CB | 45 | 4.6531 | 2398 | 0.11632 | 0.0025849 | 2594 | #DIV/0! |  |  | FRRB |  |  |  |  | 5793896 | E.5034569.01.08 | 119983868 | 35212475 | FRRB - BIG BASIN 1101 CB
| 35031663 |  |  |  | 0.69 | 0.69 |  |  |  |  | 40032.8 | ESTS | 82021106 | LOS GATOS 1106 | LOS GATOS 1106LB44 | 213 | 19.3536 | 1864 | 2.6623 | 0.012499 | 1950 | 0.063594 | 841 | Tier 3 | WDDB | LOS GATOS | Santa Clara | De Anza | Central Coast | 5780842 | E.5014535.01 | 114474316 | 35031663 | CWSP - LOS GATOS 1106 - LB44 - PH 3.1 | 3643.2 | 0 | 0 | 0 |  | 2018-31688 | 4800 | 0.90909 | 543400 | N/A | 0 | 0 | 3643.2 | 3643.2 | 0.69 | 1324800
| 35113110 |  |  |  | 1.5 | 1.5 |  |  |  |  | 4534.28 | UNSE | 82021106 | LOS GATOS 1106 | LOS GATOS 1106LB44 | 213 | 19.3536 | 1864 | 2.6623 | 0.012499 | 1950 | 0.13825 | 841 | Tier 3 | WDDB | LOS GATOS | Santa Clara | De Anza | Central Coast | 5786056 | E.5014535.03 | 117492259 | 35113110 | CWSP - LOS GATOS 1106 - LB44 - PH 3.3 | 7920 | 0 | 0 | 0 |  | 2018-31688 | 4800 | 0.90909 | 543400 | N/A | 0 | 0 | 7920 | 7920 | 1.5 | 2880000
| 35113111 |  |  |  | 0.77 | 0.77 |  |  |  |  | 4261.36 | UNSE | 82021106 | LOS GATOS 1106 | LOS GATOS 1106LB44 | 213 | 19.3536 | 1864 | 2.6623 | 0.012499 | 1950 | 0.070967 | 841 | Tier 3 | WDDB | LOS GATOS | Santa Clara | De Anza | Central Coast | 5786057 | E.5014535.04 | 117492280 | 35113111 | CWSP - LOS GATOS 1106 - LB44 - PH 3.4 | 4065.6 | 0 | 0 | 0 |  | 2018-31688 | 4800 | 0.90909 | 543400 | N/A | 0 | 0 | 4065.6 | 4065.6 | 0.77 | 1478400
| 35119967 |  |  |  | 0.87 | 0.87 |  |  |  |  | 4158.14 | UNSE | 82021106 | LOS GATOS 1106 | LOS GATOS 1106LB44 | 213 | 19.3536 | 1864 | 2.6623 | 0.012499 | 1950 | 0.080184 | 841 | Tier 3 | WDDB | LOS GATOS | Santa Clara | De Anza | Central Coast | 5786605 | E.5014535.05 | 117721746 | 35119967 | CWSP - LOS GATOS 1106 - LB44 - PH 3.5 | 4593.6 | 0 | 0 | 0 |  | 2018-31688 | 4800 | 0.90909 | 543400 | N/A | 0 | 0 | 4593.6 | 4593.6 | 0.87 | 1670400
| 35119968 |  |  |  | 0.41 | 0.41 |  |  |  |  | 4963.93 | UNSE | 82021106 | LOS GATOS 1106 | LOS GATOS 1106LB44 | 213 | 19.3536 | 1864 | 2.6623 | 0.012499 | 1950 | 0.037788 | 841 | Tier 3 | WDDB | LOS GATOS | Santa Clara | De Anza | Central Coast | 5786604 | E.5014535.06 | 117721842 | 35119968 | CWSP - LOS GATOS 1106 - LB44 - PH 3.6 | 2164.8 | 0 | 0 | 0 |  | 2018-31688 | 4800 | 0.90909 | 543400 | N/A | 0 | 0 | 2164.8 | 2164.8 | 0.41 | 787200
| 35119972 |  |  |  | 1.62 | 1.62 |  |  |  |  | 89103.71 | UNSE | 82021106 | LOS GATOS 1106 | LOS GATOS 1106LB44 | 213 | 19.3536 | 1864 | 2.6623 | 0.012499 | 1950 | 0.14931 | 841 | Tier 3 | WDDB | LOS GATOS | Santa Clara | De Anza | Central Coast | 5786589 | E.5015493.01 | 114749460 | 35119972 | CWSP - LOS GATOS 1106 - LB44 - PH 4.1 | 8553.6 | 0 | 0 | 0 |  | 2018-56407 | 23971.2 | 4.54 | 4835000 | N/A | 0 | 0 | 8553.6 | 8553.6 | 1.62 | 3110400
| 35212477 |  | PLAN | 2020999 | [6 empty] | 0 | UNSE | 82841101 | BIG BASIN 1101 | BIG BASIN 110110720 | 44 | 4.71 | 2435 | 0.10045 | 0.002283 | 2730 | #DIV/0! |  |  | FRRB |  |  |  |  | 5793896 | E.5034569.01.10 | 119983869 | 35212477 | FRRB - BIG BASIN 1101 LR10720
| 35212476 |  | PLAN | 2020999 | [6 empty] | 0 | UNSE | 82841101 | BIG BASIN 1101 | BIG BASIN 11015000 | 23 | 1.9571 | 2579 | 0.031772 | 0.0013814 | 2834 | #DIV/0! |  |  | FRRB |  |  |  |  | 5793896 | E.5034569.01.09 | 119985051 | 35212476 | FRRB - BIG BASIN 1101 LR5000
| 35113104 |  | COMP | 2019048 | 0.26 | 0 |  |  |  | 0.26 | 413461.21 | PREC | 82021106 | LOS GATOS 1106 | LOS GATOS 1106LB44 | 213 | 19.3536 | 1864 | 2.6623 | 0.012499 | 1950 | 0.023963 | 841 | Tier 3 | PRE | LOS GATOS | Santa Clara | De Anza | Central Coast | 5786049 | E.5014319.02 | 117492198 | 35113104 | CWSP - LOS GATOS 1106 - LB44 - PHASE 1.2 | 1399 | 0 | 0 | 0 |  | 2018-30241 |  | 0 |  |  | 0 | 0 | 1399 | 1399 | 0.26496 | 508727.2727 | 2019-52568 | 2019-58405 | 0 | 0 | 1399 | 1399 | 0.26496 | 397147 |  | 283.8792
| 35113103 |  | COMP | 2019049 | 0.22 | 0 |  |  |  | 0.22 | 318957.44 | FICL | 82021106 | LOS GATOS 1106 | LOS GATOS 1106LB44 | 213 | 19.3536 | 1864 | 2.6623 | 0.012499 | 1950 | 0.020276 | 841 | Tier 3 | PRE | LOS GATOS | Santa Clara | De Anza | Central Coast | 5786050 | E.5014319.03 | 117492227 | 35113103 | CWSP - LOS GATOS 1106 - LB44 - PHASE 1.3 | 1152 | 0 | 0 | 0 |  | 2018-30241 |  | 0 |  |  | 0 | 0 | 1152 | 1152 | 0.21818 | 418909.0909 | 2019-47690 | 2019-58404 | 0 | 0 | 1152 | 1152 | 0.21818 | 298787 |  | 259.3637
| 35212473 |  | PLAN | 2020999 | [6 empty] | 0 | UNSE | 82841102 | BIG BASIN 1102 | BIG BASIN 110210254 | 11 | 2.1441 | 1421 | 0.35552 | 0.03232 | 1814 | #DIV/0! |  |  | FRRB |  |  |  |  | 5793896 | E.5034569.01.06 | 119983704 | 35212473 | FRRB - BIG BASIN 1102 LR10254
| 35116801 |  | PART | 2020444 | 1.28 | 0.86 | 2020 |  |  | 0.42 | 1163382.93 | UNSC | 163661702 | Miwuk 1702 | MIWUK 1702823548 | 231 | 19.7318 | 2411 | 0.57976 | 0.0025098 | 2266 | 0.025198 | 23 | Tier 3 | PRE | TWAIN HARTE | Tuolumne | Yosemite | Central Valley | 5785962 | E.5014730.03 | 117605266 | 35116801 | CWSP-MIWUK 1702-LR 6018-PH1.3 | 6747 | 0 | 0 | 0 |  | 2018-55685 | 9398.4 | 1.78 | 1921966 | 2019-35900 | 0 | 528 | 7835 | 8363 | 1.5839 | 3041090.9091 | 2020-12115 | 2020-42509 | 0 | 0 | 6747 | 6747 | 1.2778 | 2333946 | 3408934 | 345.9235
| 35113109 |  | COMP | 2019050 | 0.13 | 0 |  |  |  | 0.13 | 288513.84 | PREC | 82021106 | LOS GATOS 1106 | LOS GATOS 1106LB44 | 213 | 19.3536 | 1864 | 2.6623 | 0.012499 | 1950 | 0.011981 | 841 | Tier 3 | PRE | LOS GATOS | Santa Clara | De Anza | Central Coast | 5786055 | E.5014535.02 | 117492258 | 35113109 | CWSP - LOS GATOS 1106 - LB44 - PHASE 3.2 | 681 | 0 | 0 | 0 |  | 2018-31688 | 24000 | 4.5455 | 2717000 | N/A | 0 | 0 | 681 | 681 | 0.12898 | 247636.3636 | 2019-78448 | 2019-78266 | 0 | 0 | 7590 | 7590 | 1.4375 | 4004352 |  | 527.5826
| 35113108 |  | COMP | 2022333 | 0.72 | 0 | 2020 |  |  | 0.72 | 850673.81 | CONS | 82021106 | LOS GATOS 1106 | LOS GATOS 1106LB44 | 213 | 19.3536 | 1864 | 2.6623 | 0.012499 | 1950 | 0.066359 | 841 | Tier 3 | PRE | LOS GATOS | Santa Clara | De Anza | Central Coast | 5786054 | E.5014534.04 | 117492255 | 35113108 | CWSP - LOS GATOS 1106 - LB44 - PHASE2.4D | 3807 | 0 | 0 | 0 |  | 2018-31656 | 8077 | 1.5297 | 903333 | 2018-53540 | 0 | 0 | 3801.6 | 3801.6 | 0.72 | 1382400 | 2019-78636 | 2020-21293 | 4027 | 0 | 3807 | 3807 | 0.72102 | 1579821 | 2054719 | 414.9779
| 35113947 |  |  |  | 24.33 | 24.33 |  |  |  |  | 1789.4 | UNSE | 82021107 | LOS GATOS 1107 | LOS GATOS 110760014 | 0 | 0 | 0 | 0 | 0 | #N/A | #DIV/0! | 15 | Tier 3 | PRE | LOS GATOS | Santa Cruz | De Anza | Central Coast | 5786220 | E.5024243.01 | 117557035 | 35113947 | CWSP - LOS GATOS 1107 – LR 60114 | 128462.4 | 0 | 0 | 0 |  | 2019-44202 | 128462.4 | 24.33 | 24330000
| 35046280 |  |  |  | 7.06 | 7.06 |  |  |  |  | 3944.54 | UNSE | 82021107 | LOS GATOS 1107 | LOS GATOS 110760092 | 108 | 9.7136 | 2767 | 0.041919 | 0.00038814 | 2813 | 0.020413 | 1150 | Tier 3 | PRE | LOS GATOS | Santa Clara | De Anza | Central Coast | 5530160 |  | 114720436 | 35046280 | CWSP - LOS GATOS 1107 - LR60092 PH 6 | 37276.8 | 0 | 0 | 0 |  | 2018-61234 | 37276.8 | 7.06 | 7256258 |  |  |  |  | 0 | 0
| 35052728 |  |  |  | 7.6 | 7.6 |  |  |  |  | 21890.4 | UNSE | 82021107 | LOS GATOS 1107 | LOS GATOS 110760092 | 108 | 9.7136 | 2767 | 0.041919 | 0.00038814 | 2813 | 0.021975 | 1150 | Tier 3 | PRE | LOS GATOS | Santa Clara | De Anza | Central Coast | 5530160 |  | 114670659 | 35052728 | CWSP - LOS GATOS 1107 LR 60092 PH1 | 40128 | 0 | 0 | 0 |  |  | 40128 | 7.6 | [5 empty] | 0 | 0
| 35046279 |  |  |  | 7.7 | 7.7 |  |  |  |  | 9620.4 | UNSE | 82021107 | LOS GATOS 1107 | LOS GATOS 110760092 | 108 | 9.7136 | 2767 | 0.041919 | 0.00038814 | 2813 | 0.022264 | 1150 | Tier 3 | PRE | LOS GATOS | Santa Clara | De Anza | Central Coast | 5530160 |  | 114720434 | 35046279 | CWSP - LOS GATOS 1107-LR60092 PH 5 | 40656 | 0 | 0 | 0 |  | 2018-59191 | 40656 | 7.7 | 7831508 |  |  |  |  | 0 | 0
| 35046276 |  |  |  | 6.5 | 6.5 |  |  |  |  | 13883.46 | UNSE | 82021107 | LOS GATOS 1107 | LOS GATOS 110760092 | 108 | 9.7136 | 2767 | 0.041919 | 0.00038814 | 2813 | 0.018794 | 1150 | Tier 3 | PRE | LOS GATOS | Santa Clara | De Anza | Central Coast | 5530160 |  | 114720357 | 35046276 | CWSP LOS GATOS 1107-LR60092 PH 3 | 34320 | 0 | 0 | 0 |  | 2018-55675 | 34320 | 6.5 | 7037300 |  |  |  |  | 0 | 0
| 35046278 |  |  |  | 7.9 | 7.9 |  |  |  |  | 1943.01 | UNSE | 82021107 | LOS GATOS 1107 | LOS GATOS 110760092 | 108 | 9.7136 | 2767 | 0.041919 | 0.00038814 | 2813 | 0.022842 | 1150 | Tier 3 | PRE | LOS GATOS | Santa Clara | De Anza | Central Coast | 5530160 |  | 114720429 | 35046278 | CWSP LOS GATOS 1107-LR60092 PH 4 | 41712 | 0 | 0 | 0 |  | 2018-58098 | 41712 | 7.9 | 8096129 |  |  |  |  | 0 | 0
| 35044117 |  |  |  | 8.8 | 8.8 |  |  |  |  | 23349.97 | UNSE | 82021107 | LOS GATOS 1107 | LOS GATOS 110760092 | 108 | 9.7136 | 2767 | 0.041919 | 0.00038814 | 2813 | 0.025444 | 1150 | Tier 3 | PRE | LOS GATOS | Santa Clara | De Anza | Central Coast | 5530160 |  | 114713255 | 35044117 | CWSP: LOS GATOS 1107 - LR60092 PH 2 | 46464 | 0 | 0 | 0 |  | 2018-54199 | 46464 | 8.8 | 9503250 |  |  |  |  | 0 | 0
| 35073637 |  |  |  | 0.72 | 0.72 |  |  |  |  | 415.55 | UNSE | 82021107 | LOS GATOS 1107 | LOS GATOS 1107CB | 192 | 15.2993 | 2606 | 0.22088 | 0.0011504 | 2636 | 0.0069645 | 1602 | Tier 3 | WDDB | LOS GATOS | Santa Clara | De Anza | Central Coast | 5530160 |  | 115783880 | 35073637 | LOS GATOS 1107 RECOND FUSE 468855 ZONE | 3801.6 | 0 | 0 | 0 |  | 2019-07307 | 3801.6 | 0.72 | 602840 |  |  |  |  | 0 | 0
| 35192303 |  |  |  | 8.31 | 8.31 |  |  |  |  | 1529.29 | UNSE | 254452101 | MARIPOSA 2101 | MARIPOSA 210110170 | 149 | 16.3165 | 1809 | 2.1297 | 0.014293 | 1532 | 0.81707 | 44 | Tier 3 | ECOP | MARIPOSA | Mariposa | Yosemite | Central Valley | 5792095 | E.5034404.01.01 | 119556206 | 35192303 | ECOP - MARIPOSA 2101 - H01-LR10170 - PH 1 | 30514 | 10736 | 0 | 0 | [5 empty] | -
| 35192304 |  |  |  | 8 | 8 |  |  |  |  | 1529.29 | UNSE | 254452101 | MARIPOSA 2101 | MARIPOSA 210110170 | 149 | 16.3165 | 1809 | 2.1297 | 0.014293 | 1532 | 0.73218 | 44 | Tier 3 | ECOP | MARIPOSA | Mariposa | Yosemite | Central Valley | 5792096 | E.5034405.01 | 119556233 | 35192304 | ECOP - MARIPOSA 2101 - H01-LR10170 - PH 2 | 39543 | 4270 | 0 | 0 | [5 empty] | -
| 35081862 |  |  |  | 1.522 | 1.522 |  |  |  |  | 2669.48 | UNSE | 163011101 | MARTELL 1101 | MARTELL 110191216 | 380 | 40.579 | 1936 | 4.0231 | 0.010587 | 1795 | 0.1011 | 1307 | Tier 3 | WDDB | SUTTER CREEK | Amador | Stockton | Central Valley | 5784648 | E.5020288.01 | 116833412 | 35081862 | MARTELL 1101 RECOND. 4ACSR W/ 1/0AR TW | 8034 | 0 | 0 | 0 |  | 2019-20628 | 8034 | 1.5216 | 1606800 |  |  |  |  | 0 | 0
| 35024926 |  | COMP | 2019047 | 0.77 | 0 |  |  |  | 0.77 | 537779.55 | MAPP | 163011101 | Martell 1101 | MARTELL 1101CB | 171 | 5.879 | 999 | 11.5263 | 0.067405 | 1314 | 1.0115 | 2357 | Tier 3 | WDDB | SUTTER CREEK | Amador | Stockton | Central Valley | 5530176 |  | 114119281 | 35024926 | MARTELL 1101 RECONDCUTOR 3,700FT | 4436 | 0 | 0 | 0 |  | 2018-09097 | 3700 | 0.70076 | 345950 |  | 0 | 0 | 4065.6 | 4065.6 | 0.77 | 1478400 |  | 2019-14554 | 0 | 0 | 4436 | 4436 | 0.84015 | 684725 | 824970 | 154.3564
| 74022387 |  | COMP | 2019046 | 3.97 | 0 |  |  |  | 3.97 | 5536036.37 | FICL | 43141101 | MIDDLETOWN 1101 | MIDDLETOWN 11011079 | 0 | 0 | 0 | 0 | 0 | #N/A | #DIV/0! | 127 | Tier 3 | PRE | MIDDLETOWN | Lake | Humboldt | Northern | 5782842 | E.5014744.01 | 114701413 | 74022387 | CWSP-MIDDLETOWN 1101-TS1079 | 20961.6 | 0 | 0 | 0 |  | 2018-52859 | 20592 | 3.9 | 4129000 | N/A | 0 | 0 | 20961.6 | 20961.6 | 3.97 | 7622400 | 2019-16701 | 2019-02348 | [8 empty] | 2020-12827
| 35137599 |  |  |  | 1.29 | 1.29 |  |  |  |  | 2981.38 | UNSE | 43141101 | MIDDLETOWN 1101 | MIDDLETOWN 1101614 | 18 | 1.3814 | 2060 | 0.13857 | 0.0076984 | 2196 | 0.086697 | 152 | Tier 3 | ECOP | KELSEYVILLE | Lake | Humboldt | Northern | 5530164 |  | 118142262 | 35137599 | ECOP-MIDDLETOWN 1101-H11-LR614 | 6811.2 | 0 | 0 | 0 |  | 2019-73308 | 6811 | 1.29 | 1365600 | 2020-03-04 | 0 | 0 | 6811.2 | 6811.2 | 1.29 | 2476800
| 35192035 |  |  |  | 2.3 | 2.3 |  |  |  |  | 1529.29 | UNSE | 42091101 | MIRABEL 1101 | MIRABEL 1101298 | 123 | 12.5878 | 1732 | 2.1202 | 0.017238 | 1892 | 0.25956 | 43 | Tier 3 | ECOP | GUERNEVILLE | Sonoma | North Coast | Northern | 5792065 | E.5034373.01 | 119553910 | 35192035 | ECOP - MIRABEL 1101 - H01-LR298 | 21898 | 0 | 0 | 0 | [5 empty] | -
| 35052735 |  |  |  | 2.02 | 2.02 |  |  |  |  | 156559.38 | UNSC | 163661701 | MIWUK 1701 | MIWUK 170110600 | 161 | 13.2797 | 2690 | 0.10996 | 0.000683 | 2662 | 0.011207 | 1 | Tier 3 | PRE | MIWUK VILLAGE | Tuolumne | Yosemite | Central Valley | 5783905 | E.5014723.01 | 114706118 | 35052735 | CWSP - MIWUK 1701 - LR 10600 PH 1.1 | 10296 | 0 | 0 | 0 |  | 2018-61433 | 13305.6 | 2.52 | 2730940 | 2019-35884 | 0 | 0 | 10296 | 10296 | 1.95 | 3744000 | 2020-07085 | [10 empty] | 2020-60207
| 35115046 |  |  |  | 2.45 | 2.45 |  |  |  |  | 173054.03 | UNSC | 163661701 | MIWUK 1701 | MIWUK 170110600 | 161 | 13.2797 | 2690 | 0.10996 | 0.000683 | 2662 | 0.013593 | 1 | Tier 3 | PRE | TWAIN HARTE | Tuolumne | Yosemite | Central Valley | 5785935 | E.5014723.02 | 117496177 | 35115046 | CWSP - MIWUK 1701 - LR 10600 PH 1.2 | 12936 | 0 | 0 | 0 |  | 2018-61433 | 13305.6 | 2.52 | 2730940 | 2019-35884 | 0 | 0 | 12936 | 12936 | 2.45 | 4704000 | 2020-20280
| 35115047 |  |  |  | 2.25 | 2.25 |  |  |  |  | 165755.52 | PEND | 163661701 | MIWUK 1701 | MIWUK 170110600 | 161 | 13.2797 | 2690 | 0.10996 | 0.000683 | 2662 | 0.012483 | 1 | Tier 3 | PRE | TWAIN HARTE | Tuolumne | Yosemite | Central Valley | 5785936 | E.5014723.03 | 117496281 | 35115047 | CWSP - MIWUK 1701 - LR 10600 PH 1.3 | 11880 | 0 | 0 | 0 |  | 2018-61433 | 13305.6 | 2.52 | 2730940 | 2019-35884 | 0 | 0 | 11880 | 11880 | 2.25 | 4320000 | 2019-57241
| 35115048 |  |  |  | 2.15 | 2.15 |  |  |  |  | 26244.66 | ESTS | 163661701 | MIWUK 1701 | MIWUK 170110600 | 161 | 13.2797 | 2690 | 0.10996 | 0.000683 | 2662 | 0.011928 | 1 | Tier 3 | PRE | TWAIN HARTE | Tuolumne | Yosemite | Central Valley | 5785937 | E.5014723.04 | 117497751 | 35115048 | CWSP - MIWUK 1701 - LR 10600 PH 1.4 | 11352 | 0 | 0 | 0 |  | 2018-61433 | 13305.6 | 2.52 | 2730940 | 2019-35884 | 0 | 0 | 11352 | 11352 | 2.15 | 4128000 | 2019-65924
| 35115049 |  |  |  | 2.25 | 2.25 |  |  |  |  | 190475.19 | ESTS | 163661701 | MIWUK 1701 | MIWUK 170110600 | 161 | 13.2797 | 2690 | 0.10996 | 0.000683 | 2662 | 0.012483 | 1 | Tier 3 | PRE | TWAIN HARTE | Tuolumne | Yosemite | Central Valley | 5785958 | E.5014723.05 | 117497752 | 35115049 | CWSP - MIWUK 1701 - LR 10600 PH 1.5 | 11880 | 0 | 0 | 0 |  | 2018-61433 | 13305.6 | 2.52 | 2730940 | 2019-35884 | 0 | 0 | 11880 | 11880 | 2.25 | 4320000
| 35052736 |  |  |  | 9.5 | 9.5 |  |  |  |  | 19635.86 | UNSE | 163661701 | MIWUK 1701 | MIWUK 170111800 | 116 | 9.5248 | 1887 | 1.3764 | 0.011866 | 1561 | 0.91979 | 139 | Tier 2 | PRE | TWAIN HARTE | Tuolumne | Yosemite | Central Valley | 5784645 | E.5015037.01 | 114708583 | 35052736 | CWSP - MIWUK 1701 LR11800 | 50160 | 0 | 0 | 0 |  | 2018-59741 | 50160 | 9.5 | 10492800 |  |  |  |  | 0 | 0
| 35052822 |  |  |  | 11.8 | 11.8 |  |  |  |  | 566.77 | UNSE | 163661701 | MIWUK 1701 | MIWUK 17018050 | 137 | 12.1121 | 1569 | 3.3307 | 0.024311 | 1454 | #DIV/0! | 45 | Tier 3 | PRE | TWAIN HARTE | Tuolumne | Yosemite | Central Valley | 5530178 |  | 114637561 | 35052822 | CWSP - MIWUK 1701 - LR 8050 | 0 | 0 | 0 | 0
| 35116802 |  | COMP | 2020444 | 2.41 | 0 | 2020 |  |  | 2.41 | 2380866.1 | CONS | 163661702 | Miwuk 1702 | MIWUK 1702823548 | 231 | 19.7318 | 2411 | 0.57976 | 0.0025098 | 2266 | 0.047443 | 23 | Tier 3 | PRE | TWAIN HARTE | Tuolumne | Yosemite | Central Valley | 5785963 | E.5014730.04 | 117605267 | 35116802 | CWSP-MIWUK 1702-LR 6018-PH1.4 | 12725 | 0 | 0 | 0 |  | 2018-55685 | 9398.4 | 1.78 | 1921966 | 2019-35900 | 0 | 0 | 10855 | 10855 | 2.0559 | 3947272.7273 | 2019-77803 | 2020-17520 | 0 | 0 | 11739 | 11739 | 2.2233 | 2042519 | 3603582 | 173.9943
| 35116804 |  | COMP | 2020043 | 1.03 | 0 | 2020 |  |  | 1.03 | 1431284.86 | FICL | 163661702 | Miwuk 1702 | MIWUK 1702823548 | 231 | 19.7318 | 2411 | 0.57976 | 0.0025098 | 2266 | 0.020277 | 23 | Tier 3 | PRE | TWAIN HARTE | Tuolumne | Yosemite | Central Valley | 5785965 | E.5014730.06 | 117605269 | 35116804 | CWSP-MIWUK 1702-LR 6018-PH1.6 | 5415 | 0 | 0 | 0 |  | 2018-55685 | 9398.4 | 1.78 | 1921966 | 2019-35900 | 0 | 0 | 5340 | 5340 | 1.0114 | 1941818.1818 | 2020-23247 | 2020-23697 | 0 | 0 | 5387 | 5387 | 1.0203 | 1868188 | 2696953 | 346.7956
| 35116385 |  |  |  | 1.4 | 1.4 |  |  |  |  | 58795.31 | PEND | 163661701 | MIWUK 1701 | MIWUK 1701953336 | 132 | 11.8581 | 2267 | 0.50381 | 0.0038168 | 2336 | 0.039853 | 12 | Tier 3 | PRE | TWAIN HARTE | Tuolumne | Yosemite | Central Valley | 5785968 | E.5014733.04 | 117604609 | 35116385 | CWSP - MIWUK 1701 - LR 8060 - PH 1.4 | 7376 | 0 | 0 | 0 |  | 2018-59382 | 10401.6 | 1.97 | 2126216 | 2019-35887 | 0 | 0 | 8005 | 8005 | 1.5161 | 2910909.0909 | 2019-53233 | 2020-50944 | 0 | 0 | 7376 | 7376 | 1.397 | 2814642 | 3489624 | 381.5946
| 35116388 |  |  |  | 2.48 | 2.48 |  |  |  |  | 345497.34 | ESTS | 163661701 | MIWUK 1701 | MIWUK 1701953336 | 132 | 11.8581 | 2267 | 0.50381 | 0.0038168 | 2336 | 0.070596 | 12 | Tier 2 | PRE | TWAIN HARTE | Tuolumne | Yosemite | Central Valley | 5785969 | E.5014733.05 | 117604672 | 35116388 | CWSP - MIWUK 1701 - LR 8060 - PH 1.5 | 13109 | 0 | 0 | 0 |  | 2018-59382 | 10401.6 | 1.97 | 2126216 | 2019-35887 | 0 | 0 | 11220 | 11220 | 2.125 | 4080000 | 2019-66576 | 2020-47446 | 0 | 0 | 13109 | 13109 | 2.4828 | 4435363 | 6131696 | 338.3449
| 35116389 |  |  |  | 1.89 | 1.89 |  |  |  |  | 220804.77 | ESTS | 163661701 | MIWUK 1701 | MIWUK 1701953336 | 132 | 11.8581 | 2267 | 0.50381 | 0.0038168 | 2336 | 0.053801 | 12 | Tier 2 | PRE | TWAIN HARTE | Tuolumne | Yosemite | Central Valley | 5785970 | E.5014733.06 | 117604676 | 35116389 | CWSP - MIWUK 1701 - LR 8060 - PH 1.6 | 9970 | 0 | 0 | 0 |  | 2018-59382 | 62304 | 11.8 | 12757300 | 2019-35887 | 0 | 0 | 9970 | 9970 | 1.8883 | 3625454.5455 | 2020-01521
| 35212474 |  | PLAN | 2020999 | [6 empty] | 0 | UNSE | 82841102 | BIG BASIN 1102 | BIG BASIN 110212758 | 70 | 5.982 | 2358 | 0.20629 | 0.002947 | 2611 | #DIV/0! |  |  | FRRB |  |  |  |  | 5793896 | E.5034569.01.07 | 119983709 | 35212474 | FRRB - BIG BASIN 1102 LR12758
| 35052737 | DSDD |  |  | 1.587 | 1.587 |  |  |  |  | 77014.29 | PEND | 163661701 | MIWUK 1701 | MIWUK 1701953336 | 132 | 11.8581 | 2267 | 0.50381 | 0.0038168 | 2336 | 0.045176 | 12 | Tier 3 | PRE | LONG BARN | Tuolumne | Yosemite | Central Valley | 5785238 | E.5014733.01 | 114675474 | 35052737 | CWSP-MIWUK 1701-LR8060-PH 1.1 | 8378 | 0 | 0 | 0 |  | 2018-59382 | 10401.6 | 1.97 | 2126216 | 2019-35887 | 0 | 0 | 8605 | 8605 | 1.6297 | 3129090.9091 | 2019-63683 | 2020-27366 | 0 | 0 | 8378 | 8378 | 1.5867 | 2060222 | 2768676 | 245.9086
| 35117444 |  | COMP | 2020444 | 2.4 | 0 | 2020 |  |  | 2.4 | 3898109.5 | DOCC | 102541102 | VOLTA 1102 | VOLTA 110253130 | 168 | 13.8057 | 2314 | 0.55788 | 0.0033207 | 1982 | 0.064978 | 107 | Tier 3 | PRE | SHINGLETOWN | Shasta | North Valley | Northern | 5786479 | E.5015533.01 | 114750733 | 35117444 | CWSP - VOLTA 1102 - LR 1648 - PH 2.1 | 12656 | 0 | 0 | 0 |  | 2018-57278 | 10560 | 2 | 2088333 | 2019-32205 | 0 | 0 | 12656 | 12656 | 2.397 | 4602181.8182 | 2019-64700 | 2020-12255 | 0 | 0 | 12656 | 12656 | 2.397 | 4798183 | 6272666 | 379.1232
| 35119401 |  | COMP | 2020444 | 1.08 | 0 |  |  |  | 1.08 | 1594272.56 | FICL | 83622106 | CAMP EVERS 2106 | CAMP EVERS 21065020 | 185 | 15.0734 | 2464 | 0.3934 | 0.0021265 | 2540 | 0.018885 | 46 | Tier 3 | PRE | SCOTTS VALLEY | Santa Cruz | Central Coast | Central Coast | 5786658 | E.5015489.01 | 114758056 | 35119401 | CWSP-CAMP EVERS 2106-LR5020-PH2.1 | 5683 | 0 | 0 | 0 |  | 2018-64516 | 8500.8 | 1.61 | 1747200 | N/A | [6 empty] | 2019-42502 | 2020-16837 | 0 | 0 | 5683 | 5683 | 1.0763 | 2134803 | 2570791 | 375.6472
| 35119966 |  | COMP | 2020083 | 0.82 | 0 | 2020 |  |  | 0.82 | 809034.82 | FICL | 82021106 | LOS GATOS 1106 | LOS GATOS 1106LB44 | 213 | 19.3536 | 1864 | 2.6623 | 0.012499 | 1950 | 0.075575 | 841 | Tier 3 | PRE | LOS GATOS | Santa Clara | De Anza | Central Coast | 5786603 | E.5014534.06 | 117721841 | 35119966 | CWSP - LOS GATOS 1106 - LB44 - PH 2.6F | 4325 | 0 | 0 | 0 |  | 2018-31656 | 8077 | 1.5297 | 903333 | 2018-53540 |  |  |  | 0 | 0 |  | DS73 APPR | 2020-09949 | 0 | 0 | 4325 | 4325 | 0.81913 | 1136736 | 1552422 | 262.8291
| 35119969 |  | COMP | 2020197 | 1.28 | 0 | 2020 |  |  | 1.28 | 1614095.85 | CONS | 82021106 | LOS GATOS 1106 | LOS GATOS 1106LB44 | 213 | 19.3536 | 1864 | 2.6623 | 0.012499 | 1950 | 0.11797 | 841 | Tier 3 | PRE | LOS GATOS | Santa Clara | De Anza | Central Coast | 5786588 | E.5015493.02 | 117721748 | 35119969 | CWSP - LOS GATOS 1106 - LB44 - PH 4.2 | 6777 | 0 | 0 | 0 |  | 2018-56407 | 11985.6 | 2.27 | 2417500 | 2018-53540 | 0 | 0 | 6777 | 6777 | 1.2835 | 2464363.6364 | DS73 APPR | 2020-13152 | 6982 | 0 | 6777 | 6777 | 1.2835 | 1541160 | 2027153 | 227.4104 | 2020-62706
| 35119970 |  | COMP | 2020198 | 0.59 | 0 | 2020 |  |  | 0.59 | 1763035.44 | CONS | 82021106 | LOS GATOS 1106 | LOS GATOS 1106LB44 | 213 | 19.3536 | 1864 | 2.6623 | 0.012499 | 1950 | 0.054377 | 841 | Tier 3 | PRE | LOS GATOS | Santa Clara | De Anza | Central Coast | 5786587 | E.5015493.03 | 117721839 | 35119970 | CWSP - LOS GATOS 1106 - LB44 - PH 4.3 | 3090 | 0 | 0 | 0 |  | 2018-56407 | 11985.6 | 2.27 | 2417500 | 2018-53540 | 0 | 0 | 3090 | 3090 | 0.58523 | 1123636.3636 | 2019-68460 | 2020-13269 | 2065 | 0 | 3090 | 3090 | 0.58523 | 1111562 | 1635303.5 | 359.7288
| 35212472 |  | PLAN | 2020999 | [6 empty] | 0 | UNSE | 82841102 | BIG BASIN 1102 | BIG BASIN 11025066 | 121 | 13.7481 | 2359 | 0.35169 | 0.0029066 | 2514 | #DIV/0! |  |  | FRRB |  |  |  |  | 5793896 | E.5034569.01.05 | 119983702 | 35212472 | FRRB - BIG BASIN 1102 LR5066
| 35135864 |  | COMP | 2020444 | 1.76 | 0 |  |  |  | 1.76 | 123962.13 | CONS | 182671108 | GRAYS FLAT 0401 | GRAYS FLAT 0401CB | 77 | 10.7279 | 1748 | 1.2881 | 0.016728 | 1366 | 0.14158 | 1833 | Tier 3 | Other | TWAIN | PLUMAS | North Valley | Northern | 5530169 |  | 117923638 | 35135864 | CWSP – Grays Flat 401 Fuse 3079 zone | 9316 | 0 | 0 | 0 |  | 2019-70785 | 10560 | 2 | 2140000 | N/A |  |  |  | 0 | 0 |  |  | 2020-34239 | 0 | 0 | 9316 | 9316 | 1.7644 | 347534 | 527378 | 37.3051
| 35115056 |  | COMP | 2022333 | 1.75 | 0 | 2020 |  |  | 1.75 | 391301.6 | CONS | 163661701 | MIWUK 1701 | MIWUK 1701CB | 187 | 16.2494 | 2353 | 0.55914 | 0.0029901 | 2128 | 0.040346 | 2 | Tier 2 | PRE | TWAIN HARTE | Tuolumne | Yosemite | Central Valley | 5785988 | E.5015427.04 | 117490489 | 35115056 | CWSP-MIWUK 1701-OCB-PH 2.4 | 9236 | 0 | 0 | 0 |  | 2018-83316 | 10348.8 | 1.96 | 2137840 | 2019-35903 | 0 | 0 | 8445 | 8445 | 1.5994 | 3070909.0909 | 2020-38204 | 2020-41143 | 0 | 0 | 9236 | 9236 | 1.7492 | 3269482 | 4578906 | 353.9933
| 35115057 |  |  |  | 2.59 | 2.59 |  |  |  |  | 126029.1 | UNSC | 163661701 | MIWUK 1701 | MIWUK 1701CB | 187 | 16.2494 | 2353 | 0.55914 | 0.0029901 | 2128 | 0.059712 | 2 | Tier 3 | PRE | TWAIN HARTE | Tuolumne | Yosemite | Central Valley | 5785989 | E.5015427.05 | 117489824 | 35115057 | CWSP-MIWUK 1701-OCB-PH 2.5 | 13653 | 0 | 0 | 0 |  | 2018-83316 | 10348.8 | 1.96 | 2137840 | 2019-35903 | 0 | 0 | 10875 | 10875 | 2.0597 | 3954545.4545 | 2020-32401 | 2020-59181 | 0 | 0 | 13653 | 13653 | 2.5858 | 2995054 | 3865227 | 219.3697
| 35052739 |  | COMP | 2022333 | 2.19 | 0 | 2020 |  |  | 2.19 | 640617.05 | CONS | 163661702 | MIWUK 1702 | MIWUK 17021808 | 27 | 1.8333 | 2655 | 0.024551 | 0.00090929 | 2670 | 0.019649 | 165 | Tier 3 | PRE | TWAIN HARTE | Tuolumne | Yosemite | Central Valley | 5785219 | E.5014776.01 | 114567186 | 35052739 | CWSP-MIWUK 1702-LR38218-PH 1.1 | 11546 | 0 | 0 | 0 |  | 2018-60918 | 9768 | 1.85 | 1963016 | 2019-35889 | 0 | 0 | 9900 | 9900 | 1.875 | 3600000 | 2019-69883 | 2020-17350 | 0 | 0 | 11546 | 11546 | 2.1867 | 4023891 | 5180025 | 348.5095
| 35116441 |  |  |  | 2.28 | 2.28 |  |  |  |  | 42012.76 | ESTS | 163661702 | MIWUK 1702 | MIWUK 170238218 | 132 | 10.9416 | 2678 | 0.098599 | 0.00074696 | 2665 | 0.013766 | 32 | Tier 3 | PRE | TWAIN HARTE | Tuolumne | Yosemite | Central Valley | 5785981 | E.5014776.02 | 117605164 | 35116441 | CWSP-MIWUK 1702-LR38218-PH1.2 | 12015 | 0 | 0 | 0 |  | 2018-60918 | 9768 | 1.85 | 1963016 | 2019-35889 | 0 | 0 | 12015 | 12015 | 2.2756 | 4369090.9091 | 2019-65015
| 35212479 |  | PLAN | 2020999 | [6 empty] | 0 | UNSE | 103751102 | BIG BEND 1102 | BIG BEND 1102CB | 139 | 17.0366 | 865 | 11.7994 | 0.084888 | 1081 | #DIV/0! |  |  | FRRB |  |  |  |  | 5793918 | E.5034572.01.01 | 119933732 | 35212479 | FRRB - BIG BEND 1102 CB
| 35116443 |  | COMP | 2022333 | 1.94 | 0 | 2020 |  |  | 1.94 | 561282.99 | CONS | 163661702 | MIWUK 1702 | MIWUK 170238218 | 132 | 10.9416 | 2678 | 0.098599 | 0.00074696 | 2665 | 0.011713 | 32 | Tier 3 | PRE | TWAIN HARTE | Tuolumne | Yosemite | Central Valley | 5785983 | E.5014776.04 | 117605181 | 35116443 | CWSP-MIWUK 1702-LR38218-PH1.4 | 10249 | 0 | 0 | 0 |  | 2018-60918 | 9768 | 1.85 | 1963016 | 2019-35889 | 0 | 0 | 9935 | 9935 | 1.8816 | 3612727.2727 | 2019-67267 | 2020-46846 | 0 | 0 | 10249 | 10249 | 1.9411 | 3345785 | 4826121 | 326.4499
| 35212480 |  | PLAN | 2020999 | [6 empty] | 0 | UNSE | 103751102 | BIG BEND 1102 | BIG BEND 11021972 | 177 | 21.2964 | 1288 | 7.25 | 0.040961 | 1326 | #DIV/0! |  |  | FRRB |  |  |  |  | 5793918 | E.5034572.01.02 | 119983950 | 35212480 | FRRB - BIG BEND 1102 LR1972
| 35173959 |  |  |  | 2.19 | 2.19 |  |  |  |  | 0 | ADER | 163661702 | MIWUK 1702 | MIWUK 170238218 | 132 | 10.9416 | 2678 | 0.098599 | 0.00074696 | 2665 | 0.013222 | 32 | Tier 3 | PRE | TWAIN HARTE | Tuolumne | Yosemite | Central Valley | 5785985 |  | 118940594 | 35173959 | CWSP-MIWUK 1702-LR38218-PH1.6 | 11546 | 0 | 0 | 0 |  | 2018-60918 | 9768 | 1.85 | 1963016 | 2019-35889 | 0 | 0 | 4261 | 4261 | 0.80701 | 1549454.5455 | 2020-29263 | 2020-17350 | 0 | 0 | 11546 | 11546 | 2.1867 | 4023891 | 5180025 | 348.5095
| 35116396 |  | COMP | 2021333 | 2.12 | 0 |  |  |  | 2.12 | 510766.77 | CONS | 163661702 | MIWUK 1702 | MIWUK 17028090 | 53 | 4.0407 | 2829 | 0.011216 | 0.00021162 | 2848 | 0.0039427 | 102 | Tier 3 | PRE | TWAIN HARTE | Tuolumne | Yosemite | Central Valley | 5785929 | E.5014722.02 | 117604756 | 35116396 | CWSP-MIWUK 1702-LR8090-PH 1.2 | 9510 | 0 | 0 | 0 |  | 2018-63127 | 10296 | 1.95 | 2134266 | 2019-35902 | 0 | 0 | 9510 | 9510 | 1.8011 | 3458181.8182 | 2020-36171 | 2020-58889 | 0 | 0 | 11242 | 11242 | 2.1292 | 4331426 | 6123271 | 385.2896
| 35116397 |  |  |  | 2.01 | 2.01 |  |  |  |  | 33509.57 | PEND | 163661702 | MIWUK 1702 | MIWUK 17028090 | 53 | 4.0407 | 2829 | 0.011216 | 0.00021162 | 2848 | 0.0037381 | 102 | Tier 3 | PRE | TWAIN HARTE | Tuolumne | Yosemite | Central Valley | 5785930 | E.5014722.03 | 117604668 | 35116397 | CWSP-MIWUK 1702-LR8090-PH 1.3 | 10855 | 0 | 0 | 0 |  | 2018-63127 | 10296 | 1.95 | 2134266 | 2019-35902 | 0 | 0 | 10855 | 10855 | 2.0559 | 3947272.7273 | 2019-64385 | 2020-58976 | 0 | 0 | 10614 | 10614 | 2.0102 | 3639682 | 5174348 | 342.9133
| 35116398 |  |  |  | 1.84 | 1.84 |  |  |  |  | 26981.48 | ESTS | 163661702 | MIWUK 1702 | MIWUK 17028090 | 53 | 4.0407 | 2829 | 0.011216 | 0.00021162 | 2848 | 0.0034219 | 102 | Tier 2 | PRE | TWAIN HARTE | Tuolumne | Yosemite | Central Valley | 5785931 | E.5014722.04 | 117604615 | 35116398 | CWSP-MIWUK 1702-LR8090-PH 1.4 | 9730 | 0 | 0 | 0 |  | 2018-63127 | 10296 | 1.95 | 2134266 | 2019-35902 | 0 | 0 | 9730 | 9730 | 1.8428 | 3538181.8182 | 2020-62924
| 35116399 |  |  |  | 1.83 | 1.83 |  |  |  |  | 168072.78 | UNSC | 163661702 | MIWUK 1702 | MIWUK 17028090 | 53 | 4.0407 | 2829 | 0.011216 | 0.00021162 | 2848 | 0.0034033 | 102 | Tier 3 | PRE | TWAIN HARTE | Tuolumne | Yosemite | Central Valley | 5785932 | E.5014722.05 | 117604337 | 35116399 | CWSP-MIWUK 1702-LR8090-PH 1.5 | 9185 | 0 | 0 | 0 |  | 2018-63127 | 10296 | 1.95 | 2134266 | 2019-35902 | 0 | 0 | 9185 | 9185 | 1.7396 | 3340000
| 35116440 |  |  |  | 1.89 | 1.89 |  |  |  |  | 193842.26 | ADER | 163661702 | MIWUK 1702 | MIWUK 17028090 | 53 | 4.0407 | 2829 | 0.011216 | 0.00021162 | 2848 | 0.0035149 | 102 | Tier 2 | PRE | TWAIN HARTE | Tuolumne | Yosemite | Central Valley | 5785933 | E.5014722.06 | 117604512 | 35116440 | CWSP-MIWUK 1702-LR8090-PH 1.6 | 9980 | 0 | 0 | 0 |  | 2018-63127 | 10296 | 1.95 | 2134266 | 2019-35902 | 0 | 0 | 9980 | 9980 | 1.8902 | 3629090.9091 | 2019-70479
| 35052823 |  |  |  | 1.53 | 1.53 |  |  |  |  | 35662.48 | UNSC | 163661702 | MIWUK 1702 | MIWUK 17028130 | 123 | 9.9199 | 2217 | 0.5855 | 0.0047602 | 2080 | 0.060504 | 83 | Tier 2 | PRE | TWAIN HARTE | Tuolumne | Yosemite | Central Valley | 5791727 | E.5014730.01 | 114678857 | 35052823 | CWSP-MIWUK 1702-LR6018-PH 1.1 | 8100 | 0 | 0 | 0 |  | 2018-55685 | 9398.4 | 1.78 | 1921966 | 2019-35900 | 0 | 0 | 7835 | 7835 | 1.4839 | 2849090.9091 | 2020-37595 | 2020-49472 | 0 | 0 | 8100 | 8100 | 1.5341 | 4349460 | 6133206 | 536.9704
| 35192305 |  |  |  | 9.88 | 9.88 |  |  |  |  | 1529.29 | UNSE | 163661702 | MIWUK 1702 | MIWUK 17028130 | 123 | 9.9199 | 2217 | 0.5855 | 0.0047602 | 2080 | 0.39071 | 83 | Tier 3 | ECOP | TWAIN HARTE | Tuolumne | Yosemite | Central Valley | 5792099 | E.5034408.01 | 119556333 | 35192305 | ECOP - MIWUK 1702 - H01-LR8130 | 52166 | 0 | 0 | 0 |  |  |  | 0 |  | - |  |  |  | 0 | 0
| 35052824 |  |  |  | 11.6 | 11.6 |  |  |  |  | 203.59 | UNSE | 163661702 | MIWUK 1702 | MIWUK 1702823548 | 231 | 19.7318 | 2411 | 0.57976 | 0.0025098 | 2266 | 0.22836 | 23 | Tier 3 | PRE | TWAIN HARTE | Tuolumne | Yosemite | Central Valley | 5786460 | E.5014725.01 | 114697826 | 35052824 | CWSP - MIWUK 1702 - LR6018 - PH 2 | 61248 | 0 | 0 | 0
| 35212464 |  | PLAN | 2020999 | [6 empty] | 0 | UNSE | 42711101 | CALISTOGA 1101 | CALISTOGA 1101886282 | #N/A | 0 | #N/A | #N/A | #N/A | #N/A | #DIV/0! |  |  | FRRB | CALISTOGA | Napa | North Bay | Bay Area | 5793893 | E.5034566.01.07 | 119983588 | 35212464 | FRRB - Calistoga 1101 LR 886282
| 35212416 |  | PLAN | 2020999 | [6 empty] | 0 | UNSE | 42711102 | CALISTOGA 1102 | CALISTOGA 1102634 | 178 | 11.216 | 1477 | 5.2284 | 0.029373 | 1599 | #DIV/0! |  |  | FRRB | CALISTOGA | Napa | North Bay | Bay Area | 5793892 | E.5034565.01.16 | 119983454 | 35212416 | FRRB - Calistoga 1102 LR 634
| 35212417 |  | PLAN | 2020999 | [6 empty] | 0 | UNSE | 42711102 | CALISTOGA 1102 | CALISTOGA 1102769230 | 160 | 11.021 | 1624 | 3.574 | 0.022338 | 1749 | #DIV/0! |  |  | FRRB | CALISTOGA | Napa | North Bay | Bay Area | 5793892 | E.5034565.01.17 | 119983463 | 35212417 | FRRB - Calistoga 1102 LR 769230
| 35116803 |  |  |  | 2.29 | 2.29 |  |  |  |  | 154675.46 | PEND | 163661702 | MIWUK 1702 | MIWUK 1702823548 | 231 | 19.7318 | 2411 | 0.57976 | 0.0025098 | 2266 | 0.045081 | 23 | Tier 3 | PRE | TWAIN HARTE | Tuolumne | Yosemite | Central Valley | 5785964 | E.5014730.05 | 117605268 | 35116803 | CWSP-MIWUK 1702-LR 6018-PH1.5 | 12028 | 0 | 0 | 0 |  | 2018-55685 | 9398.4 | 1.78 | 1921966 | 2019-35900 | 0 | 0 | 10795 | 10795 | 2.0445 | 3925454.5455 | 2020-51473 | 2020-64943 | 0 | 0 | 12028 | 12028 | 2.278 | 3402146 | 5119550 | 282.8522
| 35212419 |  | PLAN | 2020999 | [6 empty] | 0 | UNSE | 43071101 | DUNBAR 1101 | DUNBAR 1101416 | 28 | 2.6414 | 1684 | 0.54085 | 0.019316 | 1689 | #DIV/0! |  |  | FRRB | KENWOOD | Sonoma | Sonoma | Northern | 5793893 | E.5034566.01.02 | 119983560 | 35212419 | FRRB - Dunbar 1101 - LR 416
| 35191380 |  |  |  | 1.01 | 1.01 |  |  |  |  | 1529.29 | UNSE | 163661702 | MIWUK 1702 | MIWUK 17029270 | 68 | 5.8239 | 2745 | 0.03101 | 0.00045602 | 2714 | 0.0036031 | 206 | Tier 3 | ECOP | TWAIN HARTE | Tuolumne | Yosemite | Central Valley | 5541306 | E.5034356.01 | 119518524 | 35191380 | ECOP - MIWUK 1702 - H02-LR9270 | 5381 | 0 | 0 | 0 |  |  |  | 0 |  | - |  |  |  | 0 | 0
| 35191381 |  |  |  | 1.2 | 1.2 |  |  |  |  | 1529.29 | UNSE | 163661702 | MIWUK 1702 | MIWUK 17029270 | 68 | 5.8239 | 2745 | 0.03101 | 0.00045602 | 2714 | 0.0042809 | 206 | Tier 3 | ECOP | TWAIN HARTE | Tuolumne | Yosemite | Central Valley | 5541307 | E.5034356.01 | 119518525 | 35191381 | ECOP - MIWUK 1702 - H03-LR9270 | 6461 | 0 | 0 | 0 |  |  |  | 0 |  | - |  |  |  | 0 | 0
| 35212418 |  | PLAN | 2020999 | [6 empty] | 0 | UNSE | 42751113 | FITCH MOUNTAIN 1113 | FITCH MOUNTAIN 11136751 | 139 | 22.6749 | 945 | 10.2759 | 0.073927 | 1284 | #DIV/0! |  |  | FRRB | GEYSERVILLE | Sonoma | Sonoma | Northern | 5793893 | E.5034566.01.01 | 119933523 | 35212418 | FRRB - Fitch Mountain 1113 LR 6751
| 35212489 |  | PLAN | 2020999 | [6 empty] | 0 | UNSE | 103401101 | GIRVAN 1101 | GIRVAN 11011330 | 264 | 31.0696 | 624 | 33.0087 | 0.12503 | 651 | #DIV/0! |  |  | FRRB |  |  | North Valley | Northern | 5793919 | E.5034573.01.01 | 119933733 | 35212489 | FRRB - GIRVAN 1101 LR1330
| 35212490 |  | PLAN | 2020999 | [6 empty] | 0 | UNSE | 103401101 | GIRVAN 1101 | GIRVAN 1101323094 | 208 | 36.1569 | 117 | 66.6373 | 0.32037 | 234 | #DIV/0! |  |  | FRRB |  |  | North Valley | Northern | 5793919 | E.5034573.01.02 | 119984003 | 35212490 | FRRB - GIRVAN 1101 LR323094
| 35212486 |  | PLAN | 2020999 | [6 empty] | 0 | UNSE | 103221101 | KANAKA 1101 | KANAKA 1101CB | 37 | 4.7271 | 1480 | 1.0834 | 0.029281 | 1533 | #DIV/0! |  |  | FRRB |  | Butte | North Valley | Northern | 5793918 | E.5034572.01.05 | 119983955 | 35212486 | FRRB - KANAKA 1101 CB
| 35212487 |  | PLAN | 2020999 | [6 empty] | 0 | UNSE | 103221101 | KANAKA 1101 | KANAKA 11011304 | #N/A | 0 | #N/A | #N/A | #N/A | #N/A | #DIV/0! |  |  | FRRB |  | Butte | North Valley | Northern | 5793918 | E.5034572.01.06 | 119983959 | 35212487 | FRRB - KANAKA 1101 LR1304
| 35212488 |  | PLAN | 2020999 | [6 empty] | 0 | UNSE | 103221101 | KANAKA 1101 | KANAKA 11011406 | 204 | 27.2731 | 1728 | 3.5397 | 0.017352 | 1755 | #DIV/0! |  |  | FRRB |  | Butte | North Valley | Northern | 5793918 | E.5034572.01.07 | 119984001 | 35212488 | FRRB - KANAKA 1101 LR1406
| 31082394 |  | COMP | 2018011 | 0.28 | 0 |  |  |  | 0.28 | 121250.38 | CLSD | 42571102 | Molino 1102 | MOLINO 1102104 | 235 | 21.7475 | 868 | 19.818 | 0.084332 | 1220 | 0.17096 | 78 | Tier 3 | WDDB | SANTA ROSA | Sonoma | Sonoma | Northern | 5530175 |  | 108194636 | 31082394 | OCGC N SIX SPANS FRATI LN | 475 | 0 | 0 | 0 |  | 2015-05380 | 475 | 0.089962 | 52250 | N/A |  |  |  | 0 | 0 |  | 2017-111520 | 2015-05380 | 0 | 0 | 475 | 475 | 0.089962 | 52250 | 57475 | 110
| 31082393 |  | COMP | 2019044 | 0.25 | 0 |  |  |  | 0.25 | 620349.32 | DOCC | 42571102 | MOLINO 1102 | MOLINO 1102178 | 182 | 12.1979 | 1208 | 8.5954 | 0.047227 | 1328 | 0.11803 | 321 | Tier 3 | PRE | SEBASTOPOL | Sonoma | Sonoma | Northern | 5530175 |  | 108194639 | 31082393 | RECON THREE SPANS CHERRY RIDGE RD | 1345 | 0 | 0 | 0 |  |  |  | 0 |  |  | 0 | 0 | 1345 | 1345 | 0.25473 | 489090.9091 | [10 empty] | 2020-12834 | 2019-18575
| 35174470 |  |  |  | 2.6 | 2.6 |  |  |  |  | 8244.43 | UNSE | 42571102 | MOLINO 1102 | MOLINO 1102318 | 228 | 19.3375 | 1669 | 4.5821 | 0.020097 | 1688 | 0.4322 | 39 | Tier 3 | ECOP | OCCIDENTAL | Sonoma | Sonoma | Northern | 5790008 | E.5033908.01 | 118912761 | 35174470 | ECOP - MOLINO 1102 - H01 - LR318 | 12700 | 1388 | 0 | 0 | 2020-50404 | 2020-50488 | 14097.6 | 2.67 | 3468300 | 2020-09-24 | 0 | 1372.8 | 12724.8 | 14097.6 | 2.67 | 5126400
| 35192293 |  |  |  | 8.13 | 8.13 |  |  |  |  | 1529.29 | UNSE | 42571102 | MOLINO 1102 | MOLINO 1102396 | 182 | 16.102 | 802 | 17.099 | 0.093951 | 1129 | 5.7844 | 161 | Tier 3 | ECOP | OCCIDENTAL | Sonoma | Sonoma | Northern | 5792100 | E.5034409.01 | 119556357 | 35192293 | ECOP - MOLINO 1102 - H03-LR396 - PH 1 | 42926.4 | 0 | 0 | 0 | [5 empty] | -
| 35192294 |  |  |  | 8 | 8 |  |  |  |  | 1529.29 | UNSE | 42571102 | MOLINO 1102 | MOLINO 1102396 | 182 | 16.102 | 802 | 17.099 | 0.093951 | 1129 | 5.7351 | 161 | Tier 3 | ECOP | OCCIDENTAL | Sonoma | Sonoma | Northern | 5792101 | E.5034410.01 | 119556373 | 35192294 | ECOP - MOLINO 1102 - H03-LR396 - PH 2 | 44993 | 481 | 238 | 0 | [5 empty] | -
| 35051485 |  |  |  |  | 0 |  |  |  |  | 9929.56 | UNSE | 42811111 | MONTE RIO 1111 | MONTE RIO 11111701 | 18 | 1.3978 | 2818 | 0.0042401 | 0.00023556 | 2819 | 0 | 276 | Tier 3 | PRE | CAZADERO | Sonoma | Sonoma | Northern | 5530175 |  | 114779853 | 35051485 | CWSP - MONTE RIO 1111 - 1701 | 52852.8 | 0 | 0 | 0 | 2018-73854 | 2018-73855 | 52852.8 | 10.01 | 11106500 |  |  |  |  | 0 | 0
| 31334292 |  | COMP | 2019043 | 0.47 | 0 |  |  |  | 0.47 | 1045108.9 | FICL | 42811111 | MONTE RIO 1111 | MONTE RIO 111123916 | 0 | 0 | 0 | 0 | 0 | #N/A | #DIV/0! | 312 | Tier 3 | PRE | CAZADERO | Sonoma | Sonoma | Northern | 5530175 |  | 112994393 | 31334292 | RECON 9-SPANS, AUSTIN CREEK RD | 2513 | 0 | 0 | 0 |  |  |  | 0 |  |  | 0 | 0 | 2493 | 2493 | 0.47216 | 906545.4545 |  | 2019-31492 | 0 | 0 | 2513 | 2513 | 0.47595 | 1311000 | 1756000 | 521.6872
| 35191313 |  |  |  | 1.25 | 1.25 |  |  |  |  | 2569 | UNSE | 42811111 | MONTE RIO 1111 | MONTE RIO 111164758 | 97 | 10.4662 | 2014 | 0.8528 | 0.0087918 | 2270 | 0.068241 | 101 | Tier 3 | ECOP | GUERNEVILLE | Sonoma | North Coast | Northern | 5541301 | E.5034350.01 | 119518128 | 35191313 | ECOP - MONTE RIO 1111 - H01-LR64758 | 6574 | 0 | 0 | 0 | 2020-62191 | 2020-62260 | 6600 | 1.25 | 1423418 | -
| 35067619 |  |  |  | 6.4 | 6.4 |  |  |  |  | 210.2 | UNSE | 42811112 | MONTE RIO 1112 | MONTE RIO 1112120 | 67 | 6.4178 | 1517 | 1.788 | 0.026687 | 1989 | 1.1947 | 54 | Tier 3 | PRE | MONTE RIO | Sonoma | Sonoma | Northern | 5782761 | E.5015480.01 | 115098949 | 35067619 | CWSP – MONTE RIO 1112 – LR 120 | 33792 | 0 | 0 | 0 |  | 2018-98601 | 33792 | 6.4 | 6866200
| 35040742 |  | COMP | 2019042 | 0.53 | 0 |  |  |  | 0.53 | 1396819.83 | CLSD | 42811112 | MONTE RIO 1112 | MONTE RIO 1112120 | 67 | 6.4178 | 1517 | 1.788 | 0.026687 | 1989 | 0.14618 | 54 | Tier 3 | WDDB | OCCIDENTAL | Sonoma | Sonoma | Northern | 5530175 |  | 114609098 | 35040742 | OCGC - 2018 MONTE RIO 1112 OH TO UG DEMO | 0 | 2550 | 0 | 0 |  | 2018-50926 | 2550 | 0.48295 | 765000 |  | 0 | 2798.4 | 0 | 2798.4 | 0.53 | 2226000 |  | 2018-69317 | 0 | 2550 | 0 | 2550 | 0.48295 | 1648000 | 2111000 | 646.2745
| 35061041 |  |  |  | 5.8 | 5.8 |  |  |  |  | 375.58 | UNSE | 42811112 | MONTE RIO 1112 | MONTE RIO 111215401 | 11 | 0.86276 | 2698 | 0.0070561 | 0.00064146 | 2694 | 0.031782 | 204 | Tier 3 | PRE | MONTE RIO | Sonoma | Sonoma | Northern | 5782762 | E.5015479.01 | 115099028 | 35061041 | CWSP – MONTE RIO 1112 – TS 15401 | 30624 | 0 | 0 | 0 |  | 2018-84954 | 30624 | 5.8 | 6183400
| 35176549 |  |  |  | 1 | 1 |  |  |  |  | 7406.84 | UNSE | 42811113 | MONTE RIO 1113 | MONTE RIO 1113180 | 28 | 1.9628 | 2019 | 0.24298 | 0.0086779 | 2293 | 0.082942 | 142 | Tier 3 | ECOP | GUERNEVILLE | Sonoma | North Coast | Northern | 5539421 | E.5033909.01 | 118912762 | 35176549 | ECOP - MONTE RIO 1113 - H07 - LR180 | 5117 | 0 | 0 | 0 | 2020-48022 | 2020-48307 | 5121 | 0.96989 | 1334148 | 2020-09-24 | 0 | 0 | 5280 | 5280 | 1 | 1920000
| 35174471 |  |  |  | 1 | 1 |  |  |  |  | 0 | UNSE | 42811113 | MONTE RIO 1113 | MONTE RIO 1113180 | 28 | 1.9628 | 2019 | 0.24298 | 0.0086779 | 2293 | 0.082942 | 142 | Tier 3 | ECOP |  | Sonoma | Sonoma | Northern | 5539421 | E.9999990.01 | 13869444 | 35174471 | ECOP-MONTE RIO 1113-H07-LR180 | 5280 | 0 | 0 | 0 | [5 empty] | -
| 35192039 |  |  |  | 2.72 | 2.72 |  |  |  |  | 2310.68 | UNSE | 42811113 | MONTE RIO 1113 | MONTE RIO 1113320 | 29 | 2.7766 | 2061 | 0.22308 | 0.0076924 | 2339 | 0.14642 | 138 | Tier 3 | ECOP | GUERNEVILLE | Sonoma | North Coast | Northern | 5792080 | E.5034389.01 | 119554057 | 35192039 | ECOP - MONTE RIO 1113 - H04-LR320 | 14364 | 0 | 0 | 0 | 2020-56611 | 2020-56759 | 14364 | 2.7205 | 3048240 | -
| 35192040 |  |  |  | 1.82 | 1.82 |  |  |  |  | 2148.36 | UNSE | 42811113 | MONTE RIO 1113 | MONTE RIO 1113477 | 25 | 1.8313 | 2410 | 0.062875 | 0.002515 | 2513 | 0.041865 | 639 | Tier 3 | ECOP | GUERNEVILLE | Sonoma | North Coast | Northern | 5792084 | E.5034392.01 | 119554091 | 35192040 | ECOP - MONTE RIO 1113 - H08-LR477 | 9943 | 0 | 0 | 0 | [5 empty] | -
[5 empty] | 6.27 | 6.27 |  |  |  |  | #N/A | #N/A | 42811113 | MONTE RIO 1113 | MONTE RIO 1113524 | 76 | 6.2639 | 2286 | 0.2749 | 0.0036171 | 2467 | #DIV/0! | 17 | Tier 3 | PRE | GUERNEVILLE | Sonoma | North Coast | Northern | [5 empty] | 0 | 0 | 0 | 0
| 74021961 |  | COMP | 2019045 | 4.77 | 0 |  |  |  | 4.77 | 20340374.18 | DOCC | 42091102 | MIRABEL 1102 | MONTE RIO 1113652 | 25 | 1.6208 | 2192 | 0.13357 | 0.0053427 | 2448 | 0.26337 | 115 | Tier 3 | PRE | FORESTVILLE | Sonoma | Sonoma | Northern | 5782833 | E.5014743.01 | 114705149 | 74021961 | CWSP - MIRABEL 02/MONTE RIO 13 - LR 652 | 25170 | 0 | 0 | 0 | [6 empty] | 0 | 0 | 25170 | 25170 | 4.767 | 9152727.2727
| 35212467 |  | PLAN | 2020999 | [6 empty] | 0 | UNSE | 182371111 | LAURELES 1111 | LAURELES 11112020 | 281 | 34.3538 | 2187 | 1.5107 | 0.005376 | 2260 | #DIV/0! |  |  | FRRB |  |  | Central Coast | Central Coast | 5793895 | E.5034568.01.01 | 119933604 | 35212467 | FRRB - Laureles 1111 LR 2020
| 35051484 |  |  |  | 10.72 | 10.72 |  |  |  |  | 8742.15 | UNSE | 42811113 | MONTE RIO 1113 | MONTE RIO 11138299 | 13 | 1.2021 | 2514 | 0.02235 | 0.0017192 | 2537 | 0.13354 | 92 | Tier 3 | PRE | GUERNEVILLE | Sonoma | Sonoma | Northern | 5530175 |  | 114779852 | 35051484 | CWSP - MONTE RIO 1113 - 8299 | 56601.6 | 0 | 0 | 0 |  | 2018-73857 | 56601.6 | 10.72 | 11713900 | 2018-73856
| 35191311 |  |  |  | 1.2 | 1.2 |  |  |  |  | 1554.09 | UNSE | 42811113 | MONTE RIO 1113 | MONTE RIO 11138299 | 13 | 1.2021 | 2514 | 0.02235 | 0.0017192 | 2537 | 0.014948 | 92 | Tier 3 | ECOP | GUERNEVILLE | Sonoma | North Coast | Northern | 5541300 | E.5034349.01 | 119518125 | 35191311 | ECOP - MONTE RIO 1113 - H06-LR8299 | 6247 | 0 | 0 | 0 | [5 empty] | -
| 35050951 |  |  |  | 1.4 | 1.4 |  |  |  |  | 22714.03 | UNSE | 42811113 | MONTE RIO 1113 | MONTE RIO 1113CB | 49 | 4.5284 | 2477 | 0.098667 | 0.0020136 | 2702 | 0.020437 | 163 | Tier 3 | PRE | GUERNEVILLE | Sonoma | Sonoma | Northern | 5530175 |  | 114848376 | 35050951 | CWSP: MONTE RIO 1113 HENDRIX CABLE | 7392 | 0 | 0 | 0 |  | 2018-62087 | 7392 | 1.4 | 1540000
| 35212496 |  | PLAN | 2020999 | [6 empty] | 0 | UNSE | 192411101 | LOW GAP 1101 | LOW GAP 1101CB | 23 | 2.1692 | 1385 | 0.78267 | 0.034029 | 1600 | #DIV/0! |  |  | FRRB |  |  | Humboldt | Northern | 5793922 | E.5034576.01.01 | 119933736 | 35212496 | FRRB - Low Gap 1101
| 35122401 |  | PLAN | 2020999 | [6 empty] | 0 | UNSE | 43051101 | MONTICELLO 1101 | MONTICELLO 1101CB | 5 | 0.53443 | 775 | 0.49137 | 0.098274 | 904 | #DIV/0! |  |  | FRRB |  |  |  |  | 5793892 | E.5034565.01.01 | 119933522 | 35122401 | FRRB - Monticello 1101 CB | [7 empty] | 0 |  | 2019-39360 |  |  |  |  | 0
| 35212406 |  | PLAN | 2020999 | [6 empty] | 0 | UNSE | 43051101 | MONTICELLO 1101 | MONTICELLO 110137384 | 71 | 9.3736 | 557 | 10.17 | 0.14324 | 391 | #DIV/0! |  |  | FRRB |  |  |  |  | 5793892 | E.5034565.01.06 | 119983061 | 35212406 | FRRB - Monticello 1101 LR 37384 | [7 empty] | 0 | [5 empty] | 0 | 0
| 35212404 |  | PLAN | 2020999 | [6 empty] | 0 | UNSE | 43051101 | MONTICELLO 1101 | MONTICELLO 1101630 | 93 | 18.7154 | 732 | 9.7794 | 0.10515 | 552 | #DIV/0! |  |  | FRRB |  |  |  |  | 5793892 | E.5034565.01.04 | 119982981 | 35212404 | FRRB - Monticello 1101 LR 630 | [7 empty] | 0 | [5 empty] | 0 | 0
| 35191382 |  |  |  | 1.49 | 1.49 |  |  |  |  | 1529.29 | UNSE | 13801105 | MORAGA 1105 | MORAGA 1105CB | 121 | 5.7453 | 2619 | 0.13044 | 0.001078 | 2417 | 0.022665 | 234 | Tier 2 | ECOP | CANYON | Contra Costa | Diablo | Bay Area | 5541308 | E.5034358.01 | 119518526 | 35191382 | ECOP - MORAGA 1105 - H01-CB | 7867.2 | 0 | 0 | 0 |  |  |  | 0 |  | - |  |  |  | 0 | 0
| 35029270 |  |  |  | 0.619 | 0.619 |  |  |  |  | 3242.82 | UNSE | 83242111 | MORGAN HILL 2111 | MORGAN HILL 2111XR398 | 341 | 37.7039 | 891 | 27.5412 | 0.080766 | 864 | 0.30294 | 995 | Tier 3 | WDDB | MORGAN HILL | Santa Clara | San Jose | Central Coast | 5530174 |  | 114352762 | 35029270 | MORGAN HILL 2111 RECOND 13-SPANS W TW | 3270 | 0 | 0 | 0 |  | 2018-20294 | 3270 | 0.61932 | 359700 |  |  |  |  | 0 | 0
| 35099603 |  |  |  | 0.895 | 0.895 |  |  |  |  | 0 | UNSE | 183011102 | MORRO BAY 1102 | MORRO BAY 1102W22 | 85 | 2.5943 | 3594 | 8.1495e-05 | 9.5877e-07 | 3323 | 1.8837e-05 | 1763 | Tier 3 | WDDB | SAN LUIS OBISPO | San Luis Obispo | Los Padres | Central Coast | 5530166 |  | 117211021 | 35099603 | MORRO BAY 1102 RECON 4728 FT W TW | 4728 | 0 | 0 | 0 |  | 2019-31175 | 4728 | 0.89545 | 780120 |  |  |  |  | 0 | 0
| 35120949 |  | COMP | 2019038 | 1.92 | 0 |  |  |  | 1.92 | 12093590.99 | CONS | 102041103 | NOTRE DAME 1103 | NOTRE DAME 1103317782 | 53 | 0.54331 | 1877 | 0.64349 | 0.012141 | 1852 | 1.5565 | 1123 | Tier 3 | WDDB | PARADISE | Butte | North Valley | Northern | 5790010 |  | 117755982 | 35120949 | BUCOCAMP - SKYWAY CHICO PARADISE TIE PH2 | 19650 | 930 | 0 | 0 |  |  |  | 0 |  | 2019-55191 | 0 | 20580 | 64 | 20644 | 3.9098 | 16421363.6364 |  | 2020-24249 | 0 | 930 | 19650 | 20644 | 3.9098 | 13429644 | 14251728 | 650.535
| 35191316 |  |  |  | 1.03 | 1.03 |  |  |  |  | 2763.86 | UNSE | 254421103 | OAKHURST 1103 | OAKHURST 110310190 | 61 | 8.4469 | 2508 | 0.10725 | 0.0017583 | 2355 | 0.0087624 | 123 | Tier 3 | ECOP | FISH CAMP | Mariposa | Yosemite | Central Valley | 5541302 | E.5034351.01 | 119518129 | 35191316 | ECOP - OAKHURST 1103 - H01-LR10190 | 11304 | 0 | 0 | 0 | [5 empty] | -
| 35192053 |  |  |  | 3.99 | 3.99 |  |  |  |  | 5879.72 | UNSE | 254421103 | OAKHURST 1103 | OAKHURST 11035120 | 19 | 6.1606 | 1975 | 0.18333 | 0.0096488 | 1809 | 0.088064 | 404 | Tier 3 | ECOP | FISH CAMP | Mariposa | Yosemite | Central Valley | 5792082 | E.5034391.01 | 119554059 | 35192053 | ECOP - OAKHURST 1103 - LR 5120 | 36121 | 0 | 0 | 10428 | [5 empty] | -
| 35192054 |  |  |  | 9.64 | 9.64 |  |  |  |  | 5786.9 | UNSE | 254421103 | OAKHURST 1103 | OAKHURST 11035470 | 104 | 9.3162 | 2158 | 0.61457 | 0.0059093 | 1973 | 0.42607 | 415 | Tier 3 | ECOP | FISH CAMP | Mariposa | Yosemite | Central Valley | 5792083 | E.5034364.01.01 | 119554090 | 35192054 | ECOP - OAKHURST 1103 - LR 5470 | 59746 | 0 | 0 | 0 | [5 empty] | -
| 35040961 |  | COMP | 2018009 | 0.8 | 0 |  |  |  | 0.8 | 772079.48 | CLSD | 103031102 | OAKLAND K 1102 | Oakland K 110217430 | 15 | 1.4697 | 1360 | 0.5365 | 0.035767 | 1547 | 0.19566 | 256 | Tier 3 | DEMO | ORINDA | Contra Costa | Diablo | Bay Area | 5530161 |  | 114610526 | 35040961 | CWSP: 2018 K-1102 OH TO UG DEMO | 3500 | 0 | 0 | 0 |  | 2018-41898 | 3500 | 0.66288 | 1050000 | N/A |  |  |  | 0 | 0 |  | 2018-50496 | 2018-62436 | 0 | 0 | 3500 | 3500 | 0.66288 | 1305000 | 1759000 | 372.8571
| 35212403 |  | PLAN | 2020999 | [6 empty] | 0 | UNSE | 43051101 | MONTICELLO 1101 | MONTICELLO 1101654 | 71 | 8.2164 | 1227 | 3.2338 | 0.045547 | 1126 | #DIV/0! |  |  | FRRB |  |  |  |  | 5793892 | E.5034565.01.03 | 119982889 | 35212403 | FRRB - Monticello 1101 LR 654 | [7 empty] | 0 | [5 empty] | 0 | 0
| 31169728 |  | COMP | 2018008 | 1.125 | 0.345 |  |  |  | 0.78 | 699181.34 | CLSD | 12041112 | Oakland K 1102 | OAKLAND K 1102CR014 | 137 | 10.5071 | 2897 | 0.0085442 | 6.2366e-05 | 2915 | 0.00061294 | 900 | Tier 3 | WDDB | OAKLAND | Alameda | East Bay | Bay Area | 5530162 | P.11397 | 110515764 | 31169728 | 2017 GRIZZLY PEAK REPL #6 CU-UWF | 5938 | 0 | 0 | 0 |  | 2016-114419 | 7779 | 1.4733 | 1216850 | N/A |  |  |  | 0 | 0 |  | 2018-65095 | 2018-38881 | 0 | 0 | 5938 | 5938 | 1.1246 | 1001784 | 1308187 | 168.7073
| 35212402 |  | PLAN | 2020999 | [6 empty] | 0 | UNSE | 43051101 | MONTICELLO 1101 | MONTICELLO 1101666 | 90 | 12.0959 | 815 | 8.2843 | 0.092048 | 588 | #DIV/0! |  |  | FRRB |  |  |  |  | 5793892 | E.5034565.01.02 | 119982885 | 35212402 | FRRB - Monticello 1101 LR 666 | [7 empty] | 0 | [5 empty] | 0 | 0
| 31278200 |  | COMP | 2019040 | 0.39 | 0 |  |  |  | 0.39 | 455074.91 | CLSD | 182601108 | OCEANO 1102 | OCEANO 1102V56 | 115 | 9.3367 | 1311 | 4.5359 | 0.039442 | 1137 | 0.12694 | 1779 | Tier 3 | WDDB | ARROYO GRANDE | San Luis Obispo | Los Padres | Central Coast | 5530166 | P.11685 | 112052729 | 31278200 | +OCEANO 1102 S HALCYON & PINE RDGE | 2200 | 0 | 0 | 0 |  | 2017-03512 | 2200 | 0.41667 | 242000 | N/A | 0 | 0 | 2059.2 | 2059.2 | 0.39 | 748800 | 2018-35386 | 2018-58640 | 0 | 0 | 2200 | 2200 | 0.41667 | 325890 | 358479 | 148.1318 |  | 2019-25822
| 31344017 |  |  |  | 0.172 | 0.172 |  |  |  |  | 1088.43 | UNSE | 42291101 | OLEMA 1101 | OLEMA 11011318 | 113 | 8.5105 | 2583 | 0.14661 | 0.0012974 | 2664 | 0.0019852 | 476 | Tier 3 | WDDB | POINT REYES STATION | Marin | North Bay | Bay Area | 5530168 |  | 113163271 | 31344017 | 2019 OLEMA 1101 HIGH SPLICE CNT_2 | 910 | 0 | 0 | 0 |  | 2017-104655 | 910 | 0.17235 | 91000 |  |  |  |  | 0 | 0
| 31344016 |  |  |  | 1.155 | 1.155 |  |  |  |  | 818.88 | UNSE | 42291101 | OLEMA 1101 | OLEMA 110150396 | 162 | 12.9443 | 2644 | 0.15566 | 0.00096084 | 2597 | 0.0093056 | 357 | Tier 3 | WDDB | INVERNESS | Marin | North Bay | Bay Area | 5530168 |  | 113163270 | 31344016 | 2019 OLEMA 1101 HIGH SPLICE CNT_1 | 6100 | 0 | 0 | 0 |  | 2017-121180 | 6100 | 1.1553 | 610000 |  |  |  |  | 0 | 0
| 31361489 |  |  |  | 1.61 | 1.61 |  |  |  |  | 870.75 | UNSE | 42291101 | OLEMA 1101 | OLEMA 110150396 | 162 | 12.9443 | 2644 | 0.15566 | 0.00096084 | 2597 | 0.012971 | 357 | Tier 3 | WDDB | INVERNESS | Marin | North Bay | Bay Area | 5530168 |  | 113745486 | 31361489 | OLEMA 1101 HIGH SPLICE COUNT 3 | 8501 | 0 | 0 | 0 |  | 2017-104662 | 8501 | 1.61 | 850100 |  |  |  |  | 0 | 0
| 31290147 |  | COMP | 2019039 | 0.6 | 0 |  |  |  | 0.6 | 791229.79 | DOCC | 42291101 | OLEMA 1101 | OLEMA 110150396 | 162 | 12.9443 | 2644 | 0.15566 | 0.00096084 | 2597 | 0.0048341 | 357 | Tier 3 | WDDB | INVERNESS | Marin | North Bay | Bay Area | 5530168 |  | 112416601 | 31290147 | R7 OLEMA 1101 REPLACE COND VISION RD | 3174 | 0 | 0 | 0 |  |  |  | 0 |  |  | 0 | 0 | 3174 | 3174 | 0.60114 | 1154181.8182 |  | 2019-21193 | 0 | 0 | 3174 | 3174 | 0.60114 | 1017000 | 1564000 | 320.4159
| 35212405 |  | PLAN | 2020999 | [6 empty] | 0 | UNSE | 43051101 | MONTICELLO 1101 | MONTICELLO 110193384 | 101 | 16.1387 | 914 | 7.9369 | 0.078583 | 632 | #DIV/0! |  |  | FRRB |  |  |  |  | 5793892 | E.5034565.01.05 | 119982987 | 35212405 | FRRB - Monticello 1101 LR 93384 | [7 empty] | 0 | [5 empty] | 0 | 0
| 35094514 |  |  |  | 1.28 | 1.28 |  |  |  |  | 68229.75 | PEND | 103031101 | ORO FINO 1101 | ORO FINO 11012022 | 207 | 16.0901 | 2420 | 0.50113 | 0.0024209 | 2547 | 0.02671 | 10 | Tier 3 | PRE | MAGALIA | Butte | North Valley | Northern | 5785244 | E.5014760.01 | 114655579 | 35094514 | CWSP-ORO FINO 1101-LR2022-PH 1.1 | 6756 | 0 | 0 | 0 |  | 2018-47822 | 7233.6 | 1.37 | 1520311.11 | 2019-73903 | 0 | 0 | 6756 | 6756 | 1.2795 | 2456727.2727 | 2020-52006
| 35129616 |  |  |  | 1.62 | 1.62 |  |  |  |  | 43042.79 | PEND | 103031101 | ORO FINO 1101 | ORO FINO 11012022 | 207 | 16.0901 | 2420 | 0.50113 | 0.0024209 | 2547 | 0.033805 | 10 | Tier 3 | PRE | MAGALIA | Butte | North Valley | Northern | 5786672 | E.5014760.02 | 117873077 | 35129616 | CWSP-ORO FINO 1101-LR2022-PH 1.2 | 8577 | 0 | 0 | 0 |  | 2018-47822 | 7233.6 | 1.37 | 1520311.11 | 2019-73903 | 0 | 0 | 8577 | 8577 | 1.6244 | 3118909.0909 | 2020-02408
| 35129617 |  |  |  | 1.95 | 1.95 |  |  |  |  | 25138.81 | PEND | 103031101 | ORO FINO 1101 | ORO FINO 11012022 | 207 | 16.0901 | 2420 | 0.50113 | 0.0024209 | 2547 | 0.040692 | 10 | Tier 3 | PRE | MAGALIA | Butte | North Valley | Northern | 5786673 | E.5014760.03 | 117873078 | 35129617 | CWSP-ORO FINO 1101-LR2022-PH 1.3 | 10289 | 0 | 0 | 0 |  | 2018-47822 | 7233.6 | 1.37 | 1520311.11 | 2019-73903 | 0 | 0 | 10289 | 10289 | 1.9487 | 3741454.5455 | 2020-45318
| 35129618 |  |  |  | 1.99 | 1.99 |  |  |  |  | 25818.07 | PEND | 103031101 | ORO FINO 1101 | ORO FINO 11012022 | 207 | 16.0901 | 2420 | 0.50113 | 0.0024209 | 2547 | 0.041526 | 10 | Tier 3 | PRE | MAGALIA | Butte | North Valley | Northern | 5786674 | E.5014760.04 | 117873079 | 35129618 | CWSP-ORO FINO 1101-LR2022-PH 1.4 | 10520 | 0 | 0 | 0 |  | 2018-47822 | 7233.6 | 1.37 | 1520311.11 | 2019-73903 | 0 | 0 | 10520 | 10520 | 1.9924 | 3825454.5455 | 2020-00249
| 35129619 |  |  |  | 1.66 | 1.66 |  |  |  |  | 73752.88 | PEND | 103031101 | ORO FINO 1101 | ORO FINO 11012022 | 207 | 16.0901 | 2420 | 0.50113 | 0.0024209 | 2547 | 0.03464 | 10 | Tier 3 | PRE | MAGALIA | Butte | North Valley | Northern | 5786675 | E.5014760.05 | 117873090 | 35129619 | CWSP-ORO FINO 1101-LR2022-PH 1.5 | 8750 | 0 | 0 | 0 |  | 2018-47822 | 7233.6 | 1.37 | 1520311.11 | 2019-73903 | 0 | 0 | 8750 | 8750 | 1.6572 | 3181818.1818 | 2020-60535
| 35129640 |  |  |  | 1.62 | 1.62 |  |  |  |  | 10852.12 | PEND | 103031101 | ORO FINO 1101 | ORO FINO 11012022 | 207 | 16.0901 | 2420 | 0.50113 | 0.0024209 | 2547 | 0.033805 | 10 | Tier 3 | PRE | MAGALIA | Butte | North Valley | Northern | 5786676 | E.5014760.06 | 117873091 | 35129640 | CWSP-ORO FINO 1101-LR2022-PH 1.6 | 8536 | 0 | 0 | 0 |  | 2018-47822 | 7233.6 | 1.37 | 1520311.11 | 2019-73903 | 0 | 0 | 8536 | 8536 | 1.6167 | 3104000 | 2020-00116
| 35129641 |  |  |  | 1.33 | 1.33 |  |  |  |  | 34644.52 | PEND | 103031101 | ORO FINO 1101 | ORO FINO 11012022 | 207 | 16.0901 | 2420 | 0.50113 | 0.0024209 | 2547 | 0.027754 | 10 | Tier 3 | PRE | MAGALIA | Butte | North Valley | Northern | 5786677 | E.5014760.07 | 117873092 | 35129641 | CWSP-ORO FINO 1101-LR2022-PH 1.7 | 7019 | 0 | 0 | 0 |  | 2018-47822 | 7233.6 | 1.37 | 1520311.11 | 2019-73903 | 0 | 0 | 7019 | 7019 | 1.3294 | 2552363.6364 | 2020-00247
| 35129642 |  |  |  | 1.18 | 1.18 |  |  |  |  | 22461.97 | ESTS | 103031101 | ORO FINO 1101 | ORO FINO 11012022 | 207 | 16.0901 | 2420 | 0.50113 | 0.0024209 | 2547 | 0.024624 | 10 | Tier 3 | PRE | MAGALIA | Butte | North Valley | Northern | 5786738 | E.5014760.08 | 117873093 | 35129642 | CWSP-ORO FINO 1101-LR2022-PH 1.8 | 6255 | 0 | 0 | 0 |  | 2018-47822 | 7233.6 | 1.37 | 1520311.11 | 2019-73903 | 0 | 0 | 6255 | 6255 | 1.1847 | 2274545.4545 | 2020-02362
| 35094515 |  |  |  | 1.65 | 1.65 |  |  |  |  | 28858.41 | ESTS | 103031101 | ORO FINO 1101 | ORO FINO 11012022 | 207 | 16.0901 | 2420 | 0.50113 | 0.0024209 | 2547 | 0.034431 | 10 | Tier 3 | PRE | MAGALIA | Butte | North Valley | Northern | 5785243 | E.5014755.01 | 114656547 | 35094515 | CWSP-ORO FINO 1101-LR2022-PH 2.1 | 8723 | 0 | 0 | 0 |  | 2018-47836 | 7619.04 | 1.443 | 1575750 | 2019-76198 | 0 | 0 | 8723 | 8723 | 1.6521 | 3172000 | 2020-58944
| 35129643 |  |  |  | 2.06 | 2.06 |  |  |  |  | 55966.96 | PEND | 103031101 | ORO FINO 1101 | ORO FINO 11012022 | 207 | 16.0901 | 2420 | 0.50113 | 0.0024209 | 2547 | 0.042987 | 10 | Tier 3 | PRE | MAGALIA | Butte | North Valley | Northern | 5786739 | E.5014755.02 | 117873094 | 35129643 | CWSP-ORO FINO 1101-LR2022-PH 2.2 | 10869 | 0 | 0 | 0 |  | 2018-47836 | 7619.04 | 1.443 | 1575750 | 2019-76198 | 0 | 0 | 10869 | 10869 | 2.0585 | 3952363.6364 | 2020-59750
| 35129644 |  |  |  | 0.99 | 0.99 |  |  |  |  | 19216.02 | PEND | 103031101 | ORO FINO 1101 | ORO FINO 11012022 | 207 | 16.0901 | 2420 | 0.50113 | 0.0024209 | 2547 | 0.020659 | 10 | Tier 3 | PRE | MAGALIA | Butte | North Valley | Northern | 5786740 | E.5014755.03 | 117873095 | 35129644 | CWSP-ORO FINO 1101-LR2022-PH 2.3 | 5214 | 0 | 0 | 0 |  | 2018-47836 | 7619.04 | 1.443 | 1575750 | 2019-76198 | 0 | 0 | 5214 | 5214 | 0.9875 | 1896000 | 2019-82268
| 35129645 |  |  |  | 1.21 | 1.21 |  |  |  |  | 16454.77 | PEND | 103031101 | ORO FINO 1101 | ORO FINO 11012022 | 207 | 16.0901 | 2420 | 0.50113 | 0.0024209 | 2547 | 0.02525 | 10 | Tier 3 | PRE | MAGALIA | Butte | North Valley | Northern | 5786741 | E.5014755.04 | 117873096 | 35129645 | CWSP-ORO FINO 1101-LR2022-PH 2.4 | 6367 | 0 | 0 | 0 |  | 2018-47836 | 7619.04 | 1.443 | 1575750 | 2019-76198 | 0 | 0 | 6367 | 6367 | 1.2059 | 2315272.7273 | 2020-47835
| 35129646 |  | COMP | 2021333 | 1.26 | 0 |  |  |  | 1.26 | 38016.42 | CONS | 103031101 | ORO FINO 1101 | ORO FINO 11012022 | 207 | 16.0901 | 2420 | 0.50113 | 0.0024209 | 2547 | 0.026293 | 10 | Tier 3 | PRE | MAGALIA | Butte | North Valley | Northern | 5786742 | E.5014755.05 | 117873097 | 35129646 | CWSP-ORO FINO 1101-LR2022-PH 2.5 | 6644 | 0 | 0 | 0 |  | 2018-47836 | 7619.04 | 1.443 | 1575750 | 2019-76198 | 0 | 0 | 6644 | 6644 | 1.2583 | 2416000 | 2019-81946
| 35129647 |  |  |  | 1.22 | 1.22 |  |  |  |  | 27576.67 | ESTS | 103031101 | ORO FINO 1101 | ORO FINO 11012022 | 207 | 16.0901 | 2420 | 0.50113 | 0.0024209 | 2547 | 0.025458 | 10 | Tier 3 | PRE | MAGALIA | Butte | North Valley | Northern | 5786743 | E.5014755.06 | 117873098 | 35129647 | CWSP-ORO FINO 1101-LR2022-PH 2.6 | 6429 | 0 | 0 | 0 |  | 2018-47836 | 7619.04 | 1.443 | 1575750 | 2019-76198 | 0 | 0 | 6429 | 6429 | 1.2176 | 2337818.1818 | 2020-01101
| 35095164 |  |  |  | 1.94 | 1.94 |  |  |  |  | 181515.25 | UNSC | 103031101 | ORO FINO 1101 | ORO FINO 11012022 | 207 | 16.0901 | 2420 | 0.50113 | 0.0024209 | 2547 | 0.040483 | 10 | Tier 3 | PRE | MAGALIA | Butte | North Valley | Northern | 5785239 | E.5015030.01 | 114723712 | 35095164 | CWSP-ORO FINO 1101-LR2022-PH 3.1 | 10157 | 0 | 0 | 0 |  | 2018-53504 | 7920 | 1.5 | 1750050 | 2019-76204 | 0 | 0 | 10157 | 10157 | 1.9237 | 3693454.5455 | 2020-54043
| 35129648 |  |  |  | 1.16 | 1.16 |  |  |  |  | 10763.06 | ESTS | 103031101 | ORO FINO 1101 | ORO FINO 11012022 | 207 | 16.0901 | 2420 | 0.50113 | 0.0024209 | 2547 | 0.024206 | 10 | Tier 3 | PRE | MAGALIA | Butte | North Valley | Northern | 5786744 | E.5015030.02 | 117873099 | 35129648 | CWSP-ORO FINO 1101-LR2022-PH 3.2 | 6113 | 0 | 0 | 0 |  | 2018-53504 | 7920 | 1.5 | 1750050 | 2019-76204 | 0 | 0 | 6113 | 6113 | 1.1578 | 2222909.0909 | 2020-43084
| 35094516 |  |  |  | 1.95 | 1.95 |  |  |  |  | 74700.99 | PEND | 103031101 | ORO FINO 1101 | ORO FINO 1101CB | 271 | 22.3304 | 2289 | 0.96987 | 0.0035789 | 2257 | 0.056745 | 3 | Tier 3 | PRE | MAGALIA | Butte | North Valley | Northern | 5785242 | E.5014748.01 | 114668686 | 35094516 | CWSP-ORO FINO 1101-OCB-PH 1.1 | 10300 | 0 | 0 | 0 |  | 2018-47822 | 7233.6 | 1.37 | 1520311.11 | 2019-73903 | 0 | 0 | 10300 | 10300 | 1.9508 | 3745454.5455 | 2020-37077
| 35129602 |  |  |  | 1.08 | 1.08 |  |  |  |  | 15113.3 | PEND | 103031101 | ORO FINO 1101 | ORO FINO 1101CB | 271 | 22.3304 | 2289 | 0.96987 | 0.0035789 | 2257 | 0.031428 | 3 | Tier 3 | PRE | MAGALIA | Butte | North Valley | Northern | 5786745 | E.5014748.02 | 117873033 | 35129602 | CWSP-ORO FINO 1101-OCB-PH 1.2 | 5722 | 0 | 0 | 0 |  | 2018-47846 | 7434.24 | 1.408 | 1546850 | 2019-76212 | 0 | 0 | 5722 | 5722 | 1.0837 | 2080727.2727 | 2020-02657
| 35129603 |  |  |  | 1.32 | 1.32 |  |  |  |  | 9270.02 | PEND | 103031101 | ORO FINO 1101 | ORO FINO 1101CB | 271 | 22.3304 | 2289 | 0.96987 | 0.0035789 | 2257 | 0.038412 | 3 | Tier 3 | PRE | MAGALIA | Butte | North Valley | Northern | 5786746 | E.5014748.03 | 117873034 | 35129603 | CWSP-ORO FINO 1101-OCB-PH 1.3 | 6970 | 0 | 0 | 0 |  | 2018-47846 | 7434.24 | 1.408 | 1546850 | 2019-76212 | 0 | 0 | 6970 | 6970 | 1.3201 | 2534545.4545 | 2020-22793
| 35129604 |  |  |  | 1.45 | 1.45 |  |  |  |  | 31753.87 | PEND | 103031101 | ORO FINO 1101 | ORO FINO 1101CB | 271 | 22.3304 | 2289 | 0.96987 | 0.0035789 | 2257 | 0.042195 | 3 | Tier 3 | PRE | MAGALIA | Butte | North Valley | Northern | 5786747 | E.5014748.04 | 117873035 | 35129604 | CWSP-ORO FINO 1101-OCB-PH 1.4 | 7682 | 0 | 0 | 0 |  | 2018-47846 | 7434.24 | 1.408 | 1546850 | 2019-76212 | 0 | 0 | 7682 | 7682 | 1.4549 | 2793454.5455 | 2020-52799
| 35129605 |  |  |  | 1.58 | 1.58 |  |  |  |  | 42326.56 | PEND | 103031101 | ORO FINO 1101 | ORO FINO 1101CB | 271 | 22.3304 | 2289 | 0.96987 | 0.0035789 | 2257 | 0.045978 | 3 | Tier 3 | PRE | MAGALIA | Butte | North Valley | Northern | 5786748 | E.5014748.05 | 117873036 | 35129605 | CWSP-ORO FINO 1101-OCB-PH 1.5 | 8342 | 0 | 0 | 0 |  | 2018-47846 | 7434.24 | 1.408 | 1546850 | 2019-76212 | 0 | 0 | 8342 | 8342 | 1.5799 | 3033454.5455 | 2020-09940
| 35129606 |  |  |  | 0.99 | 0.99 |  |  |  |  | 15190.37 | UNSC | 103031101 | ORO FINO 1101 | ORO FINO 1101CB | 271 | 22.3304 | 2289 | 0.96987 | 0.0035789 | 2257 | 0.028809 | 3 | Tier 3 | PRE | MAGALIA | Butte | North Valley | Northern | 5786749 | E.5014748.06 | 117873037 | 35129606 | CWSP-ORO FINO 1101-OCB-PH 1.6 | 5223 | 0 | 0 | 0 |  | 2018-47846 | 7434.24 | 1.408 | 1546850 | 2019-76212 | 0 | 0 | 5223 | 5223 | 0.9892 | 1899272.7273 | 2020-22794
| 35129607 |  |  |  | 1.51 | 1.51 |  |  |  |  | 94951.58 | PEND | 103031101 | ORO FINO 1101 | ORO FINO 1101CB | 271 | 22.3304 | 2289 | 0.96987 | 0.0035789 | 2257 | 0.043941 | 3 | Tier 3 | PRE | MAGALIA | Butte | North Valley | Northern | 5786750 | E.5014748.07 | 117873038 | 35129607 | CWSP-ORO FINO 1101-OCB-PH 1.7 | 7972 | 0 | 0 | 0 |  | 2018-47846 | 7434.24 | 1.408 | 1546850 | 2019-76212 | 0 | 0 | 7972 | 7972 | 1.5098 | 2898909.0909 | 2020-11589
| 35094517 |  |  |  | 1.45 | 1.45 |  |  |  |  | 89218.69 | PEND | 103031101 | ORO FINO 1101 | ORO FINO 1101CB | 271 | 22.3304 | 2289 | 0.96987 | 0.0035789 | 2257 | 0.042195 | 3 | Tier 3 | PRE | MAGALIA | Butte | North Valley | Northern | 5785241 | E.5014747.01 | 114668689 | 35094517 | CWSP-ORO FINO 1101-OCB-PH 2.1 | 7634 | 0 | 0 | 0 |  | 2018-47848 | 7022.4 | 1.33 | 1469033.33 | 2019-76219 | 0 | 0 | 7634 | 7634 | 1.4458 | 2776000 | 2020-34187
| 31429487 |  | CANCL |  | 1.54 | 1.54 |  |  |  |  | 94964.3 | PEND | 182941101 | OTTER 1101 | OTTER 11017611 | 42 | 4.3928 | 2523 | 0.070701 | 0.0016834 | 2291 | #DIV/0! | 1092 | Tier 2 | CANCL | CARMEL | Monterey | Central Coast | Central Coast | 5782594 |  | 113743255 | 31429487 | RPL OH WIRE ON OTTER-1101 S030CC121 | 0 | 0 | 0 | 0 |  |  |  | 0 | [5 empty] | 0 | 0
| 35129608 |  |  |  | 1.47 | 1.47 |  |  |  |  | 35092.41 | PEND | 103031101 | ORO FINO 1101 | ORO FINO 1101CB | 271 | 22.3304 | 2289 | 0.96987 | 0.0035789 | 2257 | 0.042777 | 3 | Tier 3 | PRE | MAGALIA | Butte | North Valley | Northern | 5786751 | E.5014747.02 | 117873039 | 35129608 | CWSP-ORO FINO 1101-OCB-PH 2.2 | 7812 | 0 | 0 | 0 |  | 2018-47848 | 7022.4 | 1.33 | 1469033.33 | 2019-76219 | 0 | 0 | 7812 | 7812 | 1.4795 | 2840727.2727 | 2020-62009
| 35129609 |  |  |  | 1.07 | 1.07 |  |  |  |  | 20835.18 | PEND | 103031101 | ORO FINO 1101 | ORO FINO 1101CB | 271 | 22.3304 | 2289 | 0.96987 | 0.0035789 | 2257 | 0.031137 | 3 | Tier 3 | PRE | MAGALIA | Butte | North Valley | Northern | 5786752 | E.5014747.03 | 117873070 | 35129609 | CWSP-ORO FINO 1101-OCB-PH 2.3 | 5626 | 0 | 0 | 0 |  | 2020-60320 | 9247 | 1.7513 | 2090000 | 2019-76219 | 0 | 0 | 5626 | 5626 | 1.0655 | 2045818.1818 | 2020-26542
| 35129610 |  |  |  | 1.57 | 1.57 |  |  |  |  | 114059.19 | PEND | 103031101 | ORO FINO 1101 | ORO FINO 1101CB | 271 | 22.3304 | 2289 | 0.96987 | 0.0035789 | 2257 | 0.045687 | 3 | Tier 3 | PRE | MAGALIA | Butte | North Valley | Northern | 5786753 | E.5014747.04 | 117873071 | 35129610 | CWSP-ORO FINO 1101-OCB-PH 2.4 | 8284 | 0 | 0 | 0 |  | 2018-47848 | 7022.4 | 1.33 | 1469033.33 | 2019-76219 | 0 | 0 | 8284 | 8284 | 1.5689 | 3012363.6364 | 2020-44455
| 35129611 |  |  |  | 1.3 | 1.3 |  |  |  |  | 17186.15 | PEND | 103031101 | ORO FINO 1101 | ORO FINO 1101CB | 271 | 22.3304 | 2289 | 0.96987 | 0.0035789 | 2257 | 0.03783 | 3 | Tier 3 | PRE | MAGALIA | Butte | North Valley | Northern | 5786754 | E.5014747.05 | 117873072 | 35129611 | CWSP-ORO FINO 1101-OCB-PH 2.5 | 6878 | 0 | 0 | 0 |  | 2018-47848 | 7022.4 | 1.33 | 1469033.33 | 2019-76219 | 0 | 0 | 6878 | 6878 | 1.3027 | 2501090.9091 | 2020-34450
| 35129612 |  |  |  | 1.14 | 1.14 |  |  |  |  | 10694.92 | PEND | 103031101 | ORO FINO 1101 | ORO FINO 1101CB | 271 | 22.3304 | 2289 | 0.96987 | 0.0035789 | 2257 | 0.033174 | 3 | Tier 3 | PRE | MAGALIA | Butte | North Valley | Northern | 5786755 | E.5014747.06 | 117873073 | 35129612 | CWSP-ORO FINO 1101-OCB-PH 2.6 | 5997 | 0 | 0 | 0 |  | 2018-47848 | 7022.4 | 1.33 | 1469033.33 | 2019-76219 | 0 | 0 | 5997 | 5997 | 1.1358 | 2180727.2727 | 2020-44454
| 35043586 |  | CANCL |  |  | 0 |  |  |  |  | 0 | CLSD | 22811102 | PACIFICA 1102 | PACIFICA 11026783 | 50 | 0 | 3583 | 5.6147e-05 | 1.1229e-06 | 3629 | #DIV/0! | 781 | Tier 3 | CANCL | PACIFICA | San Mateo | Peninsula | Central Coast | 5530170 |  | 114612631 | 35043586 | PACIFICA 1102 WD: INS TREE WIRE | 0 | 0 | 0 | 0 |  |  |  | 0 | [5 empty] | 0 | 0
| 35094518 |  |  |  | 1.69 | 1.69 |  |  |  |  | 34596.24 | ESTS | 103031101 | ORO FINO 1101 | ORO FINO 1101CB | 271 | 22.3304 | 2289 | 0.96987 | 0.0035789 | 2257 | 0.049179 | 3 | Tier 3 | PRE | MAGALIA | Butte | North Valley | Northern | 5785240 | E.5014746.01 | 114668862 | 35094518 | CWSP-ORO FINO 1101-OCB-PH 3.1 | 8931 | 0 | 0 | 0 |  | 2018-47850 | 9108 | 1.725 | 1880350 | 2019-76221 | 0 | 0 | 8931 | 8931 | 1.6915 | 3247636.3636 | 2020-61825
| 35129613 |  |  |  | 1.38 | 1.38 |  |  |  |  | 45651.8 | PEND | 103031101 | ORO FINO 1101 | ORO FINO 1101CB | 271 | 22.3304 | 2289 | 0.96987 | 0.0035789 | 2257 | 0.040158 | 3 | Tier 3 | PRE | MAGALIA | Butte | North Valley | Northern | 5786756 | E.5014746.02 | 117873074 | 35129613 | CWSP-ORO FINO 1101-OCB-PH 3.2 | 7303 | 0 | 0 | 0 |  | 2018-47850 | 9108 | 1.725 | 1880350 | 2019-76221 | 0 | 0 | 7303 | 7303 | 1.3831 | 2655636.3636 | 2020-60446
| 35129614 |  |  |  | 1.68 | 1.68 |  |  |  |  | 31224.71 | PEND | 103031101 | ORO FINO 1101 | ORO FINO 1101CB | 271 | 22.3304 | 2289 | 0.96987 | 0.0035789 | 2257 | 0.048888 | 3 | Tier 3 | PRE | MAGALIA | Butte | North Valley | Northern | 5786757 | E.5014746.03 | 117873075 | 35129614 | CWSP-ORO FINO 1101-OCB-PH 3.3 | 8896 | 0 | 0 | 0 |  | 2018-47850 | 9108 | 1.725 | 1880350 | 2019-76221 | 0 | 0 | 8896 | 8896 | 1.6848 | 3234909.0909 | 2020-55903
| 35129615 |  |  |  | 2.08 | 2.08 |  |  |  |  | 39586.7 | ESTS | 103031101 | ORO FINO 1101 | ORO FINO 1101CB | 271 | 22.3304 | 2289 | 0.96987 | 0.0035789 | 2257 | 0.060528 | 3 | Tier 3 | PRE | MAGALIA | Butte | North Valley | Northern | 5786758 | E.5014746.04 | 117873076 | 35129615 | CWSP-ORO FINO 1101-OCB-PH 3.4 | 10990 | 0 | 0 | 0 |  | 2018-47850 | 9108 | 1.725 | 1880350 | 2019-76221 | 0 | 0 | 10990 | 10990 | 2.0814 | 3996363.6364
| 35117007 |  |  |  | 1.59 | 1.59 |  |  |  |  | 8254.94 | ESTS | 103031102 | ORO FINO 1102 | ORO FINO 11022090 | 183 | 14.7459 | 2440 | 0.41496 | 0.0022675 | 2438 | 0.029978 | 72 | Tier 3 | PRE | MAGALIA | Butte | North Valley | Northern | 5786327 | E.5014724.01 | 114708276 | 35117007 | CWSP - ORO FINO 1102 - OCB&LR2090 PH 1.1 | 8402 | 0 | 0 | 0 |  | 2018-62075 | 7972.8 | 1.51 | 1624822.22 | 2019-76266 | 0 | 0 | 8402 | 8402 | 1.5913 | 3055272.7273 | 2020-54146
| 35129649 |  |  |  | 1.63 | 1.63 |  |  |  |  | 14447.02 | ESTS | 103031102 | ORO FINO 1102 | ORO FINO 11022090 | 183 | 14.7459 | 2440 | 0.41496 | 0.0022675 | 2438 | 0.030732 | 72 | Tier 3 | PRE | MAGALIA | Butte | North Valley | Northern | 5786775 | E.5014724.02 | 117873100 | 35129649 | CWSP - ORO FINO 1102 - OCB&LR2090 PH 1.2 | 8596 | 0 | 0 | 0 |  | 2018-62075 | 7972.8 | 1.51 | 1624822.22 | 2019-76266 | 0 | 0 | 8596 | 8596 | 1.628 | 3125818.1818 | 2020-21600
| 35129650 |  |  |  | 1.38 | 1.38 |  |  |  |  | 89062.93 | PEND | 103031102 | ORO FINO 1102 | ORO FINO 11022090 | 183 | 14.7459 | 2440 | 0.41496 | 0.0022675 | 2438 | 0.026019 | 72 | Tier 3 | PRE | MAGALIA | Butte | North Valley | Northern | 5786776 | E.5014724.03 | 117873101 | 35129650 | CWSP - ORO FINO 1102 - OCB&LR2090 PH 1.3 | 7291 | 0 | 0 | 0 |  | 2018-62075 | 7972.8 | 1.51 | 1624822.22 | 2019-76266 | 0 | 0 | 7291 | 7291 | 1.3809 | 2651272.7273 | 2020-41167
| 35129652 |  |  |  | 1.04 | 1.04 |  |  |  |  | 236103.96 | PEND | 103031102 | ORO FINO 1102 | ORO FINO 11022090 | 183 | 14.7459 | 2440 | 0.41496 | 0.0022675 | 2438 | 0.019608 | 72 | Tier 3 | PRE | MAGALIA | Butte | North Valley | Northern | 5786777 | E.5014724.04 | 117873102 | 35129652 | CWSP - ORO FINO 1102 - OCB&LR2090 PH 1.4 | 5493 | 0 | 0 | 0 |  | 2018-62075 | 7972.8 | 1.51 | 1624822.22 | 2019-76266 | 0 | 0 | 5493 | 5493 | 1.0403 | 1997454.5455
| 35129653 |  |  |  | 1.26 | 1.26 |  |  |  |  | 21564.36 | ESTS | 103031102 | ORO FINO 1102 | ORO FINO 11022090 | 183 | 14.7459 | 2440 | 0.41496 | 0.0022675 | 2438 | 0.023756 | 72 | Tier 3 | PRE | MAGALIA | Butte | North Valley | Northern | 5786778 | E.5014724.05 | 117873103 | 35129653 | CWSP - ORO FINO 1102 - OCB&LR2090 PH 1.5 | 6678 | 0 | 0 | 0 |  | 2018-62075 | 7972.8 | 1.51 | 1624822.22 | 2019-76266 | 0 | 0 | 6678 | 6678 | 1.2648 | 2428363.6364
| 35144942 |  | CANCL |  |  | 0 |  |  |  |  | -54.95 | CLSD | 83252102 | PAUL SWEET 2102 | PAUL SWEET 210212850 | 52 | 0.66094 | 3306 | 0.00022741 | 4.3733e-06 | 3464 | 0 | 2907 | Tier 3 | PSPS | SANTA CRUZ | SANTA CRUZ | Central Coast | Central Coast | 5530170 | E.5025647 | 0 | 35144942 | PSPS - Paul Sweet 2102 – LR 12850 | 0 | 6960 | 0 | 0 |  | 2019-79312 | 3960 | 0.75 | 1953050 |  |  |  |  | 0 | 0
| 35129654 |  |  |  | 1.99 | 1.99 |  |  |  |  | 113381.57 | PEND | 103031102 | ORO FINO 1102 | ORO FINO 11022090 | 183 | 14.7459 | 2440 | 0.41496 | 0.0022675 | 2438 | 0.03752 | 72 | Tier 3 | PRE | MAGALIA | Butte | North Valley | Northern | 5786779 | E.5014724.06 | 117873104 | 35129654 | CWSP - ORO FINO 1102 - OCB&LR2090 PH 1.6 | 10499 | 0 | 0 | 0 |  | 2018-62075 | 7972.8 | 1.51 | 1624822.22 | 2019-76266 | 0 | 0 | 10499 | 10499 | 1.9884 | 3817818.1818 | 2020-52958
| 35129655 |  |  |  | 1.76 | 1.76 |  |  |  |  | 41910.37 | PEND | 103031102 | ORO FINO 1102 | ORO FINO 11022090 | 183 | 14.7459 | 2440 | 0.41496 | 0.0022675 | 2438 | 0.033183 | 72 | Tier 3 | PRE | MAGALIA | Butte | North Valley | Northern | 5786780 | E.5014724.07 | 117873105 | 35129655 | CWSP - ORO FINO 1102 - OCB&LR2090 PH 1.7 | 9273 | 0 | 0 | 0 |  | 2018-62075 | 7972.8 | 1.51 | 1624822.22 | 2019-76266 | 0 | 0 | 9273 | 9273 | 1.7563 | 3372000 | 2020-29003
| 35129656 |  |  |  | 1.59 | 1.59 |  |  |  |  | 231.13 | ADER | 103031102 | ORO FINO 1102 | ORO FINO 11022090 | 183 | 14.7459 | 2440 | 0.41496 | 0.0022675 | 2438 | 0.029978 | 72 | Tier 3 | PRE | MAGALIA | Butte | North Valley | Northern | 5786781 | E.5014724.08 | 117873106 | 35129656 | CWSP - ORO FINO 1102 - OCB&LR2090 PH 1.8 | 8397 | 0 | 0 | 0 |  | 2018-62075 | 7972.8 | 1.51 | 1624822.22 | 2019-76266 | 0 | 0 | 8397 | 8397 | 1.5903 | 3053454.5455 | 2020-50884
| 35129657 |  |  |  | 1.42 | 1.42 |  |  |  |  | 8861.29 | ESTS | 103031102 | ORO FINO 1102 | ORO FINO 11022090 | 183 | 14.7459 | 2440 | 0.41496 | 0.0022675 | 2438 | 0.026773 | 72 | Tier 3 | PRE | MAGALIA | Butte | North Valley | Northern | 5786782 | E.5014724.09 | 117873107 | 35129657 | CWSP - ORO FINO 1102 - OCB&LR2090 PH 1.9 | 7516 | 0 | 0 | 0 |  | 2018-62075 | 7972.8 | 1.51 | 1624822.22 | 2019-76266 | 0 | 0 | 7516 | 7516 | 1.4235 | 2733090.9091 | 2020-34810
| 35094519 |  |  |  | 1.82 | 1.82 |  |  |  |  | 146280.88 | ADER | 103031102 | ORO FINO 1102 | ORO FINO 11022560 | 179 | 16.7269 | 1921 | 1.9534 | 0.010913 | 1829 | 0.14241 | 61 | Tier 3 | PRE | MAGALIA | Butte | North Valley | Northern | 5785223 | E.5014721.01 | 114708278 | 35094519 | CWSP - ORO FINO 1102 - LR2560 PH 1.1 | 9589 | 0 | 0 | 0 |  | 2018-67838 | 8162.88 | 1.546 | 1646520 | 2019-76226 | 0 | 0 | 9589 | 9589 | 1.8161 | 3486909.0909 | 2019-81463
| 35129304 |  |  |  | 1.79 | 1.79 |  |  |  |  | 80883.55 | ADER | 103031102 | ORO FINO 1102 | ORO FINO 11022560 | 179 | 16.7269 | 1921 | 1.9534 | 0.010913 | 1829 | 0.14006 | 61 | Tier 3 | PRE | MAGALIA | Butte | North Valley | Northern | 5786759 | E.5014721.02 | 117872785 | 35129304 | CWSP - ORO FINO 1102 - LR2560 PH 1.2 | 9428 | 0 | 0 | 0 |  | 2018-67838 | 8162.88 | 1.546 | 1646520 | 2019-76226 | 0 | 0 | 9428 | 9428 | 1.7856 | 3428363.6364
| 35129305 |  |  |  | 0.83 | 0.83 |  |  |  |  | 21717.29 | UNSC | 103031102 | ORO FINO 1102 | ORO FINO 11022560 | 179 | 16.7269 | 1921 | 1.9534 | 0.010913 | 1829 | 0.064943 | 61 | Tier 3 | PRE | MAGALIA | Butte | North Valley | Northern | 5786760 | E.5014721.03 | 117872786 | 35129305 | CWSP - ORO FINO 1102 - LR2560 PH 1.3 | 2947 | 0 | 0 | 0 |  | 2018-67838 | 8162.88 | 1.546 | 1646520 | 2019-76226 | 0 | 0 | 4373 | 4373 | 0.82822 | 1590181.8182 | 2020-33978 | 2020-51195 | 0 | 0 | 2947 | 2947 | 0.55814 | 1195101 | 1594611 | 405.5314
| 35129306 |  |  |  | 1.47 | 1.47 |  |  |  |  | 29292.54 | PEND | 103031102 | ORO FINO 1102 | ORO FINO 11022560 | 179 | 16.7269 | 1921 | 1.9534 | 0.010913 | 1829 | 0.11502 | 61 | Tier 3 | PRE | MAGALIA | Butte | North Valley | Northern | 5786761 | E.5014721.04 | 117872787 | 35129306 | CWSP - ORO FINO 1102 - LR2560 PH 1.4 | 7772 | 0 | 0 | 0 |  | 2018-67838 | 8162.88 | 1.546 | 1646520 | 2019-76226 | 0 | 0 | 7772 | 7772 | 1.472 | 2826181.8182 | 2020-60187
| 35129307 |  |  |  | 1.77 | 1.77 |  |  |  |  | 130924.38 | UNSC | 103031102 | ORO FINO 1102 | ORO FINO 11022560 | 179 | 16.7269 | 1921 | 1.9534 | 0.010913 | 1829 | 0.13849 | 61 | Tier 3 | PRE | MAGALIA | Butte | North Valley | Northern | 5786762 | E.5014721.05 | 117872788 | 35129307 | CWSP - ORO FINO 1102 - LR2560 PH 1.5 | 8419 | 0 | 0 | 0 |  | 2018-67838 | 8162.88 | 1.546 | 1646520 | 2019-76226 | 0 | 0 | 9325 | 9325 | 1.7661 | 3390909.0909 | 2020-36267 | 2020-51201 | 0 | 0 | 8419 | 8419 | 1.5945 | 2537383 | 3319922 | 301.3877
| 35095160 |  |  |  | 1.59 | 1.59 |  |  |  |  | 66490.02 | ADER | 103031102 | ORO FINO 1102 | ORO FINO 11022560 | 179 | 16.7269 | 1921 | 1.9534 | 0.010913 | 1829 | 0.12441 | 61 | Tier 3 | PRE | MAGALIA | Butte | North Valley | Northern | 5785224 | E.5014720.01 | 114708381 | 35095160 | CWSP - ORO FINO 1102 - LR2560 PH 2.1 | 8398 | 0 | 0 | 0 |  | 2018-67940 | 9472.32 | 1.794 | 1899860 | 2019-76255 | 0 | 0 | 8398 | 8398 | 1.5905 | 3053818.1818 | 2020-03703
| 35129308 |  |  |  | 1.66 | 1.66 |  |  |  |  | 62325.31 | ADER | 103031102 | ORO FINO 1102 | ORO FINO 11022560 | 179 | 16.7269 | 1921 | 1.9534 | 0.010913 | 1829 | 0.12989 | 61 | Tier 3 | PRE | MAGALIA | Butte | North Valley | Northern | 5786763 | E.5014720.02 | 117873010 | 35129308 | CWSP - ORO FINO 1102 - LR2560 PH 2.2 | 8778 | 0 | 0 | 0 |  | 2018-67940 | 9472.32 | 1.794 | 1899860 | 2019-76255 | 0 | 0 | 8778 | 8778 | 1.6625 | 3192000 | 2020-02029
| 35129309 |  |  |  | 1.69 | 1.69 |  |  |  |  | 25061.89 | UNSC | 103031102 | ORO FINO 1102 | ORO FINO 11022560 | 179 | 16.7269 | 1921 | 1.9534 | 0.010913 | 1829 | 0.13223 | 61 | Tier 3 | PRE | MAGALIA | Butte | North Valley | Northern | 5786764 | E.5014720.03 | 117873011 | 35129309 | CWSP - ORO FINO 1102 - LR2560 PH 2.3 | 8902 | 0 | 0 | 0 |  | 2018-67940 | 9472.32 | 1.794 | 1899860 | 2019-76255 | 0 | 0 | 8902 | 8902 | 1.686 | 3237090.9091 | 2020-07233
| 35129310 |  |  |  | 1.91 | 1.91 |  |  |  |  | 25699.68 | UNSC | 103031102 | ORO FINO 1102 | ORO FINO 11022560 | 179 | 16.7269 | 1921 | 1.9534 | 0.010913 | 1829 | 0.14945 | 61 | Tier 3 | PRE | MAGALIA | Butte | North Valley | Northern | 5786765 | E.5014720.04 | 117873012 | 35129310 | CWSP - ORO FINO 1102 - LR2560 PH 2.4 | 10718 | 0 | 0 | 0 |  | 2018-67940 | 9472.32 | 1.794 | 1899860 | 2019-76255 | 0 | 0 | 10718 | 10718 | 2.0299 | 3897454.5455 | 2020-52952
| 35129311 |  |  |  | 1.99 | 1.99 |  |  |  |  | 34312.26 | UNSC | 103031102 | ORO FINO 1102 | ORO FINO 11022560 | 179 | 16.7269 | 1921 | 1.9534 | 0.010913 | 1829 | 0.15571 | 61 | Tier 3 | PRE | MAGALIA | Butte | North Valley | Northern | 5786766 | E.5014720.05 | 117873013 | 35129311 | CWSP - ORO FINO 1102 - LR2560 PH 2.5 | 10500 | 0 | 0 | 0 |  | 2018-67940 | 9472.32 | 1.794 | 1899860 | 2019-76255 | 0 | 0 | 10500 | 10500 | 1.9886 | 3818181.8182 | 2020-52615
| 35095161 |  |  |  | 0.71 | 0.71 |  |  |  |  | 96854.88 | PEND | 103031102 | ORO FINO 1102 | ORO FINO 110276008 | 170 | 15.9545 | 2763 | 0.068169 | 0.000401 | 2775 | 0.0020325 | 27 | Tier 3 | PRE | MAGALIA | Butte | North Valley | Northern | 5785225 | E.5014719.01 | 114708383 | 35095161 | CWSP-ORO FINO 1102-LR76008-PH1.1 | 3757 | 0 | 0 | 0 |  | 2018-71370 | 9271.68 | 1.756 | 1884880 | 2019-76257 | 0 | 0 | 3757 | 3757 | 0.71155 | 1366181.8182 | 2020-02250 | [10 empty] | 2020-62992
| 35129434 |  |  |  | 2.02 | 2.02 |  |  |  |  | 171100.77 | ADER | 103031102 | ORO FINO 1102 | ORO FINO 110276008 | 170 | 15.9545 | 2763 | 0.068169 | 0.000401 | 2775 | 0.0057827 | 27 | Tier 3 | PRE | MAGALIA | Butte | North Valley | Northern | 5786767 | E.5014719.02 | 117873015 | 35129434 | CWSP-ORO FINO 1102-LR76008-PH1.2 | 10670 | 0 | 0 | 0 |  | 2018-71370 | 9271.68 | 1.756 | 1884880 | 2019-76257 | 0 | 0 | 10670 | 10670 | 2.0208 | 3880000 | 2020-01696
| 35129435 |  |  |  | 2.04 | 2.04 |  |  |  |  | 125351.83 | PEND | 103031102 | ORO FINO 1102 | ORO FINO 110276008 | 170 | 15.9545 | 2763 | 0.068169 | 0.000401 | 2775 | 0.00584 | 27 | Tier 3 | PRE | MAGALIA | Butte | North Valley | Northern | 5786768 | E.5014719.03 | 117873016 | 35129435 | CWSP-ORO FINO 1102-LR76008-PH1.3 | 10796 | 0 | 0 | 0 |  | 2018-71370 | 9271.68 | 1.756 | 1884880 | 2019-76257 | 0 | 0 | 10796 | 10796 | 2.0447 | 3925818.1818 | 2020-55835
| 35129436 |  |  |  | 1.93 | 1.93 |  |  |  |  | 119134.92 | PEND | 103031102 | ORO FINO 1102 | ORO FINO 110276008 | 170 | 15.9545 | 2763 | 0.068169 | 0.000401 | 2775 | 0.0055251 | 27 | Tier 3 | PRE | MAGALIA | Butte | North Valley | Northern | 5786769 | E.5014719.04 | 117873017 | 35129436 | CWSP-ORO FINO 1102-LR76008-PH1.4 | 10179 | 0 | 0 | 0 |  | 2018-71370 | 9271.68 | 1.756 | 1884880 | 2019-76257 | 0 | 0 | 10179 | 10179 | 1.9278 | 3701454.5455 | 2019-79838
| 35129437 |  |  |  | 2.03 | 2.03 |  |  |  |  | 112251.56 | PEND | 103031102 | ORO FINO 1102 | ORO FINO 110276008 | 170 | 15.9545 | 2763 | 0.068169 | 0.000401 | 2775 | 0.0058113 | 27 | Tier 3 | PRE | MAGALIA | Butte | North Valley | Northern | 5786770 | E.5014719.05 | 117873018 | 35129437 | CWSP-ORO FINO 1102-LR76008-PH1.5 | 10708 | 0 | 0 | 0 |  | 2018-71370 | 9271.68 | 1.756 | 1884880 | 2019-76257 | 0 | 0 | 10708 | 10708 | 2.028 | 3893818.1818 | 2020-42700
| 35095162 |  |  |  | 1.21 | 1.21 |  |  |  |  | 125180.79 | ADER | 103031102 | ORO FINO 1102 | ORO FINO 110276008 | 170 | 15.9545 | 2763 | 0.068169 | 0.000401 | 2775 | 0.0034639 | 27 | Tier 3 | PRE | MAGALIA | Butte | North Valley | Northern | 5785226 | E.5014718.01 | 114708386 | 35095162 | CWSP-ORO FINO 1102-LR76008-PH2.1 | 6398 | 0 | 0 | 0 |  | 2018-71377 | 7751.04 | 1.468 | 1591420 | 2019-76261 | 0 | 0 | 6398 | 6398 | 1.2117 | 2326545.4545 | 2020-63881 | [10 empty] | 2020-62964
| 35129438 |  |  |  | 1.73 | 1.73 |  |  |  |  | 164388.82 | PEND | 103031102 | ORO FINO 1102 | ORO FINO 110276008 | 170 | 15.9545 | 2763 | 0.068169 | 0.000401 | 2775 | 0.0049525 | 27 | Tier 3 | PRE | MAGALIA | Butte | North Valley | Northern | 5786771 | E.5014718.02 | 117873019 | 35129438 | CWSP-ORO FINO 1102-LR76008-PH2.2 | 9150 | 0 | 0 | 0 |  | 2018-71377 | 7751.04 | 1.468 | 1591420 | 2019-76261 | 0 | 0 | 9150 | 9150 | 1.733 | 3327272.7273 | 2020-04474
| 35129439 |  |  |  | 1.85 | 1.85 |  |  |  |  | 148005.95 | PEND | 103031102 | ORO FINO 1102 | ORO FINO 110276008 | 170 | 15.9545 | 2763 | 0.068169 | 0.000401 | 2775 | 0.0052961 | 27 | Tier 3 | PRE | MAGALIA | Butte | North Valley | Northern | 5786772 | E.5014718.03 | 117873030 | 35129439 | CWSP-ORO FINO 1102-LR76008-PH2.3 | 9792 | 0 | 0 | 0 |  | 2018-71377 | 7751.04 | 1.468 | 1591420 | 2019-76261 | 0 | 0 | 9792 | 9792 | 1.8545 | 3560727.2727 | 2020-04294
| 35129600 |  |  |  | 1.15 | 1.15 |  |  |  |  | 96455.48 | PEND | 103031102 | ORO FINO 1102 | ORO FINO 110276008 | 170 | 15.9545 | 2763 | 0.068169 | 0.000401 | 2775 | 0.0032921 | 27 | Tier 3 | PRE | MAGALIA | Butte | North Valley | Northern | 5786773 | E.5014718.04 | 117873031 | 35129600 | CWSP-ORO FINO 1102-LR76008-PH2.4 | 6062 | 0 | 0 | 0 |  | 2018-71377 | 7751.04 | 1.468 | 1591420 | 2019-76261 | 0 | 0 | 6062 | 6062 | 1.1481 | 2204363.6364 | 2020-01164
| 35129601 |  |  |  | 1.4 | 1.4 |  |  |  |  | 142851.88 | UNSC | 103031102 | ORO FINO 1102 | ORO FINO 110276008 | 170 | 15.9545 | 2763 | 0.068169 | 0.000401 | 2775 | 0.0040078 | 27 | Tier 3 | PRE | MAGALIA | Butte | North Valley | Northern | 5786774 | E.5014718.05 | 117873032 | 35129601 | CWSP-ORO FINO 1102-LR76008-PH2.5 | 7829 | 0 | 0 | 0 |  | 2018-71377 | 7751.04 | 1.468 | 1591420 | 2019-76261 | 0 | 0 | 7408 | 7408 | 1.403 | 2693818.1818 | 2020-00218 | 2020-60126 | 0 | 0 | 7829 | 7829 | 1.4828 | 2503748 | 3374618 | 319.8043
| 35060584 |  |  |  | 2.85 | 2.85 |  |  |  |  | 78725.71 | PEND | 182941101 | OTTER 1101 | OTTER 11017611 | 42 | 4.3928 | 2523 | 0.070701 | 0.0016834 | 2291 | 0.030733 | 1092 | Tier 2 | WDDB | CARMEL | Monterey | Central Coast | Central Coast | 5782594 | E.0000106.01 | 113743255 | 35060584 | RPL OH WIRE ON OTTER-1101 S030CC121 | 15048 | 0 | 0 | 0 |  | 2017-106107 | 23884 | 4.5235 | 2649240 | N/A | 0 | 0 | 15048 | 15048 | 2.85 | 5472000 | 2020-07474
| 30977613 |  |  |  | 0.69 | 0.69 |  |  |  |  | 282653.55 | PEND | 182941102 | OTTER 1102 | OTTER 1102CB | 40 | 6.7693 | 1162 | 2.0626 | 0.051564 | 965 | 0.14086 | 1425 | Tier 3 | WDDB | BIG SUR | Monterey | Central Coast | Central Coast | 5530159 | P.06570 | 106691313 | 30977613 | R2 OTTER 1102 DETERIORTD CNDUCTR PHASE 3 | 3637 | 0 | 0 | 0 |  | 2017-106107 | 7961 | 1.5078 | 883080 | N/A |  |  |  | 0 | 0 |  | 2019-10148 | 2013-14402 | [9 empty] | 2020-54981
| 30977614 |  |  |  | 0.7 | 0.7 |  |  |  |  | 275317.77 | UNSC | 182941102 | OTTER 1102 | OTTER 1102CB | 40 | 6.7693 | 1162 | 2.0626 | 0.051564 | 965 | 0.1429 | 1425 | Tier 3 | WDDB | BIG SUR | Monterey | Central Coast | Central Coast | 5530159 | P.06571 | 106691314 | 30977614 | R2 OTTER 1102 DETERIORTD CNDUCTR PHASE 4 | 3681 | 0 | 0 | 0 |  | 2017-106107 | 7961 | 1.5078 | 883080 | N/A |  |  |  | 0 | 0 |  | 2019-10446 | 2013-14411
| 30977615 |  |  |  | 0.5 | 0.5 |  |  |  |  | 218431.13 | UNSC | 182941102 | OTTER 1102 | OTTER 1102CB | 40 | 6.7693 | 1162 | 2.0626 | 0.051564 | 965 | 0.10207 | 1425 | Tier 3 | WDDB | BIG SUR | Monterey | Central Coast | Central Coast | 5530159 | P.06572 | 106691315 | 30977615 | R2 OTTER 1102 DETERIORTD CNDUCTR PHASE 5 | 2664 | 0 | 0 | 0 |  | 2017-106107 | 7961 | 1.5078 | 883080 | N/A |  |  |  | 0 | 0 |  | 2019-08041 | 2013-14414
| 35185714 |  |  |  | 2.38 | 2.38 |  |  |  |  | 1774.77 | UNSE | 182941102 | OTTER 1102 | OTTER 1102LR2002 | 0 | 0 | 0 | 0 | 0 | #N/A | #DIV/0! | 2728 | Tier 2 | WDDB | BIG SUR | Monterey | Central Coast | Central Coast | 5791660 | E.5034242.01 | 119231992 | 35185714 | WDDB - OTTER 1102 - LR 2002 | 12566.4 | 0 | 0 | 0 |  | 2020-50489 | 12566.4 | 2.38 | 4452594
| 35052327 |  |  |  |  | 0 |  |  |  |  | 2807.79 | UNSE | 102831101 | PARADISE 1101 | PARADISE 1101CB | 0 | 0 | 0 | 0 | 0 | #N/A | #DIV/0! | 328 | Tier 3 | PRE | PARADISE | Butte | North Valley | Northern | 5530169 |  | 114884306 | 35052327 | CWSP-PARADISE 1101-OCB | 12095 | 0 | 0 | 0 |  |  |  | 0 | [5 empty] | 0 | 0
| 74022615 |  | COMP | 2018005 |  | 0 |  |  |  |  | 0 | #N/A | 102831102 | PARADISE 1102 | PARADISE 11022206 | 0 | 0 | 0 | 0 | 0 | #N/A | #DIV/0! | 271 | Tier 3 | BUTTE | PARADISE | Butte | North Valley | Northern | 5783284 | E.5015607.01 | 115340017 | 74022615 | CWSP - CAMP FIRE PADSE 1105 PENTZ RD | [5 empty] | N/A |  | 0 |  | N/A |  |  |  | 0 | 0 |  | N/A | N/A
| 35173387 |  |  |  | 3.38 | 3.38 |  |  |  |  | 0 | ESTS | 102831103 | PARADISE 1103 | PARADISE 110343008 | 0 | 0 | 0 | 0 | 0 | #N/A | #DIV/0! | 1606 | Tier 3 | BUTTE | PARADISE | Butte | North Valley | Northern | 5786123 |  | 118935079 | 35173387 | CWSP - Paradise 1103 - Zone LR 43008 - Skyway Road (Phase 3) | 17846.4 | 0 | 0 | 0 |  | 2020-27418 | 17846.4 | 3.38 | 7174300 |  |  |  |  | 0 | 0
| 35060027 |  |  |  |  | 0 |  |  |  |  | 171.99 | UNSE | 102831104 | PARADISE 1104 | PARADISE 11041571 | 0 | 0 | 0 | 0 | 0 | #N/A | #DIV/0! | 484 | Tier 3 | PRE | PARADISE | Butte | North Valley | Northern | 5530169 |  | 115079333 | 35060027 | CWSP-PARADISE 1104-TS 1571 | 5808 | 0 | 0 | 0 |  | 2018-82456 | 5808 | 1.1 | 1195800 |  |  |  |  | 0 | 0
| 35048613 |  |  |  | 11.4 | 11.4 |  |  |  |  | 11828.05 | UNSE | 102831106 | PARADISE 1106 | PARADISE 11062084 | 0 | 0 | 0 | 0 | 0 | #N/A | #DIV/0! | 14 | Tier 3 | PRE | MAGALIA | Butte | North Valley | Northern | 5530169 |  | 114819461 | 35048613 | CWSP - PARADISE 1106 - LR 2084 | 60192 | 0 | 0 | 0 | 2018-65289 | 2018-71031 | 60192 | 11.4 | 12717100 |  |  |  |  | 0 | 0
| 74022389 |  |  |  | 13.39 | 13.39 |  |  |  |  | 19628.44 | UNSE | 102831106 | PARADISE 1106 | PARADISE 11062234 | 0 | 0 | 0 | 0 | 0 | #N/A | #DIV/0! | 28 | Tier 3 | PRE | PARADISE | Butte | North Valley | Northern | 5782907 | E.5015532.01 | 114742450 | 74022389 | CWSP - PARADISE 1106 - OCB & LR 2234 | 0 | 0 | 0 | 0
| 74022614 |  |  |  |  | 0 |  |  |  |  | 0 | UNSE | 102831105 | PARADISE 1105 | PARADISE 1106CB | 53 | 4.6443 | 2813 | 0.013022 | 0.0002457 | 2896 | #DIV/0! | 219 | Tier 3 | BUTTE | PARADISE | Butte | North Valley | Northern | 5783285 | E.5015606.01 | 115340065 | 74022614 | CWSP - CAMP FIRE PADSE 1105 QUAIL RD | 0 | 0 | 0 | 0 |  |  |  | 0 | [5 empty] | 0 | 0
| 74022721 |  | COMP |  | 1.79 | 0 |  |  |  | 1.79 | 53705.03 | DOCC | 102831106 | PARADISE 1106 | PARADISE 1106CB | 53 | 4.6443 | 2813 | 0.013022 | 0.0002457 | 2896 | #DIV/0! | 360 | Tier 3 | BUTTE | PARADISE | Butte | North Valley | Northern | 5783283 | E.5015608.01 | 115339958 | 74022721 | CWSP - CAMP FIRE PADSE 1106 BILLIE RD | 0 | 0 | 0 | 0 |  |  |  | 0 | [5 empty] | 0 | 0
| 74022723 |  |  |  |  | 0 |  |  |  |  | 55789.49 | PEND | 102831106 | PARADISE 1106 | PARADISE 1106CB | 53 | 4.6443 | 2813 | 0.013022 | 0.0002457 | 2896 | #DIV/0! | 219 | Tier 3 | BUTTE | PARADISE | Butte | North Valley | Northern | 5783287 | E.5015604.01 | 115342359 | 74022723 | CWSP - CAMP FIRE PDSE 1106 PONDEROSA WAY | 0 | 0 | 0 | 0 |  |  |  | 0 | [5 empty] | 0 | 0
| 35212469 |  | PLAN | 2020999 | [6 empty] | 0 | UNSE | 82931101 | POINT MORETTI 1101 | POINT MORETTI 110112122 | 63 | 6.5695 | 2199 | 0.32133 | 0.0051004 | 2205 | #DIV/0! |  |  | FRRB |  |  |  |  | 5793896 | E.5034569.01.02 | 119983626 | 35212469 | FRRB - POINT MORETTI 1101 LR12122
| 35212468 |  | PLAN | 2020999 | [6 empty] | 0 | UNSE | 82931101 | POINT MORETTI 1101 | POINT MORETTI 110136516 | 53 | 4.1639 | 2542 | 0.08431 | 0.0015908 | 2704 | #DIV/0! |  |  | FRRB |  |  |  |  | 5793896 | E.5034569.01.01 | 119933606 | 35212468 | FRRB - POINT MORETTI 1101 LR36516
| 35114041 |  | COMP | 2022333 | 1.3 | 0 | 2021 |  |  | 1.3 | 410392.77 | CONS | 163751102 | PINE GROVE 1102 | PINE GROVE 11021222 | 218 | 17.2598 | 2271 | 0.81905 | 0.0037571 | 2414 | 0.041333 | 20 | Tier 3 | PRE | PIONEER | Amador | Stockton | Central Valley | 5785992 | E.5014745.03 | 117500692 | 35114041 | CWSP - PINE GROVE 1102 - LR1222 - PH 1.3 | 6879 | 0 | 0 | 0 |  | 2018-49722 | 10982.4 | 2.08 | 2269920 | 2019-35977 | 0 | 0 | 7134 | 7134 | 1.3511 | 2594181.8182 | 2019-69790 | 2020-44560 | 0 | 0 | 6879 | 6879 | 1.3028 | 1891544 | 2760383 | 274.9737
| 35212471 |  | PLAN | 2020999 | [6 empty] | 0 | UNSE | 82931101 | POINT MORETTI 1101 | POINT MORETTI 11015076 | 67 | 7.4948 | 1393 | 2.2618 | 0.033758 | 1508 | #DIV/0! |  |  | FRRB |  |  |  |  | 5793896 | E.5034569.01.04 | 119983629 | 35212471 | FRRB - POINT MORETTI 1101 LR5076
| 35212470 |  | PLAN | 2020999 | [6 empty] | 0 | UNSE | 82931101 | POINT MORETTI 1101 | POINT MORETTI 110183716 | 22 | 2.503 | 2210 | 0.10689 | 0.0048588 | 2187 | #DIV/0! |  |  | FRRB |  |  |  |  | 5793896 | E.5034569.01.03 | 119983627 | 35212470 | FRRB - POINT MORETTI 1101 LR83716
| 35212460 |  | PLAN | 2020999 | [6 empty] | 0 | UNSE | 43321101 | RINCON 1101 | RINCON 110114605 | #N/A | 0 | #N/A | #N/A | #N/A | #N/A | #DIV/0! |  |  | FRRB |  |  |  |  | 5793893 | E.5034566.01.03 | 119983565 | 35212460 | FRRB - Rincon 1101 LR 14605
| 35114045 |  |  |  | 1.44 | 1.44 |  |  |  |  | 350366.97 | UNSC | 163751102 | PINE GROVE 1102 | PINE GROVE 11021222 | 218 | 17.2598 | 2271 | 0.81905 | 0.0037571 | 2414 | 0.047816 | 20 | Tier 3 | PRE | PIONEER | Amador | Stockton | Central Valley | 5786135 | E.5014745.07 | 117502843 | 35114045 | CWSP - PINE GROVE 1102 - LR1222 - PH 1.7 | 6917 | 0 | 685 | 0 |  | 2018-49722 | 10982.4 | 2.08 | 2269920 | 2019-35977 | 0 | 0 | 7259 | 7259 | 1.3748 | 2639636.3636 | 2019-75127 | 2020-55041 | 685 | 0 | 6917 | 7602 | 1.4398 | 3021946 | 3968570 | 397.5199
| 35095163 |  |  |  | 1.24 | 1.24 |  |  |  |  | 118841.43 | ADER | 163751102 | PINE GROVE 1102 | PINE GROVE 11021222 | 218 | 17.2598 | 2271 | 0.81905 | 0.0037571 | 2414 | 0.039425 | 20 | Tier 3 | PRE | PIONEER | Amador | Stockton | Central Valley | 5785227 | E.5014742.01 | 114708366 | 35095163 | CWSP - PINE GROVE 1102 - LR1222 - PH 2.1 | 6559 | 0 | 0 | 0 |  | 2020-58296 | 58608 | 11.1 | 2806785 | 2019-35972 | 0 | 0 | 6559 | 6559 | 1.2422 | 2385090.9091 | 2020-00360
| 35114046 |  |  |  | 1.23 | 1.23 |  |  |  |  | 75149.45 | ESTS | 163751102 | PINE GROVE 1102 | PINE GROVE 11021222 | 218 | 17.2598 | 2271 | 0.81905 | 0.0037571 | 2414 | 0.039107 | 20 | Tier 3 | PRE | PIONEER | Amador | Stockton | Central Valley | 5785996 | E.5014742.02 | 117499462 | 35114046 | CWSP - PINE GROVE 1102 - LR1222 - PH 2.2 | 6113 | 0 | 0 | 0 |  | 2018-54633 | 83964.72 | 1.59 | 1718171.43 | 2019-35972 | 0 | 0 | 6113 | 6113 | 1.1578 | 2222909.0909 | 2020-21513
| 35212461 |  | PLAN | 2020999 | [6 empty] | 0 | UNSE | 43321101 | RINCON 1101 | RINCON 1101663641 | 13 | 0.72937 | 2309 | 0.043609 | 0.0033545 | 2307 | #DIV/0! |  |  | FRRB |  |  |  |  | 5793893 | E.5034566.01.04 | 119983567 | 35212461 | FRRB - Rincon 1101 LR 663641
| 35212462 |  | PLAN | 2020999 | [6 empty] | 0 | UNSE | 43321103 | RINCON 1103 | RINCON 1103198 | 62 | 6.4238 | 1618 | 1.3987 | 0.02256 | 1658 | #DIV/0! |  |  | FRRB |  |  |  |  | 5793893 | E.5034566.01.05 | 119983580 | 35212462 | FRRB - Rincon 1103 LR 198
| 35114050 |  |  |  | 1.4 | 1.4 |  |  |  |  | 368931.31 | UNSC | 163751102 | PINE GROVE 1102 | PINE GROVE 11021222 | 218 | 17.2598 | 2271 | 0.81905 | 0.0037571 | 2414 | 0.044512 | 20 | Tier 2 | PRE | PIONEER | Amador | Stockton | Central Valley | 5785999 | E.5014742.05 | 117499593 | 35114050 | CWSP - PINE GROVE 1102 - LR1222 - PH 2.5 | 6564 | 0 | 0 | 0 |  | 2018-54633 | 83964.72 | 1.59 | 1718171.43 | 2019-35972 | 0 | 0 | 7377 | 7377 | 1.3972 | 2682545.4545 | 2020-27470 | 2020-48710 | 0 | 0 | 6564 | 6564 | 1.2432 | 2981678 | 4089518 | 454.2471
Approved (Scoped) | 35114051 |  | COMP | 2021136 | 1.44 | 0 | 2021 |  |  | 1.44 | 721582.95 | CONS | 163751102 | PINE GROVE 1102 | PINE GROVE 11021222 | 218 | 17.2598 | 2271 | 0.81905 | 0.0037571 | 2414 | 0.045784 | 20 | Tier 3 | PRE | PIONEER | Amador | Stockton | Central Valley | 5786000 | E.5014742.06 | 117502234 | 35114051 | CWSP - PINE GROVE 1102 - LR1222 - PH 2.6 | 7698 | 0 | 0 | 0 |  | 2018-54633 | 83964.72 | 1.59 | 1718171.43 | 2019-35972 | 0 | 0 | 7628 | 7628 | 1.4447 | 2773818.1818 | 2019-72313 | 2020-47316 | 0 | 0 | 7698 | 7698 | 1.458 | 3949678 | 5342998 | 513.0785
| 35114052 |  |  |  | 0.81 | 0.81 |  |  |  |  | 181535.08 | UNSC | 163751102 | PINE GROVE 1102 | PINE GROVE 11021222 | 218 | 17.2598 | 2271 | 0.81905 | 0.0037571 | 2414 | 0.025753 | 20 | Tier 3 | PRE | PIONEER | Amador | Stockton | Central Valley | 5786136 | E.5014742.07 | 117502368 | 35114052 | CWSP - PINE GROVE 1102 - LR1222 - PH 2.7 | 4291 | 0 | 0 | 0 |  | 2018-54633 | 83964.72 | 1.59 | 1718171.43 | 2019-35972 | 0 | 0 | 4399 | 4399 | 0.83314 | 1599636.3636 | 2019-80891 | 2020-55156 | 0 | 0 | 4291 | 4291 | 0.81269 | 2022612 | 2882815 | 471.3615
| 35114053 |  |  |  | 1.56 | 1.56 |  |  |  |  | 75646.16 | ADER | 163751102 | PINE GROVE 1102 | PINE GROVE 11021222 | 218 | 17.2598 | 2271 | 0.81905 | 0.0037571 | 2414 | 0.049599 | 20 | Tier 3 | PRE | PIONEER | Amador | Stockton | Central Valley | 5786137 | E.5014742.08 | 117502416 | 35114053 | CWSP - PINE GROVE 1102 - LR1222 - PH 2.8 | 8212 | 0 | 0 | 0 |  | 2018-54633 | 83964.72 | 1.59 | 1718171.43 | 2019-35972 | 0 | 0 | 8212 | 8212 | 1.5553 | 2986181.8182 | 2019-80903
| 35192043 |  |  |  | 7.682 | 7.682 |  |  |  |  | 4226.54 | UNSE | 163751102 | PINE GROVE 1102 | PINE GROVE 110213438 | 172 | 16.5438 | 2136 | 1.1008 | 0.0063999 | 2096 | 0.34246 | 49 | Tier 3 | ECOP | VOLCANO | Amador | Stockton | Central Valley | 5792066 | E.5034374.01 | 119553911 | 35192043 | ECOP - PINE GROVE 1102 - H03-LR13438 - PH 1 | 39345 | 0 | 0 | 0 | 2020-56129 | 2020-56130 | 40560 | 7.6818 | 8449933 | - | 0 | 0 | 40560.96 | 40560.96 | 7.682 | 14749440
| 35192044 |  |  |  | 8.836 | 8.836 |  |  |  |  | 4594.15 | UNSE | 163751102 | PINE GROVE 1102 | PINE GROVE 110213438 | 172 | 16.5438 | 2136 | 1.1008 | 0.0063999 | 2096 | 0.39391 | 49 | Tier 3 | ECOP | VOLCANO | Amador | Stockton | Central Valley | 5792067 | E.5034375.01 | 119553912 | 35192044 | ECOP - PINE GROVE 1102 - H03-LR13438 - PH 2 | 46653 | 0 | 0 | 0 | 2020-56131 | 2020-56132 | 46653 | 8.8358 | 9863973 | -
| 35192046 |  |  |  | 10.21 | 10.21 |  |  |  |  | 5019.02 | UNSE | 163751102 | PINE GROVE 1102 | PINE GROVE 11023172 | 448 | 37.6855 | 1592 | 10.4588 | 0.023346 | 2161 | 2.1309 | 80 | Tier 3 | ECOP | PINE GROVE | Amador | Stockton | Central Valley | 5792072 | E.5034380.01.01 | 119553919 | 35192046 | ECOP - PINE GROVE 1102 - H04-LR3172 - PH 1 | 42851 | 14770 | 0 | 0 | 2020-57401 | 2020-57402 | 53908.8 | 10.21 | 14064723 | -
| 35192047 |  |  |  | 7.133 | 7.133 |  |  |  |  | 5607.59 | UNSE | 163751102 | PINE GROVE 1102 | PINE GROVE 11023172 | 448 | 37.6855 | 1592 | 10.4588 | 0.023346 | 2161 | 1.3263 | 80 | Tier 3 | ECOP | PINE GROVE | Amador | Stockton | Central Valley | 5792073 | E.5034381.01 | 119554050 | 35192047 | ECOP - PINE GROVE 1102 - H04-LR3172 - PH 2 | 35983 | 0 | 0 | 0 | 2020-57403 | 2020-57404 | 377193.04 | 7.133 | 8274662 | -
| 35192048 |  |  |  | 10.21 | 10.21 |  |  |  |  | 5240.08 | UNSE | 163751102 | PINE GROVE 1102 | PINE GROVE 11023172 | 448 | 37.6855 | 1592 | 10.4588 | 0.023346 | 2161 | 1.8985 | 80 | Tier 3 | ECOP | PINE GROVE | Amador | Stockton | Central Valley | 5792074 | E.5034382.01 | 119554051 | 35192048 | ECOP - PINE GROVE 1102 - H04-LR3172 - PH 3 | 50517 | 0 | 0 | 0 | 2020-57405 | 2020-57406 | 53908.8 | 10.21 | 10970526 | -
| 35192049 |  |  |  | 8.73 | 8.73 |  |  |  |  | 4822.85 | UNSE | 163751102 | PINE GROVE 1102 | PINE GROVE 11023172 | 448 | 37.6855 | 1592 | 10.4588 | 0.023346 | 2161 | 1.6233 | 80 | Tier 3 | ECOP | PINE GROVE | Amador | Stockton | Central Valley | 5792075 | E.5034383.01 | 119554052 | 35192049 | ECOP - PINE GROVE 1102 - H04-LR3172 - PH 4 | 46106 | 0 | 0 | 0 | 2020-57407 | 2020-57408 | 46094.4 | 8.73 | 10002143 | -
| 35174469 |  |  |  | 10.88 | 10.88 |  |  |  |  | 11387.16 | ESTS | 163751102 | PINE GROVE 1102 | PINE GROVE 110245292 | 132 | 10.7835 | 2447 | 0.29501 | 0.002235 | 2304 | 0.21241 | 5 | Tier 3 | ECOP | PIONEER | Amador | Stockton | Central Valley | 5790105 | E.5033910.01 | 118912983 | 35174469 | ECOP - PINE GROVE 1102 - H01 -LR45292 | 49190 | 6337 | 1373 | 0 | 2020-51138 | 2020-51139 | 55545.6 | 10.52 | 15552044 | 2020-09-22 | 0 | 6336 | 49209.6 | 55545.6 | 10.52 | 20198400
| 35192296 |  |  |  | 8.1 | 8.1 |  |  |  |  | 1686.54 | UNSE | 163751102 | PINE GROVE 1102 | PINE GROVE 110283098 | 104 | 7.9173 | 1668 | 2.0942 | 0.020137 | 1378 | 1.4355 | 167 | Tier 3 | ECOP | PINE GROVE | Amador | Stockton | Central Valley | 5792102 | E.5034411.01 | 119556406 | 35192296 | ECOP - PINE GROVE 1102 - H06-LR83098 | 42265 | 0 | 0 | 0 | [5 empty] | -
| 35043291 |  | COMP | 2019037 | 2.82 | 0 |  |  |  | 2.82 | 2906304.65 | DOCC | 163751102 | PINE GROVE 1102 | PINE GROVE 11029145 | 0 | 0 | 0 | 0 | 0 | #N/A | #DIV/0! | 156 | Tier 3 | PRE | PINE GROVE | Amador | Stockton | Central Valley | 5782590 | E.5014680.01 | 114631479 | 35043291 | CWSP - PINE GROVE 1102 - LR9145 - PH 1.1 | 14920 | 0 | 0 | 0 |  | 2018-46893 | 15312 | 2.9 | 3000000 | 2019-28711 | 0 | 0 | 14872 | 14872 | 2.8167 | 5408000 | 2019-39150 | 2019-62696 | 0 | 0 | 14920 | 14920 | 2.8258 | 2997549 | 3988433 | 200.9081
| 35192297 |  |  |  | 3.12 | 3.12 |  |  |  |  | 1686.54 | UNSE | 163751102 | PINE GROVE 1102 | PINE GROVE 1102CB | 136 | 10.8527 | 1920 | 1.4895 | 0.010952 | 1746 | 0.28691 | 388 | Tier 3 | ECOP | PINE GROVE | Amador | Stockton | Central Valley | 5792103 | E.5034412.01 | 119556415 | 35192297 | ECOP - PINE GROVE 1102 - H07-CB | 23461 | 0 | 0 | 0 |  |  |  | 0 |  | - |  |  |  | 0 | 0
| 35056387 |  |  |  | 1.13 | 1.13 |  |  |  |  | 21860.57 | ESTS | 153082106 | PLACERVILLE 2106 | PLACERVILLE 21061104 | 462 | 49.4989 | 2131 | 2.9785 | 0.0064469 | 2171 | 0.045557 | 16 | Tier 3 | PRE | GEORGETOWN | El Dorado | Sierra | Northern | 5782580 | E.5015426.01 | 114985530 | 35056387 | CWSP - PLACERVILLE 2106 - LR 1104 - PH 1.1 | 5981 | 0 | 0 | 0 |  | 2018-83825 | 5649.6 | 1.07 | 1163600 | 2020-08079 | 0 | 0 | 5981 | 5981 | 1.1328 | 2174909.0909
| 35167136 |  |  |  | 0.95 | 0.95 |  |  |  |  | 214.56 | ESTS | 153082106 | PLACERVILLE 2106 | PLACERVILLE 21061104 | 462 | 49.4989 | 2131 | 2.9785 | 0.0064469 | 2171 | 0.0383 | 16 | Tier 3 | PRE | GEORGETOWN | El Dorado | Sierra | Northern | 5539442 | E.5015426.02 | 118729469 | 35167136 | CWSP - PLACERVILLE 2106 - LR 1104 - PH 1.2 | 5000 | 0 | 0 | 0 |  | 2018-83825 | 5649.6 | 1.07 | 1163600 | 2020-08079 | 0 | 0 | 5000 | 5000 | 0.94697 | 1818181.8182
| 35167138 |  |  |  | 2.04 | 2.04 |  |  |  |  | 600 | ESTS | 153082106 | PLACERVILLE 2106 | PLACERVILLE 21061104 | 462 | 49.4989 | 2131 | 2.9785 | 0.0064469 | 2171 | 0.082244 | 16 | Tier 3 | PRE | GEORGETOWN | El Dorado | Sierra | Northern | 5790011 | E.5015426.03 | 118729544 | 35167138 | CWSP - PLACERVILLE 2106 - LR 1104 - PH 1.3 | 10745 | 0 | 0 | 0 |  | 2018-83825 | 5649.6 | 1.07 | 1163600 | 2020-08079 | 0 | 0 | 10745 | 10745 | 2.035 | 3907272.7273
| 35168820 |  |  |  | 1.36 | 1.36 |  |  |  |  | 0 | ESTS | 153082106 | PLACERVILLE 2106 | PLACERVILLE 21061104 | 462 | 49.4989 | 2131 | 2.9785 | 0.0064469 | 2171 | 0.054829 | 16 | Tier 3 | PRE | GEORGETOWN | El Dorado | Sierra | Northern | 5539424 | E.5015426.04 | 118738238 | 35168820 | CWSP - PLACERVILLE 2106 - LR 1104 - PH 1.4 | 7173 | 0 | 0 | 0 |  | 2018-83825 | 5649.6 | 1.07 | 1163600 | 2020-08079 | 0 | 0 | 7173 | 7173 | 1.3585 | 2608363.6364
| 35168821 |  |  |  | 0.86 | 0.86 |  |  |  |  | 412.71 | ESTS | 153082106 | PLACERVILLE 2106 | PLACERVILLE 21061104 | 462 | 49.4989 | 2131 | 2.9785 | 0.0064469 | 2171 | 0.034671 | 16 | Tier 3 | PRE | GEORGETOWN | El Dorado | Sierra | Northern | 5539425 | E.5015426.05 | 118738363 | 35168821 | CWSP - PLACERVILLE 2106 - LR 1104 - PH 1.5 | 4525 | 0 | 0 | 0 |  | 2018-83825 | 5649.6 | 1.07 | 1163600 | 2020-08079 | 0 | 0 | 4525 | 4525 | 0.85701 | 1645454.5455 | 2020-55388
| 35168822 |  |  |  | 0.49 | 0.49 |  |  |  |  | 0 | ESTS | 153082106 | PLACERVILLE 2106 | PLACERVILLE 21061104 | 462 | 49.4989 | 2131 | 2.9785 | 0.0064469 | 2171 | 0.019755 | 16 | Tier 3 | PRE | GEORGETOWN | El Dorado | Sierra | Northern | 5539426 | E.5015426.06 | 118738366 | 35168822 | CWSP - PLACERVILLE 2106 - LR 1104 - PH 1.6 | 2583 | 0 | 0 | 0 |  | 2018-83825 | 5649.6 | 1.07 | 1163600 | 2020-08079 | 0 | 0 | 2583 | 2583 | 0.4892 | 939272.7273
| 35168823 |  |  |  | 0.31 | 0.31 |  |  |  |  | 0 | ESTS | 153082106 | PLACERVILLE 2106 | PLACERVILLE 21061104 | 462 | 49.4989 | 2131 | 2.9785 | 0.0064469 | 2171 | 0.018467 | 16 | Tier 3 | PRE | GEORGETOWN | El Dorado | Sierra | Northern | 5539427 | E.5015426.07 | 118738440 | 35168823 | CWSP - PLACERVILLE 2106 - LR 1104 - PH 1.7 | 0 | 1615 | 0 | 0 |  | 2018-83825 | 5649.6 | 1.07 | 1163600 | 2020-08079 | 0 | 1615 | 0 | 1615 | 0.30587 | 1284659.0909
| 35056433 |  |  |  | 1.3 | 1.3 |  |  |  |  | 19774.61 | UNSE | 153082106 | PLACERVILLE 2106 | PLACERVILLE 21061104 | 462 | 49.4989 | 2131 | 2.9785 | 0.0064469 | 2171 | 0.05241 | 16 | Tier 3 | PRE | GEORGETOWN | El Dorado | Sierra | Northern | 5782581 | E.5015425.01 | 114985551 | 35056433 | CWSP - PLACERVILLE 2106 - LR 1104 - PH 2.1 | 6883 | 0 | 0 | 0 |  | 2018-83913 | 5940 | 1.125 | 1196525 | 2020-22211 | 0 | 0 | 6883 | 6883 | 1.3036 | 2502909.0909
| 35174993 |  |  |  | 0.79 | 0.79 |  |  |  |  | 0 | UNSE | 153082106 | PLACERVILLE 2106 | PLACERVILLE 21061104 | 462 | 49.4989 | 2131 | 2.9785 | 0.0064469 | 2171 | 0.031849 | 16 | Tier 3 | PRE | GEORGETOWN | El Dorado | Sierra | Northern | 5790541 | E.5015425.02 | 118964445 | 35174993 | CWSP - PLACERVILLE 2106 - LR 1104 - PH 2.2 | 4180 | 0 | 0 | 0 |  | 2018-83913 | 5940 | 1.125 | 1196525 | 2020-22211 | 0 | 0 | 4180 | 4180 | 0.79167 | 1520000
| 35176209 |  |  |  | 0.81 | 0.81 |  |  |  |  | 0 | UNSE | 153082106 | PLACERVILLE 2106 | PLACERVILLE 21061104 | 462 | 49.4989 | 2131 | 2.9785 | 0.0064469 | 2171 | 0.032656 | 16 | Tier 3 | PRE | GEORGETOWN | El Dorado | Sierra | Northern | 5790542 | E.5015425.03 | 118964446 | 35176209 | CWSP - PLACERVILLE 2106 - LR 1104 - PH 2.3 | 4266 | 0 | 0 | 0 |  | 2018-83913 | 5940 | 1.125 | 1196525 | 2020-22211 | 0 | 0 | 4266 | 4266 | 0.80795 | 1551272.7273
| 35176210 |  |  |  | 1.39 | 1.39 |  |  |  |  | 0 | UNSE | 153082106 | PLACERVILLE 2106 | PLACERVILLE 21061104 | 462 | 49.4989 | 2131 | 2.9785 | 0.0064469 | 2171 | 0.056039 | 16 | Tier 3 | PRE | GEORGETOWN | El Dorado | Sierra | Northern | 5790543 | E.5015425.04 | 118964447 | 35176210 | CWSP - PLACERVILLE 2106 - LR 1104 - PH 2.4 | 7339 | 0 | 0 | 0 |  | 2018-83913 | 5940 | 1.125 | 1196525 | 2020-22211 | 0 | 0 | 7339 | 7339 | 1.39 | 2668727.2727
| 35176211 |  |  |  | 0.99 | 0.99 |  |  |  |  | 0 | UNSE | 153082106 | PLACERVILLE 2106 | PLACERVILLE 21061104 | 462 | 49.4989 | 2131 | 2.9785 | 0.0064469 | 2171 | 0.039912 | 16 | Tier 3 | PRE | GEORGETOWN | El Dorado | Sierra | Northern | 5790544 | E.5015425.05 | 118964448 | 35176211 | CWSP - PLACERVILLE 2106 - LR 1104 - PH 2.5 | 5211 | 0 | 0 | 0 |  | 2018-83913 | 5940 | 1.125 | 1196525 | 2020-22211 | 0 | 0 | 5211 | 5211 | 0.98693 | 1894909.0909
| 35177109 |  |  |  | 0.66 | 0.66 |  |  |  |  | 0 | UNSE | 153082106 | PLACERVILLE 2106 | PLACERVILLE 21061104 | 462 | 49.4989 | 2131 | 2.9785 | 0.0064469 | 2171 | 0.026608 | 16 | Tier 3 | PRE | GEORGETOWN | El Dorado | Sierra | Northern | 5540306 | E.5015425.06 | 119021498 | 35177109 | CWSP - PLACERVILLE 2106 - LR 1104 - PH 2.6 | 3493 | 0 | 0 | 0 |  | 2018-83913 | 5940 | 1.125 | 1196525 | 2020-22211 | 0 | 0 | 3493 | 3493 | 0.66155 | 1270181.8182
| 35177110 |  |  |  | 1.42 | 1.42 |  |  |  |  | 0 | UNSE | 153082106 | PLACERVILLE 2106 | PLACERVILLE 21061104 | 462 | 49.4989 | 2131 | 2.9785 | 0.0064469 | 2171 | 0.057248 | 16 | Tier 3 | PRE | GEORGETOWN | El Dorado | Sierra | Northern | 5540307 | E.5015425.07 | 119021499 | 35177110 | CWSP - PLACERVILLE 2106 - LR 1104 - PH 2.7 | 7507 | 0 | 0 | 0 |  | 2018-83913 | 5940 | 1.125 | 1196525 | 2020-22211 | 0 | 0 | 7507 | 7507 | 1.4218 | 2729818.1818
| 35177111 |  |  |  | 1.67 | 1.67 |  |  |  |  | 0 | UNSE | 153082106 | PLACERVILLE 2106 | PLACERVILLE 21061104 | 462 | 49.4989 | 2131 | 2.9785 | 0.0064469 | 2171 | 0.067327 | 16 | Tier 3 | PRE | GEORGETOWN | El Dorado | Sierra | Northern | 5791027 | E.5015425.08 | 119021511 | 35177111 | CWSP - PLACERVILLE 2106 - LR 1104 - PH 2.8 | 8807 | 0 | 0 | 0 |  | 2018-83913 | 5940 | 1.125 | 1196525 | 2020-22211 | 0 | 0 | 8807 | 8807 | 1.668 | 3202545.4545
| 35056434 |  |  |  | 1.1 | 1.1 |  |  |  |  | 16104.86 | UNSE | 153082106 | PLACERVILLE 2106 | PLACERVILLE 21061104 | 462 | 49.4989 | 2131 | 2.9785 | 0.0064469 | 2171 | 0.044347 | 16 | Tier 3 | PRE | GEORGETOWN | El Dorado | Sierra | Northern | 5782582 | E.5015424.01 | 114985557 | 35056434 | CWSP - PLACERVILLE 2106 - LR 1104 - PH 3.1 | 5827 | 0 | 0 | 0 |  | 2018-83959 | 6283.2 | 1.19 | 1268314.29 | 2020-22224 | 0 | 0 | 5827 | 5827 | 1.1036 | 2118909.0909
| 35175843 |  |  |  | 0.407 | 0.407 |  |  |  |  | 0 | UNSE | 153082106 | PLACERVILLE 2106 | PLACERVILLE 21061104 | 462 | 49.4989 | 2131 | 2.9785 | 0.0064469 | 2171 | 0.016408 | 16 | Tier 3 | PRE | GEORGETOWN | El Dorado | Sierra | Northern | 5790545 | E.5015424.02 | 118981826 | 35175843 | CWSP - PLACERVILLE 2106 - LR 1104 - PH 3.2 | 2150 | 0 | 0 | 0 |  | 2018-83959 | 6283.2 | 1.19 | 1268314.29 | 2020-22224 | 0 | 0 | 2150 | 2150 | 0.4072 | 781818.1818
| 35175844 |  |  |  | 0.885 | 0.885 |  |  |  |  | 0 | UNSE | 153082106 | PLACERVILLE 2106 | PLACERVILLE 21061104 | 462 | 49.4989 | 2131 | 2.9785 | 0.0064469 | 2171 | 0.035679 | 16 | Tier 3 | PRE | GEORGETOWN | El Dorado | Sierra | Northern | 5790546 | E.5015424.03 | 118981828 | 35175844 | CWSP - PLACERVILLE 2106 - LR 1104 - PH 3.3 | 4673 | 0 | 0 | 0 |  | 2018-83959 | 6283.2 | 1.19 | 1268314.29 | 2020-22224 | 0 | 0 | 4673 | 4673 | 0.88504 | 1699272.7273
| 35175845 |  |  |  | 2.344 | 2.344 |  |  |  |  | 0 | UNSE | 153082106 | PLACERVILLE 2106 | PLACERVILLE 21061104 | 462 | 49.4989 | 2131 | 2.9785 | 0.0064469 | 2171 | 0.0945 | 16 | Tier 3 | PRE | GEORGETOWN | El Dorado | Sierra | Northern | 5790547 | E.5015424.04 | 118981829 | 35175845 | CWSP - PLACERVILLE 2106 - LR 1104 - PH 3.4 | 12378 | 0 | 0 | 0 |  | 2018-83959 | 6283.2 | 1.19 | 1268314.29 | 2020-22224 | 0 | 0 | 12378 | 12378 | 2.3443 | 4501090.9091
| 35175846 |  |  |  | 1.89 | 1.89 |  |  |  |  | 0 | UNSE | 153082106 | PLACERVILLE 2106 | PLACERVILLE 21061104 | 462 | 49.4989 | 2131 | 2.9785 | 0.0064469 | 2171 | 0.076197 | 16 | Tier 3 | PRE | GEORGETOWN | El Dorado | Sierra | Northern | 5790548 | E.5015424.05 | 118981890 | 35175846 | CWSP - PLACERVILLE 2106 - LR 1104 - PH 3.5 | 9976 | 0 | 0 | 0 |  | 2018-83959 | 6283.2 | 1.19 | 1268314.29 | 2020-22224 | 0 | 0 | 9976 | 9976 | 1.8894 | 3627636.3636
| 35177107 |  |  |  | 0.37 | 0.37 |  |  |  |  | 0 | UNSE | 153082106 | PLACERVILLE 2106 | PLACERVILLE 21061104 | 462 | 49.4989 | 2131 | 2.9785 | 0.0064469 | 2171 | 0.014917 | 16 | Tier 3 | PRE | GEORGETOWN | El Dorado | Sierra | Northern | 5540299 | E.5015424.06 | 119021512 | 35177107 | CWSP - PLACERVILLE 2106 - LR 1104 - PH 3.6 | 1947 | 0 | 0 | 0 |  | 2018-83959 | 6283.2 | 1.19 | 1268314.29 | 2020-22224 | 0 | 0 | 1947 | 1947 | 0.36875 | 708000
| 35177108 |  |  |  | 0.19 | 0.19 |  |  |  |  | 0 | UNSE | 153082106 | PLACERVILLE 2106 | PLACERVILLE 21061104 | 462 | 49.4989 | 2131 | 2.9785 | 0.0064469 | 2171 | 0.00766 | 16 | Tier 3 | PRE | GEORGETOWN | El Dorado | Sierra | Northern | 5540300 | E.5015424.07 | 119021513 | 35177108 | CWSP - PLACERVILLE 2106 - LR 1104 - PH 3.7 | 1022 | 0 | 0 | 0 |  | 2018-83959 | 6283.2 | 1.19 | 1268314.29 | 2020-22224 | 0 | 0 | 1022 | 1022 | 0.19356 | 371636.3636
| 35056435 |  |  |  | 1.86 | 1.86 |  |  |  |  | 16459.6 | UNSE | 153082106 | PLACERVILLE 2106 | PLACERVILLE 21061104 | 462 | 49.4989 | 2131 | 2.9785 | 0.0064469 | 2171 | 0.074987 | 16 | Tier 3 | PRE | GEORGETOWN | El Dorado | Sierra | Northern | 5782583 | E.5015423.01 | 114985560 | 35056435 | CWSP - PLACERVILLE 2106 - LR 1104 - PH 4.1 | 9808 | 0 | 0 | 0 |  | 2018-83984 | 9187.2 | 1.74 | 1837700 | 2020-22301 | 0 | 0 | 9808 | 9808 | 1.8576 | 3566545.4545
| 35175847 |  |  |  | 1.98 | 1.98 |  |  |  |  | 3490.18 | UNSE | 153082106 | PLACERVILLE 2106 | PLACERVILLE 21061104 | 462 | 49.4989 | 2131 | 2.9785 | 0.0064469 | 2171 | 0.079825 | 16 | Tier 3 | PRE | GEORGETOWN | El Dorado | Sierra | Northern | 5790549 | E.5015423.02 | 118981893 | 35175847 | CWSP - PLACERVILLE 2106 - LR 1104 - PH 4.2 | 10429 | 0 | 0 | 0 |  | 2018-83984 | 9187.2 | 1.74 | 1837700 | 2020-22301 | 0 | 0 | 10429 | 10429 | 1.9752 | 3792363.6364
| 35175848 |  |  |  | 1.27 | 1.27 |  |  |  |  | 0 | UNSE | 153082106 | PLACERVILLE 2106 | PLACERVILLE 21061104 | 462 | 49.4989 | 2131 | 2.9785 | 0.0064469 | 2171 | 0.051201 | 16 | Tier 3 | PRE | GEORGETOWN | El Dorado | Sierra | Northern | 5790550 | E.5015423.03 | 118981896 | 35175848 | CWSP - PLACERVILLE 2106 - LR 1104 - PH 4.3 | 6725 | 0 | 0 | 0 |  | 2018-83984 | 9187.2 | 1.74 | 1837700 | 2020-22301 | 0 | 0 | 6725 | 6725 | 1.2737 | 2445454.5455
| 35175849 |  |  |  | 1.77 | 1.77 |  |  |  |  | 0 | UNSE | 153082106 | PLACERVILLE 2106 | PLACERVILLE 21061104 | 462 | 49.4989 | 2131 | 2.9785 | 0.0064469 | 2171 | 0.071359 | 16 | Tier 3 | PRE | GEORGETOWN | El Dorado | Sierra | Northern | 5790551 | E.5015423.04 | 118981897 | 35175849 | CWSP - PLACERVILLE 2106 - LR 1104 - PH 4.4 | 9343 | 0 | 0 | 0 |  | 2018-83984 | 9187.2 | 1.74 | 1837700 | 2020-22301 | 0 | 0 | 9343 | 9343 | 1.7695 | 3397454.5455
| 35175850 |  |  |  | 1.14 | 1.14 |  |  |  |  | 0 | UNSE | 153082106 | PLACERVILLE 2106 | PLACERVILLE 21061104 | 462 | 49.4989 | 2131 | 2.9785 | 0.0064469 | 2171 | 0.04596 | 16 | Tier 3 | PRE | GEORGETOWN | El Dorado | Sierra | Northern | 5790552 | E.5015423.05 | 118981898 | 35175850 | CWSP - PLACERVILLE 2106 - LR 1104 - PH 4.5 | 6040 | 0 | 0 | 0 |  | 2018-83984 | 9187.2 | 1.74 | 1837700 | 2020-22301 | 0 | 0 | 6040 | 6040 | 1.1439 | 2196363.6364
| 35056438 |  |  |  | 2.15 | 2.15 |  |  |  |  | 12060.56 | UNSE | 153082106 | PLACERVILLE 2106 | PLACERVILLE 21061104 | 462 | 49.4989 | 2131 | 2.9785 | 0.0064469 | 2171 | 0.086679 | 16 | Tier 3 | PRE | GEORGETOWN | El Dorado | Sierra | Northern | 5782584 | E.5015422.01 | 114985561 | 35056438 | CWSP - PLACERVILLE 2106 - LR 1104 - PH 5.1 | 11374 | 0 | 0 | 0 |  | 2018-84079 | 9187.2 | 1.74 | 1864520 | 2020-22336 | 0 | 0 | 11374 | 11374 | 2.1542 | 4136000
| 35175852 |  |  |  | 1.75 | 1.75 |  |  |  |  | 0 | UNSE | 153082106 | PLACERVILLE 2106 | PLACERVILLE 21061104 | 462 | 49.4989 | 2131 | 2.9785 | 0.0064469 | 2171 | 0.070552 | 16 | Tier 3 | PRE | GEORGETOWN | El Dorado | Sierra | Northern | 5790553 | E.5015422.02 | 118981899 | 35175852 | CWSP - PLACERVILLE 2106 - LR 1104 - PH 5.2 | 9247 | 0 | 0 | 0 |  | 2018-84079 | 9187.2 | 1.74 | 1864520 | 2020-22336 | 0 | 0 | 9247 | 9247 | 1.7513 | 3362545.4545
| 35175853 |  |  |  | 0.66 | 0.66 |  |  |  |  | 0 | UNSE | 153082106 | PLACERVILLE 2106 | PLACERVILLE 21061104 | 462 | 49.4989 | 2131 | 2.9785 | 0.0064469 | 2171 | 0.026608 | 16 | Tier 3 | PRE | GEORGETOWN | El Dorado | Sierra | Northern | 5790554 | E.5015422.03 | 118981960 | 35175853 | CWSP - PLACERVILLE 2106 - LR 1104 - PH 5.3 | 3483 | 0 | 0 | 0 |  | 2018-84079 | 9187.2 | 1.74 | 1864520 | 2020-22336 | 0 | 0 | 3483 | 3483 | 0.65966 | 1266545.4545
| 35175854 |  |  |  | 1.94 | 1.94 |  |  |  |  | 0 | UNSE | 153082106 | PLACERVILLE 2106 | PLACERVILLE 21061104 | 462 | 49.4989 | 2131 | 2.9785 | 0.0064469 | 2171 | 0.078212 | 16 | Tier 3 | PRE | GEORGETOWN | El Dorado | Sierra | Northern | 5790555 | E.5015422.04 | 118981961 | 35175854 | CWSP - PLACERVILLE 2106 - LR 1104 - PH 5.4 | 10236 | 0 | 0 | 0 |  | 2018-84079 | 9187.2 | 1.74 | 1864520 | 2020-22336 | 0 | 0 | 10236 | 10236 | 1.9386 | 3722181.8182
| 35175855 |  |  |  | 1.99 | 1.99 |  |  |  |  | 0 | UNSE | 153082106 | PLACERVILLE 2106 | PLACERVILLE 21061104 | 462 | 49.4989 | 2131 | 2.9785 | 0.0064469 | 2171 | 0.080228 | 16 | Tier 3 | PRE | GEORGETOWN | El Dorado | Sierra | Northern | 5790556 | E.5015422.05 | 118981962 | 35175855 | CWSP - PLACERVILLE 2106 - LR 1104 - PH 5.5 | 10487 | 0 | 0 | 0 |  | 2018-84079 | 9187.2 | 1.74 | 1864520 | 2020-22336 | 0 | 0 | 10487 | 10487 | 1.9862 | 3813454.5455
| 35056439 |  |  |  | 1.56 | 1.56 |  |  |  |  | 11163.21 | UNSE | 153082106 | PLACERVILLE 2106 | PLACERVILLE 21061104 | 462 | 49.4989 | 2131 | 2.9785 | 0.0064469 | 2171 | 0.062892 | 16 | Tier 3 | PRE | GEORGETOWN | El Dorado | Sierra | Northern | 5782585 | E.5015421.01 | 114985621 | 35056439 | CWSP - PLACERVILLE 2106 - LR 1104 - PH 6.1 | 8243 | 0 | 0 | 0 |  | 2018-84110 | 8342.4 | 1.58 | 1679100 | 2020-22335 | 0 | 0 | 8243 | 8243 | 1.5612 | 2997454.5455
| 35175856 |  |  |  | 1.59 | 1.59 |  |  |  |  | 0 | UNSE | 153082106 | PLACERVILLE 2106 | PLACERVILLE 21061104 | 462 | 49.4989 | 2131 | 2.9785 | 0.0064469 | 2171 | 0.064102 | 16 | Tier 3 | PRE | GEORGETOWN | El Dorado | Sierra | Northern | 5790557 | E.5015421.02 | 118981963 | 35175856 | CWSP - PLACERVILLE 2106 - LR 1104 - PH 6.2 | 8397 | 0 | 0 | 0 |  | 2018-84110 | 8342.4 | 1.58 | 1679100 | 2020-22335 | 0 | 0 | 8397 | 8397 | 1.5903 | 3053454.5455
| 35175857 |  |  |  | 1.42 | 1.42 |  |  |  |  | 0 | UNSE | 153082106 | PLACERVILLE 2106 | PLACERVILLE 21061104 | 462 | 49.4989 | 2131 | 2.9785 | 0.0064469 | 2171 | 0.057248 | 16 | Tier 3 | PRE | GEORGETOWN | El Dorado | Sierra | Northern | 5790578 | E.5015421.03 | 118981964 | 35175857 | CWSP - PLACERVILLE 2106 - LR 1104 - PH 6.3 | 7521 | 0 | 0 | 0 |  | 2018-84110 | 8342.4 | 1.58 | 1679100 | 2020-22335 | 0 | 0 | 7521 | 7521 | 1.4244 | 2734909.0909
| 35175858 |  |  |  | 1.01 | 1.01 |  |  |  |  | 0 | UNSE | 153082106 | PLACERVILLE 2106 | PLACERVILLE 21061104 | 462 | 49.4989 | 2131 | 2.9785 | 0.0064469 | 2171 | 0.040719 | 16 | Tier 3 | PRE | GEORGETOWN | El Dorado | Sierra | Northern | 5790579 | E.5015421.04 | 118981965 | 35175858 | CWSP - PLACERVILLE 2106 - LR 1104 - PH 6.4 | 5348 | 0 | 0 | 0 |  | 2018-84110 | 8342.4 | 1.58 | 1679100 | 2020-22335 | 0 | 0 | 5348 | 5348 | 1.0129 | 1944727.2727
| 35175859 |  |  |  | 2.18 | 2.18 |  |  |  |  | 0 | UNSE | 153082106 | PLACERVILLE 2106 | PLACERVILLE 21061104 | 462 | 49.4989 | 2131 | 2.9785 | 0.0064469 | 2171 | 0.087888 | 16 | Tier 3 | PRE | GEORGETOWN | El Dorado | Sierra | Northern | 5790580 | E.5015421.05 | 118981966 | 35175859 | CWSP - PLACERVILLE 2106 - LR 1104 - PH 6.5 | 11495 | 0 | 0 | 0 |  | 2018-84110 | 8342.4 | 1.58 | 1679100 | 2020-22335 | 0 | 0 | 11495 | 11495 | 2.1771 | 4180000
| 31361969 |  |  |  |  | 0 |  |  |  |  | 1200.31 | UNSE | 43381101 | POINT ARENA 1101 | POINT ARENA 11013702 | 35 | 4.8876 | 1490 | 0.99668 | 0.028477 | 1152 | 0 | 2712 | Tier 3 | WDDB | POINT ARENA | Mendocino | Sonoma | Northern | 5530159 | # | 113752520 | 31361969 | RECON 9,400 FT - POINT ARENA 1101 | 7700 | 0 | 0 | 0 |  | 2018-12829 | 7700 | 1.4583 | 847000 |  |  |  |  | 0 | 0
| 31272375 |  |  |  |  | 0 |  |  |  |  | 79225.3 | PEND | 82931101 | POINT MORETTI 1101 | POINT MORETTI 110112122 | 63 | 6.5695 | 2199 | 0.32133 | 0.0051004 | 2205 | 0 | 2707 | Tier 3 | WDDB | DAVENPORT | Santa Cruz | Central Coast | Central Coast | 5530159 | P.11379 | 111973967 | 31272375 | R2 RECONDUCT PT. MORETTI BEYOND 5995 | 5150 | 0 | 0 | 0 |  | 2016-95735 | 5150 | 0.97538 | 566500 |  |  |  |  | 0 | 0
| 31280506 |  |  |  | 1.856 | 1.856 |  |  |  |  | 22941.03 | UNSE | 82931101 | POINT MORETTI 1101 | POINT MORETTI 110136514 | 64 | 6.8677 | 2062 | 0.4904 | 0.0076624 | 2141 | 0.088795 | 992 | Tier 3 | WDDB | SANTA CRUZ | Santa Cruz | Central Coast | Central Coast | 5530159 | P.11376 | 112115009 | 31280506 | R2 RECONDUCT PT. MORETTI BEYOND 8981 | 9800 | 0 | 0 | 0 |  | 2016-107917 | 9800 | 1.8561 | 1078000 |  |  |  |  | 0 | 0
| 31272374 |  |  |  |  | 0 |  |  |  |  | 2284586.1 | PEND | 82931101 | POINT MORETTI 1101 | POINT MORETTI 11015076 | 67 | 7.4948 | 1393 | 2.2618 | 0.033758 | 1508 | 0 | 2568 | Tier 3 | WDDB | DAVENPORT | Santa Cruz | Central Coast | Central Coast | 5788791 | P.11381 | 111973964 | 31272374 | R2RECONDUCT PT.MORETTI FROM 5043 TO 5955 | 8500 | 0 | 0 | 0 |  | 2016-95694 | 8500 | 1.6098 | 946000 |  |  |  |  | 0 | 0
| 31209950 |  | COMP | 2019036 | 0.57 | 0 |  |  |  | 0.57 | 1212656.46 | DOCC | 42281105 | POTTER VALLEY P H 1105 | POTTER VALLEY P H 110576498 | 119 | 14.8806 | 1348 | 4.3234 | 0.036331 | 1606 | 0.11096 | 2098 | Tier 3 | WDDB | POTTER VALLEY | Mendocino | Humboldt | Northern | 5530164 | P.11913 | 111140554 | 31209950 | R7 RECON POTTER VLY 1105 ( VAN ARSDALE) | 3008 | 0 | 0 | 0 |  | 2016-115427 | 3000 | 0.56818 | 330000 |  | 0 | 0 | 3008 | 3008 | 0.5697 | 1093818.1818 | 2019-11392 | 2019-31453 | 0 | 0 | 3008 | 3008 | 0.5697 | 1032000 | 1523000 | 343.0851
| 31389447 |  | COMP | 2019035 | 1.27 | 0 |  |  |  | 1.27 | 3898399.17 | DOCC | 43291105 | PUEBLO 1105 | PUEBLO 1105696 | 79 | 3.7526 | 1069 | 4.663 | 0.059025 | 1085 | 1.0573 | 1210 | Tier 3 | PRE | NAPA | Napa | North Bay | Bay Area | 5530168 | P.11939 | 114519107 | 31389447 | PUEBLO 1105 RECONDUCTOR W TREE WIRE | 6740 | 0 | 0 | 0 |  | 2018-60398 | 6740 | 1.2765 | 1178000 |  | 0 | 0 | 6740 | 6740 | 1.2765 | 2450909.0909 | 2019-11264
| 35057921 |  |  |  |  | 0 |  |  |  |  | 1232.06 | UNSE | 43292103 | PUEBLO 2103 | PUEBLO 2103678 | 325 | 35.3374 | 1224 | 14.9751 | 0.046077 | 1204 | 0 | 760 | Tier 3 | WDDB | NAPA | Napa | North Bay | Bay Area | 5530168 |  | 115025758 | 35057921 | PUEBLO 2103 RECOND W TW PAST FUSE 2013 | 9600 | 0 | 0 | 0 |  | 2019-24780 | 9600 | 1.8182 | 1960000 |  |  |  |  | 0 | 0
| 35019004 |  |  |  |  | 0 |  |  |  |  | 8820.84 | UNSE | 182971101 | PURISIMA 1101 | PURISIMA 110149394 | 111 | 1.1416 | 2443 | 0.24985 | 0.0022509 | 2160 | 0 | 2713 | Tier 3 | WDDB | LOMPOC, CA 93436 | San Luis Obispo | Central Coast | Central Coast | 5530175 | # | 113677313 | 35019004 | PURISIMA 1101 LS SW8139 REPL OH LINE | 3610 | 0 | 0 | 0 |  | 2018-33029 | 3610 | 0.68371 | 397100 |  |  |  |  | 0 | 0
| 35071495 |  |  |  |  | 0 |  |  |  |  | 840.73 | UNSE | 182731102 | RESERVATION ROAD 1102 | RESERVATION ROAD 11023032 | 84 | 3.6042 | 2804 | 0.023638 | 0.00028141 | 2716 | 0 | 2831 | Tier 2 | WDDB | SALINAS | Monterey | Central Coast | Central Coast | 5775246 | P.11988 | 115700424 | 35071495 | RPL OH.CON.RESERVATION RD.1102 18-011072 | 6016 | 0 | 0 | 0 |  | 2019-11873 | 6016 | 1.1394 | 1378520 |  |  |  |  | 0 | 0
| 35192295 |  |  |  | 6.46 | 6.46 |  |  |  |  | 1529.29 | UNSE | 43321103 | RINCON 1103 | RINCON 1103198 | 62 | 6.4238 | 1618 | 1.3987 | 0.02256 | 1658 | 0.94242 | 205 | Tier 3 | ECOP | SANTA ROSA | Sonoma | Sonoma | Northern | 5792104 | E.5034413.01 | 119556481 | 35192295 | ECOP - RINCON 1103 - H02-LR198 | 34108.8 | 0 | 0 | 0 | [5 empty] | -
| 35192036 |  |  |  | 10.7 | 10.7 |  |  |  |  | 4112.83 | UNSE | 43321103 | RINCON 1103 | RINCON 1103474 | 174 | 18.3351 | 1342 | 6.4055 | 0.036813 | 1399 | 2.5045 | 60 | Tier 3 | ECOP | SANTA ROSA | Sonoma | North Coast | Northern | 5792069 | E.5034377.01 | 119553915 | 35192036 | ECOP - RINCON 1103 - H01-LR474 | 56496 | 0 | 0 | 0 |  |  |  | 0 |  | -
| 31319444 |  | COMP | 2019034 | 0.24 | 0 |  |  |  | 0.24 | 3445722 | DOCC | 43321103 | RINCON 1103 | RINCON 11035152 | 17 | 1.6688 | 625 | 2.1064 | 0.1239 | 1038 | 0.20297 | 440 | Tier 3 | PRE | SANTA ROSA | Sonoma | Sonoma | Northern | 5530175 |  | 112761026 | 31319444 | RECON 5-SPANS PORTER CRK RD-RINCON 1103 | 1284 | 0 | 0 | 0 |  | 2018-12351 | 1100 | 0.20833 | 121000 |  | 0 | 0 | 1279 | 1279 | 0.24223 | 465090.9091 | 2018-89447 | 2019-31683 | 0 | 0 | 1284 | 1284 | 0.24318 | 755000 | 1090000 | 588.0062 |  | 2019-18631
| 35024647 |  |  |  | 0.515 | 0.515 |  |  |  |  | 326.51 | UNSE | 83692104 | ROB ROY 2104 | ROB ROY 210410714 | 212 | 14.1675 | 2362 | 0.61141 | 0.002884 | 2308 | 0.014891 | 1419 | Tier 2 | WDDB | WATSONVILLE | Santa Cruz | Central Coast | Central Coast | 5530159 |  | 113820887 | 35024647 | RR 2104 RECOND 1051 ZONE W TW | 2717 | 0 | 0 | 0 |  | 2018-12870 | 2717 | 0.51458 | 257028 |  |  |  |  | 0 | 0
| 31215474 |  | COMP | 2019032 | 0.52 | 0 |  |  |  | 0.52 | 541456.85 | CLSD | 83692104 | ROB ROY 2104 | ROB ROY 210410954 | 90 | 7.103 | 2864 | 0.011036 | 0.00012262 | 2825 | 0.00054131 | 1532 | Tier 2 | WDDB | APTOS | Santa Cruz | Central Coast | Central Coast | 5530159 | P.11413 | 111305970 | 31215474 | RECONDUCTOR ROB ROY 2104-MCDONALD RD | 2750 | 0 | 0 | 0 |  | 2016-16799 | 2750 | 0.52083 | 302500 |  | 0 | 0 | 2769 | 2769 | 0.52443 | 1006909.0909 |  | 2019-08708 | 0 | 0 | 2750 | 2750 | 0.52083 | 543773 | 625339 | 197.7356
| 35085847 |  |  |  |  | 0 |  |  |  |  | 65368.09 | PEND | 83692105 | ROB ROY 2105 | ROB ROY 210512474 | 105 | 3.4104 | 3283 | 0.00048831 | 4.6505e-06 | 3333 | 0 | 2523 | Tier 3 | WDDB | APTOS | Santa Cruz | Central Coast | Central Coast | 5530169 | P.12006 | 113255606 | 35085847 | OH RECONDUCTOR - ROB ROY 2105 -S027CC118 | 4555 | 0 | 0 | 0 |  |  |  | 0 | [5 empty] | 0 | 0 |  |  | 2020-66516 | 0 | 0 | 4555 | 4555 | 0.86269 | 2900525 | 5126422 | 636.7783
| 35015704 |  |  |  |  | 0 |  |  |  |  | 54611.66 | PEND | 83692105 | ROB ROY 2105 | ROB ROY 210512474 | 105 | 3.4104 | 3283 | 0.00048831 | 4.6505e-06 | 3333 | 0 | 2523 | Tier 3 | WDDB | APTOS | Santa Cruz | Central Coast | Central Coast | 5533644 |  | 113255603 | 35015704 | OH RECONDUCTR ROB ROY 2105 -S026CC117 | 5300 | 0 | 0 | 0 |  | 2017-105215 | 5300 | 1.0038 | 502000 |  |  |  |  | 0 | 0
| 35212463 |  | PLAN | 2020999 | [6 empty] | 0 | UNSE | 43321103 | RINCON 1103 | RINCON 1103474 | 174 | 18.3351 | 1342 | 6.4055 | 0.036813 | 1399 | #DIV/0! |  |  | FRRB |  |  |  |  | 5793893 | E.5034566.01.06 | 119983582 | 35212463 | FRRB - Rincon 1103 LR 474
| 35040506 |  |  |  |  | 0 |  |  |  |  | 2868.14 | UNSE | 83692105 | ROB ROY 2105 | ROB ROY 21055090 | 245 | 21.267 | 2679 | 0.18191 | 0.00074249 | 2689 | 0 | 844 | Tier 2 | PRE | APTOS | Santa Cruz | Central Coast | Central Coast | 5530159 |  | 114607613 | 35040506 | RR2105 RESILIENCE - 5090 ZONE STEEL & TW | 11445 | 0 | 0 | 0 |  | 2018-40032 | 11445 | 2.1676 | 2529345 |  |  |  |  | 0 | 0
| 35044115 |  |  |  | 7 | 7 |  |  |  |  | 7487.87 | UNSE | 83692105 | ROB ROY 2105 | ROB ROY 21055166 | 81 | 5.4945 | 2801 | 0.023482 | 0.00028991 | 2788 | 0.020044 | 264 | Tier 3 | PRE | APTOS | Santa Cruz | Central Coast | Central Coast | 5530159 |  | 114712175 | 35044115 | CWSP - ROB ROY 2105 - LR 5166 | 36960 | 0 | 0 | 0 | 2018-49179 | 2018-52991 | 36960 | 7 | 7335000 |  |  |  |  | 0 | 0
| 35212491 |  | PLAN | 2020999 | [6 empty] | 0 | UNSE | 252531103 | SAN JOAQUIN #3 | SAN JOAQUIN #3 11035100 | 204 | 21.334 | 829 | 18.2004 | 0.089218 | 667 | #DIV/0! |  |  | FRRB |  |  |  |  | 5793920 | E.5034574.01.01 | 119933734 | 35212491 | FRRB - SAN JOAQUIN #3 1103 LR5100
| 35072361 |  |  |  | 1.46 | 1.46 |  |  |  |  | 146787.09 | ADER | 163692102 | SALT SPRINGS 2102 | SALT SPRINGS 21023142 | 256 | 17.9625 | 2659 | 0.22061 | 0.00086175 | 2600 | 0.012014 | 8 | Tier 3 | PRE | ARNOLD | Calaveras | Stockton | Central Valley | 5783907 | E.5015235.01 | 114754228 | 35072361 | CWSP-SALT SPRINGS 2102-LR3142L491-PH1.1 | 7703 | 0 | 0 | 0 |  | 2018-60530 | 10644.48 | 2.016 | 2201000 | 2019-35969 | 0 | 0 | 7703 | 7703 | 1.4589 | 2801090.9091 | 2020-47401
| 35115853 |  |  |  | 2 | 2 |  |  |  |  | 343628.53 | ESTS | 163692102 | SALT SPRINGS 2102 | SALT SPRINGS 21023142 | 256 | 17.9625 | 2659 | 0.22061 | 0.00086175 | 2600 | 0.016457 | 8 | Tier 3 | PRE | ARNOLD | Calaveras | Stockton | Central Valley | 5786022 | E.5015235.02 | 117601683 | 35115853 | CWSP-SALT SPRINGS 2102-LR3142L491-PH1.2 | 10559 | 0 | 0 | 0 |  | 2018-60530 | 26611.2 | 5.04 | 5502500 | 2019-35969 | 0 | 0 | 8473 | 8473 | 1.6047 | 3081090.9091 | 2020-43982 | 2020-49868 | 0 | 0 | 10559 | 10559 | 1.9998 | 3459188 | 4406185 | 327.6056
| 35115854 |  | COMP | 2021053 | 1.12 | 0 | 2021 |  |  | 1.12 | 95587.88 | CONS | 163692102 | SALT SPRINGS 2102 | SALT SPRINGS 21023142 | 256 | 17.9625 | 2659 | 0.22061 | 0.00086175 | 2600 | 0.0092161 | 8 | Tier 3 | PRE | ARNOLD | Calaveras | Stockton | Central Valley | 5786023 | E.5015235.03 | 117601685 | 35115854 | CWSP-SALT SPRINGS 2102-LR3142L491-PH1.3 | 5762 | 0 | 0 | 0 |  | 2018-60530 | 10644.48 | 2.016 | 2201000 | 2019-35969 | 0 | 0 | 5916 | 5916 | 1.1205 | 2151272.7273 | 2019-56211 | 2020-56867 | 0 | 0 | 5762 | 5762 | 1.0913 | 2138614 | 2923703 | 371.1583
| 35212408 |  | PLAN | 2020999 | [6 empty] | 0 | UNSE | 43432102 | SILVERADO 2102 | SILVERADO 210234959 | 205 | 25.7758 | 579 | 27.9958 | 0.13657 | 473 | #DIV/0! |  |  | FRRB |  |  |  |  | 5793892 | E.5034565.01.08 | 119983069 | 35212408 | FRRB - Silverado 2102 LR 34959 | [7 empty] | 0 | [5 empty] | 0 | 0
| 35115856 |  |  |  | 2.07 | 2.07 |  |  |  |  | 83735.97 | UNSC | 163692102 | SALT SPRINGS 2102 | SALT SPRINGS 21023142 | 256 | 17.9625 | 2659 | 0.22061 | 0.00086175 | 2600 | 0.017033 | 8 | Tier 3 | PRE | ARNOLD | Calaveras | Stockton | Central Valley | 5786025 | E.5015235.05 | 117601688 | 35115856 | CWSP-SALT SPRINGS 2102-LR3142L491-PH1.5 | 10616 | 0 | 0 | 0 |  | 2018-60530 | 10644.48 | 2.016 | 2201000 | 2019-35969 | 0 | 0 | 10943 | 10943 | 2.0725 | 3979272.7273 | 2020-43397 | 2020-57886 | 0 | 0 | 10616 | 10616 | 2.0106 | 3491056 | 4640865 | 328.8485
| 35115857 |  |  |  | 1.22 | 1.22 |  |  |  |  | 28705.83 | PEND | 163692102 | SALT SPRINGS 2102 | SALT SPRINGS 21023142 | 256 | 17.9625 | 2659 | 0.22061 | 0.00086175 | 2600 | 0.010039 | 8 | Tier 3 | PRE | ARNOLD | Calaveras | Stockton | Central Valley | 5786026 | E.5015235.06 | 117601884 | 35115857 | CWSP-SALT SPRINGS 2102-LR3142L491-PH1.6 | 6445 | 0 | 0 | 0 |  | 2018-60530 | 10644.48 | 2.016 | 2201000 | 2019-35969 | 0 | 0 | 6445 | 6445 | 1.2206 | 2343636.3636 | 2020-41727
| 35115858 |  |  |  | 1.3 | 1.3 |  |  |  |  | 70248.02 | UNSC | 163692102 | SALT SPRINGS 2102 | SALT SPRINGS 21023142 | 256 | 17.9625 | 2659 | 0.22061 | 0.00086175 | 2600 | 0.010697 | 8 | Tier 3 | PRE | ARNOLD | Calaveras | Stockton | Central Valley | 5786027 | E.5015235.07 | 117601885 | 35115858 | CWSP-SALT SPRINGS 2102-LR3142L491-PH1.7 | 6883 | 0 | 0 | 0 |  | 2018-60530 | 10644.48 | 2.016 | 2201000 | 2019-35969 | 0 | 0 | 6507 | 6507 | 1.2324 | 2366181.8182 | 2020-44131 | 2020-57655 | 0 | 0 | 6883 | 6883 | 1.3036 | 2213657 | 3153772 | 321.6122
| 35212407 |  | PLAN | 2020999 | [6 empty] | 0 | UNSE | 43432102 | SILVERADO 2102 | SILVERADO 2102636 | 81 | 5.465 | 1550 | 2.0483 | 0.025287 | 1827 | #DIV/0! |  |  | FRRB |  |  |  |  | 5793892 | E.5034565.01.07 | 119983066 | 35212407 | FRRB - Silverado 2102 LR 636 | [7 empty] | 0 | [5 empty] | 0 | 0
| 35115847 |  |  |  | 1.81 | 1.81 |  |  |  |  | 65290.49 | ESTS | 163692102 | SALT SPRINGS 2102 | SALT SPRINGS 21023142 | 256 | 17.9625 | 2659 | 0.22061 | 0.00086175 | 2600 | 0.014894 | 8 | Tier 3 | PRE | ARNOLD | Calaveras | Stockton | Central Valley | 5786018 | E.5015236.02 | 117602056 | 35115847 | CWSP-SALT SPRINGS 2102-LR3142-PH 2.2 | 9566 | 0 | 0 | 0 |  | 2018-60542 | 7708.8 | 1.46 | 1574171 | 2019-35904 | 0 | 0 | 9566 | 9566 | 1.8117 | 3478545.4545 | 2019-65615
| 35115848 |  |  |  | 1.645 | 1.645 |  |  |  |  | 107335.15 | UNSC | 163692102 | SALT SPRINGS 2102 | SALT SPRINGS 21023142 | 256 | 17.9625 | 2659 | 0.22061 | 0.00086175 | 2600 | 0.013536 | 8 | Tier 3 | PRE | ARNOLD | Calaveras | Stockton | Central Valley | 5786019 | E.5015236.03 | 117602057 | 35115848 | CWSP-SALT SPRINGS 2102-LR3142-PH 2.3 | 8685 | 0 | 0 | 0 |  | 2018-60542 | 7708.8 | 1.46 | 1574171 | 2019-35904 | 0 | 0 | 8697 | 8697 | 1.6472 | 3162545.4545 | 2019-59916 | 2020-57586 | 0 | 0 | 8685 | 8685 | 1.6449 | 2672611 | 3806940 | 307.7272
| 35115849 |  | PART | 2022333 | 1.74 | 1.04 | 2020 |  |  | 0.7 | 788260.59 | PEND | 163692102 | SALT SPRINGS 2102 | SALT SPRINGS 21023142 | 256 | 17.9625 | 2659 | 0.22061 | 0.00086175 | 2600 | 0.014318 | 8 | Tier 3 | PRE | ARNOLD | Calaveras | Stockton | Central Valley | 5786020 | E.5015236.04 | 117602058 | 35115849 | CWSP-SALT SPRINGS 2102-LR3142-PH 2.4 | 9187 | 0 | 0 | 0 |  | 2018-60542 | 7708.8 | 1.46 | 1574171 | 2019-35904 | 0 | 0 | 8204 | 8204 | 1.5538 | 2983272.7273 | 2019-62370 | 2020-42620 | 0 | 0 | 9187 | 9187 | 1.74 | 2922407 | 3838828 | 318.1024
| 35115850 |  |  |  | 1.29 | 1.29 |  |  |  |  | 61458.96 | UNSC | 163692102 | SALT SPRINGS 2102 | SALT SPRINGS 21023142 | 256 | 17.9625 | 2659 | 0.22061 | 0.00086175 | 2600 | 0.010615 | 8 | Tier 3 | PRE | ARNOLD | Calaveras | Stockton | Central Valley | 5786021 | E.5015236.05 | 117602059 | 35115850 | CWSP-SALT SPRINGS 2102-LR3142-PH 2.5 | 6787 | 0 | 0 | 0 |  | 2018-60542 | 7708.8 | 1.46 | 1574171 | 2019-35904 | 0 | 0 | 6787 | 6787 | 1.2854 | 2468000 | 2019-54838
| 35115851 |  |  |  | 1.2 | 1.2 |  |  |  |  | 61842.67 | PEND | 163692102 | SALT SPRINGS 2102 | SALT SPRINGS 21023142 | 256 | 17.9625 | 2659 | 0.22061 | 0.00086175 | 2600 | 0.0098744 | 8 | Tier 3 | PRE | ARNOLD | Calaveras | Stockton | Central Valley | 5786028 | E.5015236.06 | 117602170 | 35115851 | CWSP-SALT SPRINGS 2102-LR3142-PH 2.6 | 6354 | 0 | 0 | 0 |  | 2018-60542 | 7708.8 | 1.46 | 1574171 | 2019-35904 | 0 | 0 | 6354 | 6354 | 1.2034 | 2310545.4545 | 2019-54859
| 35115852 |  |  |  | 1.6 | 1.6 |  |  |  |  | 89191.5 | PEND | 163692102 | SALT SPRINGS 2102 | SALT SPRINGS 21023142 | 256 | 17.9625 | 2659 | 0.22061 | 0.00086175 | 2600 | 0.016425 | 8 | Tier 3 | PRE | ARNOLD | Calaveras | Stockton | Central Valley | 5786029 | E.5015236.07 | 117602171 | 35115852 | CWSP-SALT SPRINGS 2102-LR3142-PH 2.7 | 8497 | 93 | 8497 | 0 |  | 2018-60542 | 7708.8 | 1.46 | 1574171 | 2019-35904 | 0 | 0 | 8454 | 8454 | 1.6011 | 3074181.8182 | 2020-35298 | 2020-61246 | 8497 | 93 | 8497 | 8590 | 1.6269 | 3346859 | 4512982 | 389.6227
| 35192298 |  |  |  | 6.99 | 6.99 |  |  |  |  | 1529.29 | UNSE | 163692102 | SALT SPRINGS 2102 | SALT SPRINGS 210237300 | 41 | 6.9662 | 2301 | 0.14002 | 0.0034152 | 2278 | 0.094136 | 227 | Tier 3 | ECOP | ARNOLD | Calaveras | Stockton | Central Valley | 5792105 | E.5034414.01 | 119556492 | 35192298 | ECOP - SALT SPRINGS 2102 - H02-LR37300 | 36907.2 | 0 | 0 | 0 |  |  |  | 0 |  | - |  |  |  | 0 | 0
| 35192051 |  |  |  | 7.18 | 7.18 |  |  |  |  | 2305.86 | UNSE | 163692102 | SALT SPRINGS 2102 | SALT SPRINGS 21024796 | 114 | 7.1917 | 2563 | 0.16766 | 0.0014707 | 2524 | 0.11215 | 133 | Tier 3 | ECOP | CAMP CONNELL | Calaveras | Stockton | Central Valley | 5792079 | E.5034388.01 | 119554056 | 35192051 | ECOP - SALT SPRINGS 2102 - H01-LR4796 | 41065 | 0 | 0 | 0 |  | 2020-60448 | 41606.4 | 7.88 | 9117346 | -
| 35192299 |  |  |  | 5.09 | 5.09 |  |  |  |  | 1529.29 | UNSE | 163692102 | SALT SPRINGS 2102 | SALT SPRINGS 210297924 | 49 | 5.1507 | 2620 | 0.052198 | 0.0010653 | 2507 | 0.044316 | 290 | Tier 3 | ECOP | ARNOLD | Calaveras | Stockton | Central Valley | 5792106 | E.5034415.01 | 119556522 | 35192299 | ECOP - SALT SPRINGS 2102 - H04-LR97924 | 5536 | 8000 | 0 | 0 |  |  |  | 0 |  | - |  |  |  | 0 | 0
| 31319329 |  |  |  | 0.694 | 0.694 |  |  |  |  | 610.78 | UNSE | 182631103 | SAN LUIS OBISPO 1103 | SAN LUIS OBISPO 1103V82 | 174 | 8.7819 | 1504 | 4.7975 | 0.027572 | 1404 | 0.25402 | 2182 | Tier 2 | WDDB | SAN LUIS OBISPO | San Luis Obispo | Los Padres | Central Coast | 5530166 |  | 112762682 | 31319329 | SAN LUIS OBISP1103 - RECOND WITH 2CU TW | 3663 | 0 | 0 | 0 |  | 2018-84374 | 3663 | 0.69375 | 604395 |  |  |  |  | 0 | 0
| 35060582 |  | COMP | 2019029 | 0.73 | 0 |  |  |  | 0.73 | 874782.27 | FICL | 182631107 | San Luis Obispo 1107 | SAN LUIS OBISPO 1107V02 | 202 | 18.189 | 1317 | 7.9151 | 0.039184 | 1099 | 0.21284 | 1250 | Tier 2 | PRE | OCEANO | San Luis Obispo | Los Padres | Central Coast | 5530166 |  | 112640645 | 35060582 | SLO 1107 RECOD 3884 FT WITH 2CU TW | 3884 | 0 | 0 | 0 |  |  |  | 0 |  |  | 0 | 0 | 3836 | 3836 | 0.72652 | 1394909.0909 | 2018-93803 | 2019-33949 | 0 | 0 | 3884 | 3884 | 0.73561 | 1104000 | 1547000 | 284.243
| 31290145 |  | COMP | 2019028 | 0.15 | 0 |  |  |  | 0.15 | 402000.99 | FICL | 42011107 | San Rafael 1107 | SAN RAFAEL 11071166 | 213 | 12.5314 | 2837 | 0.043227 | 0.00020294 | 2900 | 0.00034667 | 818 | Tier 3 | PRE | KENTFIELD | Marin | North Bay | Bay Area | 5530168 |  | 112416551 | 31290145 | R7 SAN RAFAEL 1107 COND REPLACEMENT | 801 | 0 | 0 | 0 |  | 2016-130155 | 370 | 0.070076 | 81400 |  | 0 | 0 | 801 | 801 | 0.1517 | 291272.7273 | [10 empty] | 2020-12842 | 2019-18696
| 35031139 |  | COMP | 2019027 | 1.47 | 0 |  |  |  | 1.47 | 2416634.09 | CLSD | 152431102 | SHADY GLEN 1102 | SHADY GLEN 1102CB | 240 | 21.1633 | 1829 | 3.2616 | 0.01359 | 2008 | 0.15179 | 349 | Tier 2 | WDDB | COLFAX | Placer | Sierra | Northern | 5530173 |  | 114446685 | 35031139 | SHADY GLEN 1102 RECONDUCTOR BEYOND 6343 | 7935 | 0 | 0 | 0 |  | 2018-57290 | 7900 | 1.4962 | 1850000 | 2019-16634 | 0 | 0 | 7782 | 7782 | 1.4739 | 2829818.1818 | 2019-32980 | 2019-54129 | 0 | 0 | 7935 | 7935 | 1.5028 | 2000269 | 2668456 | 252.0818 | 2020-32684
| 35089880 |  | COMP | 2019024 | 0.4 | 0 |  |  |  | 0.4 | 1712851.42 | CLSD | 43432104 | SILVERADO 2104 | SILVERADO 210437632 | 304 | 26.5819 | 1235 | 13.5588 | 0.044601 | 1426 | 0.20199 | 720 | Tier 3 | PRE | ANGWIN | Napa | North Bay | Bay Area | 5530168 |  | 117092838 | 35089880 | PIH - SILVERADO 2104 - ANGWIN UG_PH 2 | 0 | 1600 | 0 | 0 |  | 2019-27352 | 1200 | 0.22727 | 740000 |  | 0 | 2117 | 0 | 2117 | 0.40095 | 1683977.2727 |  | 2019-32709 | 0 | 1600 | 0 | 1600 | 0.30303 | 1657000 | 1754000 | 1035.625 | 2019-64619
| 35113871 |  | COMP | 2019025 | 0.12 | 0 |  |  |  | 0.12 | 64356.89 | FICL | 43432104 | SILVERADO 2104 | SILVERADO 2104563322 | 0 | 0 | 0 | 0 | 0 | #N/A | #DIV/0! | 295 | Tier 2 | PRE | ANGWIN | Napa | North Bay | Bay Area | 5786200 | E.5014537.02 | 117556201 | 35113871 | SILVERADO 2104 RECONDUCTOR - PHASE 2 | 650 | 0 | 0 | 0 |  |  |  | 0 |  |  | 0 | 0 | 650 | 650 | 0.12311 | 236363.6364
| 35061709 |  | COMP | 2019026 | 1.52 | 0 |  |  |  | 1.52 | 4113815.94 | DOCC | 43432104 | SILVERADO 2104 | SILVERADO 2104563322 | 0 | 0 | 0 | 0 | 0 | #N/A | #DIV/0! | 295 | Tier 2 | PRE | ANGWIN | Napa | North Bay | Bay Area | 5786199 | E.5014537.01 | 114521755 | 35061709 | SILVERADO 2104 RECONDUCTOR PROJECT | 8003 | 0 | 0 | 0 |  |  |  | 0 |  |  | 0 | 0 | 8003 | 8003 | 1.5157 | 2910181.8182
| 35085393 |  | COMP | 2019017 | 0.35 | 0 |  |  |  | 0.35 | 1201764.36 | FICL | 43432104 | SILVERADO 2104 | SILVERADO 2104722 | 99 | 7.8964 | 690 | 11.1613 | 0.11274 | 1130 | 0.33146 | 160 | Tier 3 | PRE | DEER PARK | Napa | North Bay | Bay Area | 5784860 | E.5014772.02 | 116951510 | 35085393 | CWSP - SILVERADO 2104 - LR722 PH 1B | 1871 | 0 | 0 | 0 |  | 2018-42785 | 5346 | 1.0125 | 1031250 | 2019-16616 | 0 | 0 | 1871 | 1871 | 0.35436 | 680363.6364
| 35085532 |  | COMP | 2019018 | 1.13 | 0 |  |  |  | 1.13 | 1979885.09 | MAPP | 43432104 | SILVERADO 2104 | SILVERADO 2104722 | 99 | 7.8964 | 690 | 11.1613 | 0.11274 | 1130 | 1.0701 | 160 | Tier 3 | PRE | DEER PARK | Napa | North Bay | Bay Area | 5784861 | E.5014772.03 | 116951517 | 35085532 | CWSP - SILVERADO 2104 - LR722 PH 1C | 5936 | 0 | 0 | 0 |  | 2018-42785 | 5348.64 | 1.013 | 1031250 | 2019-16616 | 0 | 0 | 5936 | 5936 | 1.1242 | 2158545.4545 | 2019-46526 | 2020-16443 | 0 | 0 | 5936 | 5936 | 1.1242 | 1649805 | 1746354 | 277.9321
| 35085533 |  | COMP | 2019019 | 1.02 | 0 |  |  |  | 1.02 | 1945620.57 | FICL | 43432104 | SILVERADO 2104 | SILVERADO 2104722 | 99 | 7.8964 | 690 | 11.1613 | 0.11274 | 1130 | 0.96596 | 160 | Tier 3 | PRE | DEER PARK | Napa | North Bay | Bay Area | 5784862 | E.5014772.04 | 116951595 | 35085533 | CWSP - SILVERADO 2104 - LR722 PH 1D | 5365 | 0 | 0 | 0 |  | 2018-42785 | 5348.64 | 1.013 | 1031250 | 2019-16616 | 0 | 0 | 5365 | 5365 | 1.0161 | 1950909.0909
| 35212412 |  | PLAN | 2020999 | [6 empty] | 0 | UNSE | 43432104 | SILVERADO 2104 | SILVERADO 210437632 | 304 | 26.5819 | 1235 | 13.5588 | 0.044601 | 1426 | #DIV/0! |  |  | FRRB |  |  |  |  | 5793892 | E.5034565.01.12 | 119983231 | 35212412 | FRRB - Silverado 2104 LR 37632 | [7 empty] | 0 | [5 empty] | 0 | 0
| 35212409 |  | PLAN | 2020999 | [6 empty] | 0 | UNSE | 43432104 | SILVERADO 2104 | SILVERADO 2104645 | 13 | 1.0111 | 2117 | 0.085285 | 0.0065604 | 2103 | #DIV/0! |  |  | FRRB |  |  |  |  | 5793892 | E.5034565.01.09 | 119983129 | 35212409 | FRRB - Silverado 2104 LR 645 | [7 empty] | 0 | [5 empty] | 0 | 0
| 35085536 |  | COMP | 2019021 | 1.33 | 0 |  |  |  | 1.33 | 1803550.31 | DOCC | 43432104 | SILVERADO 2104 | SILVERADO 2104722 | 99 | 7.8964 | 690 | 11.1613 | 0.11274 | 1130 | 1.2595 | 160 | Tier 3 | PRE | DEER PARK | Napa | North Bay | Bay Area | 5784865 | E.5014772.07 | 116951730 | 35085536 | CWSP - SILVERADO 2104 - LR722 PH 1G | 7010 | 0 | 0 | 0 |  | 2018-42785 | 5348.64 | 1.013 | 1031250 | 2019-16616 | 0 | 0 | 7010 | 7010 | 1.3277 | 2549090.9091
| 35212410 |  | PLAN | 2020999 | [6 empty] | 0 | UNSE | 43432104 | SILVERADO 2104 | SILVERADO 2104708 | 61 | 3.7544 | 1648 | 1.292 | 0.02118 | 1771 | #DIV/0! |  |  | FRRB |  |  |  |  | 5793892 | E.5034565.01.10 | 119983145 | 35212410 | FRRB - Silverado 2104 LR 708 | [7 empty] | 0 | [5 empty] | 0 | 0
| 35212411 |  | PLAN | 2020999 | [6 empty] | 0 | UNSE | 43432104 | SILVERADO 2104 | SILVERADO 2104722 | 99 | 7.8964 | 690 | 11.1613 | 0.11274 | 1130 | #DIV/0! |  |  | FRRB |  |  |  |  | 5793892 | E.5034565.01.11 | 119983147 | 35212411 | FRRB - Silverado 2104 LR 722 | [7 empty] | 0 | [5 empty] | 0 | 0
| 35052718 |  | COMP | 2019022 | 0.43 | 0 |  |  |  | 0.43 | 888089.23 | CLSD | 43432104 | SILVERADO 2104 | SILVERADO 210478268 | 114 | 9.7249 | 1254 | 4.9171 | 0.043133 | 1445 | 0.21524 | 64 | Tier 3 | PRE | ANGWIN | Napa | North Bay | Bay Area | 5530168 |  | 114895341 | 35052718 | CWSP: ANGWIN OH TO UG DEMO - PH 2 | 0 | 2265 | 0 | 0 |  | 2018-67707 |  | 0 |  |  | 0 | 2265 | 0 | 2265 | 0.42898 | 1801704.5455
| 35042719 |  | COMP | 2019023 | 0.24 | 0 |  |  |  | 0.24 | 1111957.9 | FICL | 43432104 | SILVERADO 2104 | SILVERADO 210478268 | 114 | 9.7249 | 1254 | 4.9171 | 0.043133 | 1445 | 0.081304 | 64 | Tier 3 | PRE | ANGWIN | Napa | North Bay | Bay Area | 5530168 |  | 114652824 | 35042719 | CWSP-SILVERADO 2104-LR78268-ANGWIN DEMO | 1275 | 0 | 0 | 0 |  | 2018-45039 | 6300 | 1.1932 | 1392300 |  | 0 | 0 | 1275 | 1275 | 0.24148 | 463636.3636
| 35192021 |  |  |  | 2.21 | 2.21 |  |  |  |  | 8862.98 | UNSE | 43432104 | SILVERADO 2104 | SILVERADO 210478268 | 114 | 9.7249 | 1254 | 4.9171 | 0.043133 | 1445 | 0.74868 | 64 | Tier 3 | ECOP | ANGWIN | Napa | North Bay | Bay Area | 5792071 | E.5034379.01 | 119553918 | 35192021 | ECOP - SILVERADO 2104 - H02-LR78268 | 11614 | 0 | 0 | 0 | 2020-56825 | 2020-56839 | 11668.8 | 2.21 | 2104150 | -
| 35192037 |  |  |  | 1.94 | 1.94 |  |  |  |  | 7267.98 | UNSE | 43432105 | SILVERADO 2105 | SILVERADO 2105167360 | 70 | 9.5796 | 2174 | 0.39281 | 0.0056116 | 2203 | 0.053298 | 125 | Tier 3 | ECOP | SANTA ROSA | Sonoma | North Bay | Northern | 5792078 | E.5034387.01 | 119554055 | 35192037 | ECOP - SILVERADO 2105 - H01-LR1421 | 10935 | 0 | 0 | 0 | 2020-56802 | 2020-56843 | 10929.6 | 2.07 | 2020550 | -
| 35072146 |  | COMP | 2019015 | 0.7 | 0 |  |  |  | 0.7 | 2004538.9 | DOCC | 43432105 | SILVERADO 2105 | SILVERADO 2105658898 | 151 | 17.1737 | 1361 | 5.4002 | 0.035763 | 1546 | 0.14748 | 104 | Tier 2 | PRE | SAINT HELENA | Napa | North Bay | Bay Area | 5782595 | E.5014317.01 | 114482701 | 35072146 | RPL 17,500' 4AR TIER 3 SILVERADO 2105 | 3696 | 0 | 0 | 0 | [6 empty] | 0 | 0 | 3696 | 3696 | 0.7 | 1344000
| 35145005 |  | CANCL |  |  | 0 |  |  |  |  | 20930.02 | DOCC | 43201101 | STAFFORD 1101 | STAFFORD 1101CB | 180 | 1.3605 | 2669 | 0.14746 | 0.0008192 | 2779 | 0 | 2382 | Tier 3 | PSPS | NOVATO | MARIN | North Bay | Bay Area | 5788785 | E.5025643.01 | 118263871 | 35145005 | PSPS - Stafford 1101 CB PH 1 | 2798.4 | 0 | 0 | 0 |  | 2019-79040 | 2798.4 | 0.53 | 5000000 |  |  |  |  | 0 | 0
| 35212414 |  | PLAN | 2020999 | [6 empty] | 0 | UNSE | 43432105 | SILVERADO 2105 | SILVERADO 2105131568 | 57 | 4.1385 | 1947 | 0.58604 | 0.010281 | 2060 | #DIV/0! |  |  | FRRB |  |  |  |  | 5793892 | E.5034565.01.14 | 119983432 | 35212414 | FRRB - Silverado 2105 LR 131568 | [7 empty] | 0 | [5 empty] | 0 | 0
| 35212415 |  | PLAN | 2020999 | [6 empty] | 0 | UNSE | 43432105 | SILVERADO 2105 | SILVERADO 2105167360 | 70 | 9.5796 | 2174 | 0.39281 | 0.0056116 | 2203 | #DIV/0! |  |  | FRRB |  |  |  |  | 5793892 | E.5034565.01.15 | 119983433 | 35212415 | FRRB - Silverado 2105 LR 167360 | [7 empty] | 0 | [5 empty] | 0 | 0
| 35212413 |  | PLAN | 2020999 | [6 empty] | 0 | UNSE | 43432105 | SILVERADO 2105 | SILVERADO 2105658898 | 151 | 17.1737 | 1361 | 5.4002 | 0.035763 | 1546 | #DIV/0! |  |  | FRRB |  |  |  |  | 5793892 | E.5034565.01.13 | 119983363 | 35212413 | FRRB - Silverado 2105 LR 658898 | [7 empty] | 0 | [5 empty] | 0 | 0
| 35085681 |  | COMP | 2019016 | 0.56 | 0 |  |  |  | 0.56 | 465223.01 | DOCC | 43432105 | SILVERADO 2105 | SILVERADO 2105658898 | 151 | 17.1737 | 1361 | 5.4002 | 0.035763 | 1546 | 0.11798 | 104 | Tier 2 | PRE | SAINT HELENA | Napa | North Bay | Bay Area | 5784870 | E.5014317.05 | 116952176 | 35085681 | SILVERADO 2105 WIRE DOWN - PH 4 | 2934 | 0 | 0 | 0 | [6 empty] | 0 | 0 | 2934 | 2934 | 0.55568 | 1066909.0909
| 31089263 |  |  |  | 0.08 | 0.08 |  |  |  |  | 9908.53 | UNSE | 14671102 | SOBRANTE 1102 | SOBRANTE 1102L510R | 136 | 9.6575 | 2948 | 0.0035575 | 2.6158e-05 | 2927 | #DIV/0! | 1384 | Tier 3 | WDDB | WALNUT CREEK | Contra Costa | Diablo | Bay Area | 5530161 |  | 108573135 | 31089263 | MOVE FUSE 1179/RECON WITH TREE WIRE |  |  |  |  | N/A | 2014-60865 | 400 | 0.075758 | 55000 | N/A | 0 | 0 | 400 | 400 | 0.075758 | 145454.5455
| 35073059 |  |  |  |  | 0 |  |  |  |  | 3724.58 | UNSE | 42721104 | SONOMA 1104 | SONOMA 110478372 | 198 | 16.6264 | 1334 | 7.3862 | 0.037304 | 1270 | #DIV/0! | 1476 | Tier 2 | WDDB | SONOMA | Sonoma | Sonoma | Northern | 5530175 |  | 115768648 | 35073059 | SONOMA1104 WIREDOWN | [7 empty] | 0 | [5 empty] | 0 | 0
| 35094513 | DSDD |  |  | 1.92 | 1.92 |  |  |  |  | 142584.51 | PEND | 162821702 | STANISLAUS 1702 | STANISLAUS 17021804 | 118 | 8.3797 | 2712 | 0.069602 | 0.00058985 | 2706 | #DIV/0! | 19 | Tier 3 | PRE | ARNOLD | Calaveras | Stockton | Central Valley | 5785245 | E.5014540.01 | 114567769 | 35094513 | CWSP-STANISLAUS 1702-LR1804&4905-PH 1.1 | [5 empty] | 2018-52369 | 8131.2 | 1.54 | 1660057.143 | 2019-35971 | 0 | 0 | 10091 | 10091 | 1.9112 | 3669454.5455 | 2020-43006
| 35116921 |  |  |  | 1.53 | 1.53 |  |  |  |  | 80813.52 | PEND | 162821702 | STANISLAUS 1702 | STANISLAUS 17021804 | 118 | 8.3797 | 2712 | 0.069602 | 0.00058985 | 2706 | #DIV/0! | 19 | Tier 3 | PRE | ARNOLD | Calaveras | Stockton | Central Valley | 5786030 | E.5014540.02 | 117605453 | 35116921 | CWSP-STANISLAUS 1702-LR1804&4905-PH 1.2 | [5 empty] | 2018-52369 | 8131.2 | 1.54 | 1660057.143 | 2019-35971 | 0 | 0 | 8460 | 8460 | 1.6023 | 3076363.6364 | 2020-44626
| 35116924 |  |  |  | 1.88 | 1.88 |  |  |  |  | 80909.23 | ADER | 162821702 | STANISLAUS 1702 | STANISLAUS 17021804 | 118 | 8.3797 | 2712 | 0.069602 | 0.00058985 | 2706 | #DIV/0! | 19 | Tier 3 | PRE | ARNOLD | Calaveras | Stockton | Central Valley | 5786033 | E.5014540.05 | 117605550 | 35116924 | CWSP-STANISLAUS 1702-LR1804&4905-PH 1.5 | [5 empty] | 2018-52369 | 8131.2 | 1.54 | 1660057.143 | 2019-35971 | 0 | 0 | 9910 | 9910 | 1.8769 | 3603636.3636 | 2020-46904
| 35116925 |  |  |  | 1.7 | 1.7 |  |  |  |  | 35091.18 | ESTS | 162821702 | STANISLAUS 1702 | STANISLAUS 17021804 | 118 | 8.3797 | 2712 | 0.069602 | 0.00058985 | 2706 | #DIV/0! | 19 | Tier 3 | PRE | ARNOLD | Calaveras | Stockton | Central Valley | 5786034 | E.5014540.06 | 117605552 | 35116925 | CWSP-STANISLAUS 1702-LR1804&4905-PH 1.6 | [5 empty] | 2018-52369 | 8131.2 | 1.54 | 1660057.143 | 2019-35971 | 0 | 0 | 8968 | 8968 | 1.6985 | 3261090.9091 | 2019-73793
| 35116926 |  |  |  | 1.46 | 1.46 |  |  |  |  | 61470.88 | PEND | 162821702 | STANISLAUS 1702 | STANISLAUS 17021804 | 118 | 8.3797 | 2712 | 0.069602 | 0.00058985 | 2706 | #DIV/0! | 19 | Tier 3 | PRE | ARNOLD | Calaveras | Stockton | Central Valley | 5786035 | E.5014540.07 | 117605553 | 35116926 | CWSP-STANISLAUS 1702-LR1804&4905-PH 1.7 | [5 empty] | 2018-52369 | 8131.2 | 1.54 | 1660057.143 | 2019-35971 | 0 | 0 | 7880 | 7880 | 1.4924 | 2865454.5455 | 2020-47571
| 35176497 |  |  |  | 0.6 | 0.6 |  |  |  |  | 9259.46 | UNSE | 162821702 | STANISLAUS 1702 | STANISLAUS 17021850 | 182 | 13.4625 | 2651 | 0.16988 | 0.00093342 | 2745 | 0.0054766 | 66 | Tier 3 | ECOP | ARNOLD | Calaveras | Stockton | Central Valley | 5539421 | E.5030966.01 | 118911798 | 35176497 | ECOP - STANISLAUS 1702 - H03 - LR1850 | 3180 | 636 | 0 | 0 | 2020-49973 | 2020-49974 | 3801.6 | 0.72 | 1378925 | 2020-09-22 | 0 | 633.6 | 3168 | 3801.6 | 0.72 | 1382400 | 2020-49973
| 35174174 |  |  |  | 0.6 | 0.6 |  |  |  |  | 0 | UNSE | 162821702 | STANISLAUS 1702 | STANISLAUS 17021850 | 182 | 13.4625 | 2651 | 0.16988 | 0.00093342 | 2745 | 0.0050728 | 66 | Tier 3 | ECOP | ARNOLD | Calaveras | Stockton | Central Valley | 5539421 | E.9999990.01 | 13867552 | 35174174 | ECOP-STANISLAUS 1702-H03-LR1850 | 3168 | 0 | 0 | 0 | [5 empty] | -
| 35095168 |  |  |  | 1.27 | 1.27 |  |  |  |  | 72507.61 | PEND | 162821702 | STANISLAUS 1702 | STANISLAUS 17021888 | 231 | 18.9186 | 2386 | 0.62036 | 0.0026855 | 2198 | #DIV/0! | 4 | Tier 3 | PRE | ARNOLD | Calaveras | Stockton | Central Valley | 5785247 | E.5015701.01 | 114832575 | 35095168 | CWSP–STANISLAUS 1702-LR1888-PH 1.1 | [5 empty] | 2018-78320 | 8764.8 | 1.66 | 1793000 | 2019-35975 | 0 | 0 | 6461 | 6461 | 1.2237 | 2349454.5455 | 2020-29753
| 35116515 |  |  |  | 1.75 | 1.75 |  |  |  |  | 122351.88 | UNSC | 162821702 | STANISLAUS 1702 | STANISLAUS 17021888 | 231 | 18.9186 | 2386 | 0.62036 | 0.0026855 | 2198 | #DIV/0! | 4 | Tier 3 | PRE | ARNOLD | Calaveras | Stockton | Central Valley | 5786036 | E.5015701.02 | 117607998 | 35116515 | CWSP–STANISLAUS 1702-LR1888-PH 1.2 | [5 empty] | 2018-78320 | 8764.8 | 1.66 | 1793000 | 2019-35975 | 0 | 0 | 8765 | 8765 | 1.66 | 3187272.7273 | 2019-69359 | 2020-48497 | 0 | 0 | 9222 | 9222 | 1.7466 | 3203035 | 4438411 | 347.3254
| 35116516 |  |  |  | 0.91 | 0.91 |  |  |  |  | 114802.93 | PEND | 162821702 | STANISLAUS 1702 | STANISLAUS 17021888 | 231 | 18.9186 | 2386 | 0.62036 | 0.0026855 | 2198 | #DIV/0! | 4 | Tier 3 | PRE | ARNOLD | Calaveras | Stockton | Central Valley | 5786037 | E.5015701.03 | 117608020 | 35116516 | CWSP–STANISLAUS 1702-LR1888-PH 1.3 | [5 empty] | 2018-78320 | 8764.8 | 1.66 | 1793000 | 2019-35975 | 0 | 0 | 4528 | 4528 | 0.85758 | 1646545.4545 | 2020-30061 | 2020-50281 | 0 | 0 | 4825 | 4825 | 0.91383 | 2239022 | 3210873 | 464.046
| 35116519 |  |  |  | 1.76 | 1.76 |  |  |  |  | 66827.35 | UNSC | 162821702 | STANISLAUS 1702 | STANISLAUS 17021888 | 231 | 18.9186 | 2386 | 0.62036 | 0.0026855 | 2198 | #DIV/0! | 4 | Tier 2 | PRE | ARNOLD | Calaveras | Stockton | Central Valley | 5786038 | E.5015701.04 | 117608026 | 35116519 | CWSP–STANISLAUS 1702-LR1888-PH 1.4 | [5 empty] | 2018-78320 | 8764.8 | 1.66 | 1793000 | 2019-35975 | 0 | 0 | 9579 | 9579 | 1.8142 | 3483272.7273 | 2019-71107
| 35116517 |  |  |  | 2.4 | 2.4 |  |  |  |  | 83600.99 | PEND | 162821702 | STANISLAUS 1702 | STANISLAUS 17021888 | 231 | 18.9186 | 2386 | 0.62036 | 0.0026855 | 2198 | #DIV/0! | 4 | Tier 2 | PRE | ARNOLD | Calaveras | Stockton | Central Valley | 5786039 | E.5015701.05 | 117608185 | 35116517 | CWSP–STANISLAUS 1702-LR1888-PH 1.5 | [5 empty] | 2018-78320 | 8764.8 | 1.66 | 1793000 | 2019-35975 | 0 | 0 | 10921 | 10921 | 2.0684 | 3971272.7273 | 2019-69686
| 35116518 |  |  |  | 2.07 | 2.07 |  |  |  |  | 81255.35 | PEND | 162821702 | STANISLAUS 1702 | STANISLAUS 17021888 | 231 | 18.9186 | 2386 | 0.62036 | 0.0026855 | 2198 | #DIV/0! | 4 | Tier 2 | PRE | ARNOLD | Calaveras | Stockton | Central Valley | 5786040 | E.5015701.06 | 117608188 | 35116518 | CWSP–STANISLAUS 1702-LR1888-PH 1.6 | [5 empty] | 2018-78320 | 8764.8 | 1.66 | 1793000 | 2019-35975 | 0 | 0 | 10922 | 10922 | 2.0686 | 3971636.3636 | 2019-69862
| 35095167 |  |  |  | 1.12 | 1.12 |  |  |  |  | 70737.49 | PEND | 162821702 | STANISLAUS 1702 | STANISLAUS 17021888 | 231 | 18.9186 | 2386 | 0.62036 | 0.0026855 | 2198 | #DIV/0! | 4 | Tier 2 | PRE | ARNOLD | Calaveras | Stockton | Central Valley | 5785246 | E.5015394.01 | 114832579 | 35095167 | CWSP–STANISLAUS 1702-LR1888-PH 2.1 |  |  |  |  | N/A | 2018-67963 | 8659.2 | 1.64 | 1768880 | 2019-35973 | 0 | 0 | 5833 | 5833 | 1.1047 | 2121090.9091 | 2020-38020 | 2020-51849 | 0 | 0 | 5899 | 5899 | 1.1172 | 2365952 | 3732876 | 401.0768
| 35116511 |  |  |  | 1.2 | 1.2 |  |  |  |  | 65006.39 | PEND | 162821702 | STANISLAUS 1702 | STANISLAUS 17021888 | 231 | 18.9186 | 2386 | 0.62036 | 0.0026855 | 2198 | #DIV/0! | 4 | Tier 2 | PRE | ARNOLD | Calaveras | Stockton | Central Valley | 5786041 | E.5015394.02 | 117608780 | 35116511 | CWSP–STANISLAUS 1702-LR1888-PH 2.2 |  |  |  |  | N/A | 2018-67963 | 8659.2 | 1.64 | 1768880 | 2019-35973 | 0 | 0 | 6934 | 6934 | 1.3133 | 2521454.5455 | 2019-71058
| 35116512 |  |  |  | 1.75 | 1.75 |  |  |  |  | 81709.77 | PEND | 162821702 | STANISLAUS 1702 | STANISLAUS 17021888 | 231 | 18.9186 | 2386 | 0.62036 | 0.0026855 | 2198 | #DIV/0! | 4 | Tier 2 | PRE | ARNOLD | Calaveras | Stockton | Central Valley | 6786042 | E.5015394.03 | 117608788 | 35116512 | CWSP–STANISLAUS 1702-LR1888-PH 2.3 |  |  |  |  | N/A | 2018-67963 | 8659.2 | 1.64 | 1768880 | 2019-35973 | 0 | 0 | 9387 | 9387 | 1.7778 | 3413454.5455 | 2020-40526
| 35116513 |  |  |  | 2.13 | 2.13 |  |  |  |  | 74438.05 | PEND | 162821702 | STANISLAUS 1702 | STANISLAUS 17021888 | 231 | 18.9186 | 2386 | 0.62036 | 0.0026855 | 2198 | #DIV/0! | 4 | Tier 2 | PRE | ARNOLD | Calaveras | Stockton | Central Valley | 6786043 | E.5015394.04 | 117608814 | 35116513 | CWSP–STANISLAUS 1702-LR1888-PH 2.4 |  |  |  |  | N/A | 2018-67963 | 8659.2 | 1.64 | 1768880 | 2019-35973 | 0 | 0 | 11249 | 11249 | 2.1305 | 4090545.4545 | 2019-70798
| 35116514 |  |  |  | 2.06 | 2.06 |  |  |  |  | 70645.45 | PEND | 162821702 | STANISLAUS 1702 | STANISLAUS 17021888 | 231 | 18.9186 | 2386 | 0.62036 | 0.0026855 | 2198 | #DIV/0! | 4 | Tier 2 | PRE | ARNOLD | Calaveras | Stockton | Central Valley | 6786044 | E.5015394.05 | 117608818 | 35116514 | CWSP–STANISLAUS 1702-LR1888-PH 2.5 |  |  |  |  | N/A | 2018-67963 | 8659.2 | 1.64 | 1768880 | 2019-35973 | 0 | 0 | 10882 | 10882 | 2.061 | 3957090.9091 | 2020-44614
| 35174467 |  |  |  | 6 | 6 |  |  |  |  | 3175.4 | ESTS | 162821702 | STANISLAUS 1702 | STANISLAUS 170237276 | 168 | 11.651 | 2825 | 0.037039 | 0.00022047 | 2839 | #VALUE! | 37 | Tier 3 | ECOP | ARNOLD | Calaveras | Stockton | Central Valley | 5790106 | E.5033911.01 | 118912984 | 35174467 | CWSP - STANISLAUS 1702 LR 37276 PH1.2 ECOP - STANISLAUS 1702 - H01 - LR37276-Ph1 | moved to 35046371 |  |  |  |  | 2018-61549 | 34056 | 6.45 | 6949300 | - | 0 | 0 | 34056 | 34056 | 6.45 | 12384000
| 35174468 |  |  |  | 5.72 | 5.72 |  |  |  |  | 2800.77 | ESTS | 162821702 | STANISLAUS 1702 | STANISLAUS 170237276 | 168 | 11.651 | 2825 | 0.037039 | 0.00022047 | 2839 | #VALUE! | 37 | Tier 3 | ECOP | ARNOLD | Calaveras | Stockton | Central Valley | 5790107 | E.5033912.01 | 118912985 | 35174468 | CWSP - STANISLAUS 1702 LR 37276 PH1.3 ECOP - STANISLAUS 1702 - H01 - LR37276-Ph2 | moved to 35046371 |  |  |  |  | 2018-61549 | 34056 | 6.45 | 6949300 | - | 0 | 0 | 34056 | 34056 | 6.45 | 12384000
| 35046371 |  |  |  | 12.92 | 12.92 |  |  |  |  | 21362.29 | UNSE | 162821702 | STANISLAUS 1702 | STANISLAUS 170237276 | 168 | 11.651 | 2825 | 0.037039 | 0.00022047 | 2839 | 0.027519 | 37 | Tier 3 | ECOP | ARNOLD | Calaveras | Stockton | Central Valley | 5530176 |  | 114712085 | 35046371 | ECOP - STANISLAUS 1702 LR 37276 | 68112 | 0 | 0 | 0 | 2018-53474 | 2018-61549 | 68112 | 12.9 | 13898600 | 2020-09-22 | 0 | 0 | 68204 | 68204 | 12.9174 | 24801454.5455
| 35116922 |  |  |  | 1.16 | 1.16 |  |  |  |  | 48534.25 | PEND | 162821702 | STANISLAUS 1702 | STANISLAUS 17024905 | 35 | 2.3021 | 2766 | 0.01361 | 0.00038885 | 2710 | #DIV/0! | 82 | Tier 3 | PRE | ARNOLD | Calaveras | Stockton | Central Valley | 5786031 | E.5014540.03 | 117605456 | 35116922 | CWSP-STANISLAUS 1702-LR1804&4905-PH 1.3 | [5 empty] | 2018-52369 | 8131.2 | 1.54 | 1660057.143 | 2019-35971 | 0 | 0 | 6221 | 6221 | 1.1782 | 2262181.8182 | 2020-37229
| 35116923 |  |  |  | 1.2 | 1.2 |  |  |  |  | 29334.94 | ADER | 162821702 | STANISLAUS 1702 | STANISLAUS 17024905 | 35 | 2.3021 | 2766 | 0.01361 | 0.00038885 | 2710 | #DIV/0! | 82 | Tier 3 | PRE | ARNOLD | Calaveras | Stockton | Central Valley | 5786032 | E.5014540.04 | 117605459 | 35116923 | CWSP-STANISLAUS 1702-LR1804&4905-PH 1.4 | [5 empty] | 2018-52369 | 8131.2 | 1.54 | 1660057.143 | 2019-35971 | 0 | 0 | 6326 | 6326 | 1.1981 | 2300363.6364 | 2019-70283
| 35192045 |  |  |  | 5.4 | 5.4 |  |  |  |  | 3418.02 | UNSE | 162821702 | STANISLAUS 1702 | STANISLAUS 170275348 | 77 | 5.3029 | 2878 | 0.0073521 | 9.5481e-05 | 2874 | 0.0050161 | 53 | Tier 3 | ECOP | ARNOLD | Calaveras | Stockton | Central Valley | 5792068 | E.5034376.01 | 119553913 | 35192045 | ECOP - STANISLAUS 1702 - H02-LR75348 | 28512 | 0 | 0 | 0 | 2020-54851 | 2020-54852 | 27984 | 5.3 | 7605052 | -
| 35024428 |  |  |  |  | 0 |  |  |  |  | 220.19 | UNSE | 152591101 | SUMMIT 1101 | SUMMIT 110148632 | 38 | 2.7294 | 1529 | 1.0003 | 0.026323 | 1895 | #DIV/0! | 2032 | Tier 2 | WDDB | SODA SPRINGS | Placer | Sierra | Northern | 5530173 |  | 114127299 | 35024428 | SUMMIT 1101 RECONDUCTOR W TREE WIRE | [7 empty] | 0 | [5 empty] | 0 | 0
| 35058060 |  |  |  | 1.704 | 1.704 |  |  |  |  | 6414.61 | UNSE | 83392110 | Swift 2110 | SWIFT 2110XR366 | 129 | 8.4324 | 877 | 10.6874 | 0.082848 | 822 | #DIV/0! | 1392 | Tier 2 | WDDB | SAN JOSE | Santa Clara | San Jose | Central Coast | 5530174 |  | 115029437 | 35058060 | SWIFT 2110 - CONDUCTOR REPL | [5 empty] | 2018-78893 | 8995 | 1.7036 | 1921600 |  |  |  |  | 0 | 0
| 35076130 |  |  |  |  | 0 |  |  |  |  | 0 | UNSE | 152291101 | Tamarack 1101 | TAMARACK 1101CB | 148 | 17.479 | 2630 | 0.14896 | 0.0010065 | 2552 | #DIV/0! | 1169 | Tier 2 | WDDB | SODA SPRINGS | Nevada | Sierra | Northern | 5530173 |  | 116489079 | 35076130 | TAMARACK 1101 WD 19-0011942 | [7 empty] | 0 | [5 empty] | 0 | 0
| 35212478 |  | PLAN | 2020999 | [6 empty] | 0 | UNSE | 83392110 | SWIFT 2110 | SWIFT 2110XR332 | 83 | 18.4582 | 1769 | 1.2892 | 0.015532 | 1452 | #DIV/0! |  |  | FRRB |  |  |  |  | 5793897 | E.5034571.01.01 | 119933730 | 35212478 | FRRB - SWIFT 2110 XR332
| 35111500 |  | COMP | 2019014 | 0.35 | 0 |  |  |  | 0.35 | 418578.63 | FICL | 42871101 | UPPER LAKE 1101 | UPPER LAKE 11016663 | 17 | 2.3539 | 2047 | 0.13592 | 0.0079953 | 1972 | #DIV/0! | 871 | Tier 2 | WDDB | LAKEPORT | Lake | Humboldt | Northern | 5533649 |  | 117416989 | 35111500 | RECONDUCTOR UPPER LAKE 01 HUNTERS PT RD | [7 empty] | 0 |  |  | 0 | 0 | 1850 | 1850 | 0.35038 | 672727.2727
| 35212465 |  | PLAN | 2020999 | [6 empty] | 0 | UNSE | 63601108 | VACAVILLE 1108 | VACAVILLE 110838316 | 232 | 15.9209 | 122 | 73.4796 | 0.31672 | 99 | #DIV/0! |  |  | FRRB |  |  | Sacramento |  | 5793894 | E.5034567.01.01 | 119933526 | 35212465 | FRRB - Vacaville 1108 LR 38316
| 35212466 |  | PLAN | 2020999 | [6 empty] | 0 | UNSE | 63601108 | VACAVILLE 1108 | VACAVILLE 11088762 | 147 | 13.8344 | 64 | 57.5327 | 0.39138 | 108 | #DIV/0! |  |  | FRRB |  |  | Sacramento |  | 5793894 | E.5034567.01.02 | 119984990 | 35212466 | FRRB - Vacaville 1108 LR 8762
| 35212481 |  | PLAN | 2020999 | [6 empty] | 0 | UNSE | 102911103 | WYANDOTTE 1103 | WYANDOTTE 11031508 | 249 | 27.2173 | 1176 | 12.4656 | 0.050062 | 1498 | #DIV/0! |  |  | FRRB |  |  |  |  | 5793918 | E.5034572.01.03 | 119983951 | 35212481 | FRRB - WYANDOTTE 1103 LR1508
| 35212483 |  | PLAN | 2020999 | [6 empty] | 0 | UNSE | 102911103 | WYANDOTTE 1103 | WYANDOTTE 11031974 | 259 | 22.4168 | 1849 | 3.3188 | 0.012814 | 1756 | #DIV/0! |  |  | FRRB |  |  |  |  | 5793918 | E.5034572.01.04 | 119983953 | 35212483 | FRRB - WYANDOTTE 1103 LR1974
| 35095165 |  | COMP | 2019008 | 0.69 | 0 | 2019 |  |  | 0.69 | 3088351.23 | DOCC | 102541102 | VOLTA 1102 | VOLTA 11021648 | 0 | 0 | 0 | 0 | 0 | #N/A | #DIV/0! | 283 | Tier 3 | PRE | SHINGLETOWN | Shasta | North Valley | Northern | 5785228 | E.5015704.01 | 114761296 | 35095165 | CWSP - VOLTA 1102 - LR 1648 - PH 3.1 | [5 empty] | 2018-83301 | 8025.6 | 1.52 | 1643200 | 2019-32207 | 0 | 0 | 3843 | 3843 | 0.72784 | 1397454.5455 | 2019-40098 | 2019-54611 | 0 | 0 | 3843 | 3843 | 0.72784 | 1500654 | 2164734 | 390.4902 |  | 2020-07886
| 74021963 |  | COMP | 2020444 | 2.76 | 0 | 2019 | 2.48 | 0.29 | 2.76 | 7990372.76 | DOCC | 12101102 | OAKLAND K 1102 | OAKLAND K 1102CB | 40 | 2.9934 | 2675 | 0.030752 | 0.0007688 | 2585 | 0.018997 | 265 | Tier 3 | PRE | OAKLAND | Alameda | East Bay | Bay Area | 5782579 | E.5014543.01 | 114592093 | 74021963 | CWSP: OAKLAND K 1102 OCB ZONE | 14575.8 | 0 | 0 | 0 |  | 2018-45845 | 14256 | 2.7 | 4125000 | N/A | 0 | 0 | 14748 | 14748 | 2.7932 | 5362909.0909 | 2020-06158
| 74022385 |  | COMP | 2022444 | 2.42 | 0 |  |  |  | 2.42 | 875265.01 | APPR | 43311102 | KONOCTI 1102 | KONOCTI 1102532 | 124 | 9.7315 | 1999 | 1.1234 | 0.0090595 | 2215 | 0.18717 | 153 | Tier 3 | PRE | KELSEYVILLE | Lake | Humboldt | Northern | 5782859 | E.5015029.01 | 114691436 | 74022385 | CWSP-KONOCTI 1102-LR 532-PH0 | 12777.6 | 0 | 0 | 0 |  | 2018-50209 | 4593.6 | 0.87 | 930690 | N/A | [6 empty] | 2019-80985
| 74022388 |  | COMP | 2020444 | 0.85 | 0 | 2020 |  |  | 0.85 | 3810171.29 | CONS | 12541104 | Oakland X 1104 | OAKLAND X 1104CR022 | 48 | 4.0194 | 3053 | 0.00051505 | 1.073e-05 | 3103 | 7.2977e-05 | 435 | Tier 3 | WDDB | OAKLAND | Alameda | East Bay | Bay Area | 5537523 | E.5014312.01 | 114266765 | 74022388 | CWSP: X-1104 OH RECOND SKYLINE | 3677 | 0 | 0 | 0 |  | 2018-61930 | 4300 | 0.81439 | 645000 | N/A |  |  |  | 0 | 0 |  | 2020-16889 | 2020-12348 | 0 | 0 | 3677 | 3677 | 0.6964 | 4286743 | 5476214 | 1165.8262 | 2020-49145
| 31326119 |  | COMP | 2019004 | 0.57 | 0 | 2019 |  |  | 0.57 | 997479.35 | CLSD | 152491101 | WEIMAR 1101 | WEIMAR 1101CB | 116 | 9.2589 | 2422 | 0.27716 | 0.0023893 | 2615 | #DIV/0! | 1889 | Tier 2 | WDDB | COLFAX | Placer | Sierra | Northern | 5530173 | P.11895 | 112874571 | 31326119 | WEIMAR 1101 - NATURE'S WAY RECONDUCTOR | [5 empty] | 2017-94432 | 2813 | 0.53277 | 309430 | N/A | 0 | 0 | 2990 | 2990 | 0.56629 | 1087272.7273 | 2018-54715 | 2019-52086 | 0 | 0 | 2990 | 2990 | 0.56629 | 954304 | 1325896 | 319.1652 | 2020-12820
| 35043421 |  |  |  | 2.21 | 2.21 |  |  |  |  | 32093.61 | ESTS | 163201101 | WEST POINT 1101 | WEST POINT 110112256 | 86 | 6.4793 | 2589 | 0.10855 | 0.0012622 | 2453 | #DIV/0! | 96 | Tier 3 | PRE | PIONEER | Amador | Stockton | Central Valley | 5784647 | E.5014728.01 | 114676761 | 35043421 | CWSP-WEST POINT 1101-OCB&LR12256-PH1.1 | [5 empty] | 2018-57103 | 7128 | 1.35 | 1455162 | 2019-35906 | 0 | 0 | 11665 | 11665 | 2.2093 | 4241818.1818
| 35113993 |  |  |  | 2.12 | 2.12 |  |  |  |  | 14481.98 | ESTS | 163201101 | WEST POINT 1101 | WEST POINT 110112256 | 86 | 6.4793 | 2589 | 0.10855 | 0.0012622 | 2453 | #DIV/0! | 96 | Tier 3 | PRE | PIONEER | Amador | Stockton | Central Valley | 5786012 | E.5014728.02 | 117501693 | 35113993 | CWSP-WEST POINT 1101-OCB&LR12256-PH1.2 | [5 empty] | 2018-57103 | 7128 | 1.35 | 1455162 | 2019-35877 | 0 | 0 | 11178 | 11178 | 2.117 | 4064727.2727 | 2020-04093
| 35113994 |  |  |  | 1.33 | 1.33 |  |  |  |  | 27529.64 | ADER | 163201101 | WEST POINT 1101 | WEST POINT 110112256 | 86 | 6.4793 | 2589 | 0.10855 | 0.0012622 | 2453 | #DIV/0! | 96 | Tier 3 | PRE | PIONEER | Amador | Stockton | Central Valley | 5786013 | E.5014728.03 | 117501694 | 35113994 | CWSP-WEST POINT 1101-OCB&LR12256-PH1.3 | [5 empty] | 2018-57103 | 7128 | 1.35 | 1455162 | 2019-35877 | 0 | 0 | 7001 | 7001 | 1.3259 | 2545818.1818 | 2020-25739
| 35113995 |  |  |  | 1.41 | 1.41 |  |  |  |  | 185017.72 | PEND | 163201101 | WEST POINT 1101 | WEST POINT 110112256 | 86 | 6.4793 | 2589 | 0.10855 | 0.0012622 | 2453 | #DIV/0! | 96 | Tier 3 | PRE | PIONEER | Amador | Stockton | Central Valley | 5786014 | E.5014728.04 | 117501695 | 35113995 | CWSP-WEST POINT 1101-OCB&LR12256-PH1.4 | [5 empty] | 2018-57103 | 7128 | 1.35 | 1455162 | 2019-35877 | 0 | 0 | 7448 | 7448 | 1.4106 | 2708363.6364 | 2020-56628
| 35113996 |  |  |  | 1.188 | 1.188 |  |  |  |  | 91025.76 | PEND | 163201101 | WEST POINT 1101 | WEST POINT 110112256 | 86 | 6.4793 | 2589 | 0.10855 | 0.0012622 | 2453 | #DIV/0! | 96 | Tier 3 | PRE | PIONEER | Amador | Stockton | Central Valley | 5786015 | E.5014728.05 | 117501697 | 35113996 | CWSP-WEST POINT 1101-OCB&LR12256-PH1.5 | [5 empty] | 2018-57103 | 7128 | 1.35 | 1455162 | 2019-35877 | 0 | 0 | 6270 | 6270 | 1.1875 | 2280000 | 2020-08230
| 35113997 |  |  |  | 1.223 | 1.223 |  |  |  |  | 69834.7 | PEND | 163201101 | WEST POINT 1101 | WEST POINT 110112256 | 86 | 6.4793 | 2589 | 0.10855 | 0.0012622 | 2453 | #DIV/0! | 96 | Tier 3 | PRE | PIONEER | Amador | Stockton | Central Valley | 5786016 | E.5014728.06 | 117500608 | 35113997 | CWSP-WEST POINT 1101-OCB&LR12256-PH1.6 | [5 empty] | 2018-57103 | 7128 | 1.35 | 1455162 | 2019-35877 | 0 | 0 | 6460 | 6460 | 1.2235 | 2349090.9091 | 2020-23988
| 35113998 |  |  |  | 1.119 | 1.119 |  |  |  |  | 136893.26 | PEND | 163201101 | WEST POINT 1101 | WEST POINT 110112256 | 86 | 6.4793 | 2589 | 0.10855 | 0.0012622 | 2453 | #DIV/0! | 96 | Tier 2 | PRE | PIONEER | Amador | Stockton | Central Valley | 5786017 | E.5014728.07 | 117500659 | 35113998 | CWSP-WEST POINT 1101-OCB&LR12256-PH1.7 | [5 empty] | 2018-57103 | 7128 | 1.35 | 1455162 | 2019-35877 | 0 | 0 | 5907 | 5907 | 1.1187 | 2148000 | 2020-33083
| 35113999 |  |  |  | 1.693 | 1.693 |  |  |  |  | 10074.77 | ESTS | 163201101 | WEST POINT 1101 | WEST POINT 110112256 | 86 | 6.4793 | 2589 | 0.10855 | 0.0012622 | 2453 | #DIV/0! | 96 | Tier 3 | PRE | PIONEER | Amador | Stockton | Central Valley | 5786134 | E.5014728.08 | 117500661 | 35113999 | CWSP-WEST POINT 1101-OCB&LR12256-PH1.8 | [5 empty] | 2018-57103 | 7128 | 1.35 | 1455162 | 2019-35877 | 0 | 0 | 8940 | 8940 | 1.6932 | 3250909.0909 | 2020-06771
| 35112972 |  |  |  | 1.26 | 1.26 |  |  |  |  | 24865.01 | ESTS | 163201101 | WEST POINT 1101 | WEST POINT 110113444 | 221 | 17.021 | 2293 | 0.77919 | 0.0035258 | 2268 | 0.038646 | 63 | Tier 3 | PRE | PIONEER | Amador | Stockton | Central Valley | 5786001 | E.5014727.02 | 117491267 | 35112972 | CWSP - WEST POINT 1101 -LR 13444- PH 1.2 | 7761 | 0 | 0 | 0 |  | 2018-70913 | 7761.6 | 1.47 | 1573714 | 2019-35881 | 0 | 0 | 7761 | 7761 | 1.4699 | 2822181.8182 | 2020-64148
| 35112973 |  |  |  | 0.8 | 0.8 |  |  |  |  | 75297 | PEND | 163201101 | WEST POINT 1101 | WEST POINT 110113444 | 221 | 17.021 | 2293 | 0.77919 | 0.0035258 | 2268 | 0.024537 | 63 | Tier 3 | PRE | PIONEER | Amador | Stockton | Central Valley | 5786002 | E.5014727.03 | 117491412 | 35112973 | CWSP - WEST POINT 1101 -LR 13444- PH 1.3 | 7761 | 0 | 0 | 0 |  | 2018-70913 | 7761.6 | 1.47 | 1573714 | 2019-35881 | 0 | 0 | 7761 | 7761 | 1.4699 | 2822181.8182 | 2020-58627
| 35112974 |  |  |  | 2.61 | 2.61 |  |  |  |  | 184548.95 | ADER | 163201101 | WEST POINT 1101 | WEST POINT 110113444 | 221 | 17.021 | 2293 | 0.77919 | 0.0035258 | 2268 | 0.080052 | 63 | Tier 3 | PRE | PIONEER | Amador | Stockton | Central Valley | 5786003 | E.5014727.04 | 117491414 | 35112974 | CWSP - WEST POINT 1101 -LR 13444- PH 1.4 | 13780.8 | 0 | 0 | 0 |  | 2018-70913 | 7761.6 | 1.47 | 1573714 | 2019-35881 | [6 empty] | 2019-78879
| 35112975 |  |  |  | 1.45 | 1.45 |  |  |  |  | 185699.82 | ESTS | 163201101 | WEST POINT 1101 | WEST POINT 110113444 | 221 | 17.021 | 2293 | 0.77919 | 0.0035258 | 2268 | 0.044474 | 63 | Tier 3 | PRE | PIONEER | Amador | Stockton | Central Valley | 5786004 | E.5014727.05 | 117491771 | 35112975 | CWSP - WEST POINT 1101 -LR 13444- PH 1.5 | 7656 | 0 | 0 | 0 |  | 2018-70913 | 7761.6 | 1.47 | 1573714 | 2019-35881 | [6 empty] | 2019-80056
| 35112976 |  |  |  | 1.83 | 1.83 |  |  |  |  | 18662.98 | ADER | 163201101 | WEST POINT 1101 | WEST POINT 110113444 | 221 | 17.021 | 2293 | 0.77919 | 0.0035258 | 2268 | 0.056129 | 63 | Tier 3 | PRE | PIONEER | Amador | Stockton | Central Valley | 5786005 | E.5014727.06 | 117491849 | 35112976 | CWSP - WEST POINT 1101 -LR 13444- PH 1.6 | 9662.4 | 0 | 0 | 0 |  | 2018-70913 | 7761.6 | 1.47 | 1573714 | 2019-35881
| 35112977 |  |  |  | 1.15 | 1.15 |  |  |  |  | 26149.62 | PEND | 163201101 | WEST POINT 1101 | WEST POINT 110113444 | 221 | 17.021 | 2293 | 0.77919 | 0.0035258 | 2268 | 0.035272 | 63 | Tier 3 | PRE | PIONEER | Amador | Stockton | Central Valley | 5786006 | E.5014727.07 | 117491910 | 35112977 | CWSP - WEST POINT 1101 -LR 13444- PH 1.7 | 6072 | 0 | 0 | 0 |  | 2018-70913 | 7761.6 | 1.47 | 1573714 | 2019-35881
| 35043423 |  |  |  | 1.11 | 1.11 |  |  |  |  | 26705.7 | PEND | 163201101 | WEST POINT 1101 | WEST POINT 110113444 | 221 | 17.021 | 2293 | 0.77919 | 0.0035258 | 2268 | 0.034045 | 63 | Tier 3 | PRE | VOLCANO | Amador | Stockton | Central Valley | 5785230 | E.5014726.01 | 114678726 | 35043423 | CWSP - WEST POINT 1101 -LR 13444- PH 2.1 | 5885 | 0 | 0 | 0 |  | 2018-83494 | 8870.4 | 1.68 | 1814983 | 2019-35882 | 0 | 0 | 5885 | 5885 | 1.1146 | 2140000 | 2020-36196
| 35112978 |  |  |  | 1.61 | 1.61 |  |  |  |  | 55691.05 | PEND | 163201101 | WEST POINT 1101 | WEST POINT 110113444 | 221 | 17.021 | 2293 | 0.77919 | 0.0035258 | 2268 | 0.049381 | 63 | Tier 3 | PRE | PIONEER | Amador | Stockton | Central Valley | 5786007 | E.5014726.02 | 117493902 | 35112978 | CWSP - WEST POINT 1101 -LR 13444- PH 2.2 | 8477 | 0 | 0 | 0 |  | 2018-83494 | 8870.4 | 1.68 | 1814983 | 2019-35882 | 0 | 0 | 8477 | 8477 | 1.6055 | 3082545.4545 | 2019-65776
| 35112979 |  |  |  | 1.01 | 1.01 |  |  |  |  | 40901.19 | PEND | 163201101 | WEST POINT 1101 | WEST POINT 110113444 | 221 | 17.021 | 2293 | 0.77919 | 0.0035258 | 2268 | 0.030978 | 63 | Tier 3 | PRE | PIONEER | Amador | Stockton | Central Valley | 5786008 | E.5014726.03 | 117494010 | 35112979 | CWSP - WEST POINT 1101 -LR 13444- PH 2.3 | 5331 | 0 | 0 | 0 |  | 2018-83494 | 8870.4 | 1.68 | 1814983 | 2019-35882 | 0 | 0 | 5331 | 5331 | 1.0097 | 1938545.4545 | 2019-71481
| 35113100 |  |  |  | 1.94 | 1.94 |  |  |  |  | 41697.35 | PEND | 163201101 | WEST POINT 1101 | WEST POINT 110113444 | 221 | 17.021 | 2293 | 0.77919 | 0.0035258 | 2268 | 0.059503 | 63 | Tier 3 | PRE | PIONEER | Amador | Stockton | Central Valley | 5786009 | E.5014726.04 | 117494051 | 35113100 | CWSP - WEST POINT 1101 -LR 13444- PH 2.4 | 10233 | 0 | 0 | 0 |  | 2018-83494 | 8870.4 | 1.68 | 1814983 | 2019-35882 | 0 | 0 | 10233 | 10233 | 1.9381 | 3721090.9091 | 2020-44079
| 74022390 |  | COMP | 2020444 | 0.97 | 0 |  |  |  | 0.97 | 2513371.61 | DOCC | 43432104 | SILVERADO 2104 | SILVERADO 2104722 | 99 | 7.8964 | 690 | 11.1613 | 0.11274 | 1130 | 0.91861 | 160 | Tier 3 | PRE | DEER PARK | Napa | North Bay | Bay Area | 5782858 | E.5014772.01 | 114592131 | 74022390 | CWSP - SILVERADO 2104- LR722-PH 1A | 5121.6 | 0 | 0 | 0 |  | 2018-42785 | 5348.64 | 1.013 | 1031250 | 2019-16616
| 74028021 |  | COMP | 2020444 | 1.84 | 0 |  |  |  | 1.84 | 4023904.72 | CONS | 42091102 | MIRABEL 1102 | MONTE RIO 1113652 | 25 | 1.6208 | 2192 | 0.13357 | 0.0053427 | 2448 | 0.10159 | 115 | Tier 3 | PRE | FORESTVILLE | Sonoma | Sonoma | Northern | 5782598 | E.5014743.02 | 117755928 | 74028021 | CWSP - MIRABEL 02/MONTE RIO 13-LR652 PH2 | 9716 | 0 | 0 | 0
| 35173755 |  |  |  | 2.28 | 2.28 |  |  |  |  | 12518.15 | ESTS | 163201101 | WEST POINT 1101 | WEST POINT 110136674 | 125 | 9.4121 | 2389 | 0.33299 | 0.0026639 | 2361 | 0.055004 | 38 | Tier 3 | ECOP | PIONEER | Amador | Stockton | Central Valley | 5790005 | E.5034447.01.01 | 118911674 | 35173755 | ECOP - WEST POINT 1101 - H02 - LR36674 PH1 | 7774 | 300 | 0 | 0 | 2020-33883 | 2020-36163 | 11774.4 | 2.23 | 3367686 | 2020-61635 | 0 | 5016 | 6758.4 | 11774.4 | 2.23 | 4281600
| 35199560 |  |  |  | 0.85 | 0.85 |  |  |  |  | 1529.29 | ESTS | 163201101 | WEST POINT 1101 | WEST POINT 110136674 | 125 | 9.4121 | 2389 | 0.33299 | 0.0026639 | 2361 | 0.02913 | 38 | Tier 3 | ECOP | PIONEER | Amador | Stockton | Central Valley | 5790005 | E.5034447.01.02 | 119666808 | 35199560 | ECOP - WEST POINT 1101 - H02 - LR36674 PH2 | 335 | 4694 | 0 | 0 | 2020-33883 | 2020-36163 | 11774.4 | 2.23 | 3367686 | 2020-61635 | 0 | 0 | 4488 | 4488 | 0.85 | 1632000
| 35192041 |  |  |  | 3.24 | 3.24 |  |  |  |  | 7195.17 | UNSE | 163201101 | WEST POINT 1101 | WEST POINT 11014706 | 138 | 11.4541 | 2468 | 0.28923 | 0.0020959 | 2390 | 0.057924 | 31 | Tier 3 | ECOP | PIONEER | Amador | Stockton | Central Valley | 5792061 | E.5034369.01 | 119552184 | 35192041 | ECOP - WEST POINT 1101 - H01-LR4706 | 17201 | 2317 | 0 | 0 |  |  |  | 0 |  | -
| 35043422 |  |  |  | 10.28 | 10.28 |  |  |  |  | 46903.36 | ADER | 182941102 | WEST POINT 1101 | WEST POINT 1101L2219 | 41 | 3.3854 | 2757 | 0.017329 | 0.00042266 | 2687 | #DIV/0! | 137 | Tier 3 | PRE | PIONEER | Amador | Stockton | Central Valley | 5785229 | E.5014727.01 | 114678720 | 35043422 | CWSP - WEST POINT 1101 -LR 13444- PH 1.1 |  |  |  |  | 2018-61566 | 2018-70913 | 7761.6 | 1.47 | 1573714 | 2019-35881 | 0 | 0 | 54278 | 54278 | 10.2799 | 19737454.5455 | 2020-01879
| 35192300 |  |  |  | 2.22 | 2.22 |  |  |  |  | 1921.66 | UNSE | 163201101 | WEST POINT 1101 | WEST POINT 1101L3355 | 27 | 2.2487 | 1956 | 0.2728 | 0.010104 | 2102 | 0.18044 | 176 | Tier 3 | ECOP | PIONEER | Amador | Stockton | Central Valley | 5792108 | E.5034417.01 | 119556696 | 35192300 | ECOP - WEST POINT 1101 - H04-TSL3355 | 11960 | 0 | 0 | 0 | [5 empty] | -
| 35181199 |  |  |  | 2.52 | 2.52 |  |  |  |  | 6669.42 | ESTS | 163201101 | WEST POINT 1101 | WEST POINT 1101L373 | 93 | 7.3956 | 2260 | 0.36311 | 0.0039044 | 2136 | 0.082897 | 69 | Tier 3 | ECOP | PIONEER | Amador | Stockton | Central Valley | 5790907 | E.5034007.01 | 118991252 | 35181199 | ECOP - WEST POINT 1101 - H03-TSL373 | 42184 | 0 | 0 | 0 | 2020-56868 | 2020-56877 | 42184 | 7.9894 | 8825795 | - | 0 | 0 | 42184 | 42184 | 7.9894 | 15339636.3636
| 35192050 |  |  |  | 3.62 | 3.62 |  |  |  |  | 1529.29 | UNSE | 163201102 | WEST POINT 1102 | WEST POINT 11021303 | 146 | 15.6665 | 2021 | 1.2651 | 0.0086648 | 1912 | 0.19585 | 114 | Tier 3 | ECOP | PIONEER | Amador | Stockton | Central Valley | 5792077 | E.5034385.01 | 119554054 | 35192050 | ECOP - WEST POINT 1102 - H01-TS1303 | 18935 | 0 | 0 | 0 |  |  |  | 0 |  | -
| 35192052 |  |  |  | 2.18 | 2.18 |  |  |  |  | 2025.89 | UNSE | 163201102 | WEST POINT 1102 | WEST POINT 110234416 | 113 | 10.4546 | 1633 | 2.466 | 0.021823 | 1510 | 0.39422 | 194 | Tier 3 | ECOP | WEST POINT | Calaveras | Stockton | Central Valley | 5792081 | E.5034390.01 | 119554058 | 35192052 | ECOP - WEST POINT 1102 - H05-LR34416 | 10910 | 4720 | 0 | 0 |  |  |  | 0 |  | -
| 35192301 |  |  |  | 1.6 | 1.6 |  |  |  |  | 1529.29 | UNSE | 163201102 | WEST POINT 1102 | WEST POINT 110236676 | 173 | 16.9707 | 1530 | 4.5232 | 0.026145 | 1376 | 0.28572 | 249 | Tier 3 | ECOP | PIONEER | Amador | Stockton | Central Valley | 5792109 | E.5034418.01 | 119556698 | 35192301 | ECOP - WEST POINT 1102 - H06-LR36676 | 8950 | 0 | 0 | 0 |  |  |  | 0 |  | - |  |  |  | 0 | 0
| 35192302 |  |  |  | 2.2 | 2.2 |  |  |  |  | 1529.29 | UNSE | 163201102 | WEST POINT 1102 | WEST POINT 110293116 | 453 | 42.3267 | 1909 | 5.1406 | 0.011348 | 1875 | 0.17902 | 310 | Tier 3 | ECOP | PIONEER | Amador | Stockton | Central Valley | 5792110 | E.5034419.01 | 119556928 | 35192302 | ECOP - WEST POINT 1102 - H07-LR93116 | 27139 | 0 | 0 | 0 |  |  |  | 0 |  | - |  |  |  | 0 | 0
| 35051268 |  |  |  | 12.43 | 12.43 |  |  |  |  | 10840.14 | UNSE | 42661104 | WILLITS 1104 | WILLITS 110434008 | 259 | 22.9249 | 1988 | 2.4408 | 0.0094239 | 1998 | #DIV/0! | 50 | Tier 3 | PRE | WILLITS | Mendocino | Humboldt | Northern | 5530164 |  | 114848768 | 35051268 | CWSP - WILLITS 1104 - LR 34008 - PH 2 | [5 empty] | 2018-79942 | 65683.2 | 12.44 | 13336500
| 35047429 |  |  |  | 11.52 | 11.52 |  |  |  |  | 11274.6 | UNSE | 42661104 | WILLITS 1104 | WILLITS 110434008 | 259 | 22.9249 | 1988 | 2.4408 | 0.0094239 | 1998 | #DIV/0! | 50 | Tier 3 | PRE | WILLITS | Mendocino | Humboldt | Northern | 5530164 |  | 114742614 | 35047429 | CWSP - WILLITS 1104 - LR 34008 PH 1 | [5 empty] | 2018-70062 | 60825.6 | 11.52 | 12577100
| 35043296 |  |  |  | 1.27 | 1.27 |  |  |  |  | 146868.45 | UNSC | 192171103 | WILLOW CREEK 1103 | WILLOW CREEK 11033090 | 58 | 10.8102 | 1598 | 1.3443 | 0.023177 | 1798 | #DIV/0! | 2204 | Tier 2 | WDDB | WILLOW CREEK | Humboldt | Humboldt | Northern | 5530164 |  | 112191208 | 35043296 | WDDB - WILLOW CRK 1103 LR 3090 | [5 empty] | 2016-120186 | 6300 | 1.1932 | 704000 | 2019-24940 | 0 | 0 | 6300 | 6300 | 1.1932 | 2290909.0909 | 2020-30698
| 35191930 |  |  |  | 6.42 | 6.42 |  |  |  |  | 4191.05 | UNSE | 43021101 | WOODACRE 1101 | WOODACRE 1101404 | 152 | 12.4146 | 2189 | 0.81576 | 0.0053668 | 2372 | 0.28264 | 33 | Tier 3 | ECOP | SAN GERONIMO | Marin | North Bay | Northern | 5792062 | E.5034370.01 | 119553788 | 35191930 | ECOP - WOODACRE 1101 - H01-LR404 - PH 1 | 35425 | 0 | 0 | 0 |  |  |  | 0 |  | -
| 35191934 |  |  |  | 6 | 6 |  |  |  |  | 1529.29 | UNSE | 43021101 | WOODACRE 1101 | WOODACRE 1101404 | 152 | 12.4146 | 2189 | 0.81576 | 0.0053668 | 2372 | 0.26415 | 33 | Tier 3 | ECOP | SAN GERONIMO | Marin | North Bay | Northern | 5792063 | E.5034371.01 | 119553797 | 35191934 | ECOP - WOODACRE 1101 - H01-LR404 - PH 2 | 28742 | 0 | 0 | 0 | [5 empty] | -
| 35030654 |  | COMP | 2019003 | 1 | 0 | 2019 |  |  | 1 | 1864255.74 | FICL | 24251101 | WOODSIDE 1101 | WOODSIDE 11018974 | 149 | 13.2248 | 1145 | 7.8956 | 0.05299 | 1406 | #DIV/0! | 59 | Tier 2 | PRE | REDWOOD CITY | San Mateo | Peninsula | Central Coast | 5530170 |  | 114452534 | 35030654 | TW ON WOODSIDE1101 N/O 7573 | [5 empty] | 2018-26839 | 5400 | 1.0227 | 544000 |  | 0 | 0 | 5271 | 5271 | 0.9983 | 1916727.2727 | 2019-00361 | 2019-29869 | 0 | 0 | 5271 | 5271 | 0.9983 | 1071000 | 1382000 | 203.1873
| 35112968 |  |  |  | 2.7 | 2.7 |  |  |  |  | 1587.18 | UNSE | 24251101 | WOODSIDE 1101 | WOODSIDE 11018974 | 149 | 13.2248 | 1145 | 7.8956 | 0.05299 | 1406 | #DIV/0! | 59 | Tier 2 | WDDB | WOODSIDE | San Mateo | Peninsula | Central Coast | 5786098 | E.5024111.01 | 117474195 | 35112968 | WOODSIDE 1101 RECOND FUSE 1097 ZONE | [5 empty] | 2019-42293 | 14256 | 2.7 | 2987000
| 35181939 |  |  |  |  | 0 |  |  |  |  | 0 | UNSE | 102911103 | WYANDOTTE 1103 | WYANDOTTE 11031508 | 249 | 27.2173 | 1176 | 12.4656 | 0.050062 | 1498 | #DIV/0! | 1086 | Tier 3 | WDDB | BERRY CREEK | Butte | North Valley | Northern | 5791278 | E.5034174.01 | 119146963 | 35181939 | WD RECONDUCTORING ON WYANDOTTE 1103 | [7 empty] | 0 | [5 empty] | 0 | 0
| 35113946 |  |  |  | 22.84 | 22.84 |  |  |  |  | 795.29 | UNSE | 102911103 | WYANDOTTE 1103 | WYANDOTTE 11031974 | 259 | 22.4168 | 1849 | 3.3188 | 0.012814 | 1756 | #DIV/0! | 11 | Tier 3 | PRE | BERRY CREEK | Butte | North Valley | Northern | 5786219 | E.5024242.01 | 117557032 | 35113946 | CWSP - WYANDOTTE 1103 – LR 1974 | [5 empty] | 2019-44589 | 120595.2 | 22.84 | 22840000
| 31246140 |  | COMP | 2018001 |  | 0 |  |  |  |  | 293661.01 | CLSD | 102911105 | WYANDOTTE 1105 | WYANDOTTE 1105CB | 14 | 11.4973 | 834 | 1.2395 | 0.088539 | 970 | #DIV/0! | 2499 | Tier 3 | WDDB | OROVILLE | Butte | North Valley | Northern | 5505506 | P.11732 | 111693075 | 31246140 | WY1105 - RECOND 3000 FT OF 4AR W 2ARTW | [5 empty] | 2016-102050 | 3000 | 0.56818 | 330000 | N/A |  |  |  | 0 | 0 |  | 2018-30128 | 2018-13044 | 0 | 0 | 3309 | 3309 | 0.6267 | 353000 | 395360 | 106.6788
| 31269259 |  | COMP | 2019002 | 1.21 | 0 | 2019 |  |  | 1.21 | 706484.04 | FICL | 182681101 | ZACA 1101 | ZACA 1101CB | 60 | 7.4782 | 416 | 10.4995 | 0.17499 | 494 | #DIV/0! | 2754 | Tier 2 | PRE | LOS OLIVOS | Santa Barbara | Los Padres | Central Coast | 5530159 | P.11693 | 111934659 | 31269259 | ZACA 1101 FOXEN CYN RD, LOS OLIVOS | [5 empty] | 2016-115592 | 6336 | 1.2 | 784960 |  | 0 | 0 | 6388.8 | 6388.8 | 1.21 | 2323200 |  | 2019-29822 | 0 | 0 | 6389 | 6389 | 1.21 | 1160000 | 1620000 | 181.5621
| 31232280 |  | COMP | 2019001 | 1.11 | 0 | 2019 |  |  | 1.11 | 773530.45 | FICL | 182681102 | ZACA 1102 | ZACA 1102Y54 | 296 | 34.0882 | 94 | 104.1359 | 0.35181 | 120 | #DIV/0! | 1154 | Tier 2 | PRE | SANTA YNEZ | Santa Barbara | Los Padres | Central Coast | 5530166 | P.11690 | 111549081 | 31232280 | ZACA 1102 LONG CYN RD, SANTA YNEZ | [5 empty] | 2017-08534 |  | 0 |  |  | 0 | 0 | 5280 | 5280 | 1 | 1920000 |  | 2019-29823 | 0 | 0 | 5851 | 5851 | 1.1081
| 35076064 |  | CANCL |  |  | 0 |  |  |  |  | 0 | CLSD | 183101103 | CABRILLO 1103 |  | 0 | 0 | 0 | 0 | 0 | #N/A | #DIV/0! |  | Tier 3 | CANCL | LOMPOC | Santa Barbara | Los Padres | Central Coast | 5530159 |  | 114224375 | 35076064 | *CANC* 14184 FT OF 4ACSR&3363 FT OF 6CU | [7 empty] | 0 | [5 empty] | 0 | 0
| 35047419 |  | CANCL |  |  | 0 |  |  |  |  | 0 | CLSD | 153652109 | SHINGLE SPRINGS 2109 |  | 0 | 0 | 0 | 0 | 0 | #N/A | #DIV/0! |  | Tier 3 | CANCL | SHINGLE SPRINGS | El Dorado | Sierra | Northern | 5783286 |  | 114742520 | 35047419 | *CANC*CWSP-SHINGLE SPRINGS 2109-LR 9372- | [7 empty] | 0 |  | 2018-66983 |  |  |  | 0 | 0
| 35051252 |  | CANCL |  |  | 0 |  |  |  |  | 65.66 | UNSE | 153082106 | PLACERVILLE 2106 |  | 0 | 0 | 0 | 0 | 0 | #N/A | #DIV/0! |  | Tier 3 | CANCL | GEORGETOWN | El Dorado | Sierra | Northern | 5530173 |  | 114863777 | 35051252 | *Cancel* CWSP - PLACERVILLE 2106 - LR 1104 | [7 empty] | 0 | [5 empty] | 0 | 0
| 35047422 |  | CANCL |  |  | 0 |  |  |  |  | 0 | UNSE | 153082106 | PLACERVILLE 2106 |  | 0 | 0 | 0 | 0 | 0 | #N/A | #DIV/0! |  | Tier 3 | CANCL | PLACERVILLE | El Dorado | Sierra | Northern | 5530164 |  | 114742525 | 35047422 | *Cancel* CWSP - PLACERVILLE 2106 - LR 1104 | [7 empty] | 0 | [5 empty] | 0 | 0
| 35113953 |  | CANCL |  |  | 0 |  |  |  |  | 0 | CLSD | 24251101 | BIG BASIN 1101 |  | 0 | 0 | 0 | 0 | 0 | #N/A | #DIV/0! |  | Tier 3 | CANCL | BOULDER CREEK | Santa Cruz | Central Coast | Central Coast | 5783324 | E.5014542.05 | 117560075 | 35113953 | *CNCL* CWSP-BB1101-LR10296-PH1.5 | [7 empty] | 0 | [5 empty] | 0 | 0
| 35113954 |  | CANCL |  |  | 0 |  |  |  |  | 0 | CLSD | 43021101 | BIG BASIN 1101 |  | 0 | 0 | 0 | 0 | 0 | #N/A | #DIV/0! |  | Tier 3 | CANCL | BOULDER CREEK | Santa Cruz | Central Coast | Central Coast | 5786127 | E.5014542.06 | 117560076 | 35113954 | *CNCL* CWSP-BB1101-LR10296-PH1.6 | [7 empty] | 0 | [5 empty] | 0 | 0
| 35113955 |  | CANCL |  |  | 0 |  |  |  |  | 0 | CLSD | 192171103 | BIG BASIN 1101 |  | 0 | 0 | 0 | 0 | 0 | #N/A | #DIV/0! |  | Tier 3 | CANCL | BOULDER CREEK | Santa Cruz | Central Coast | Central Coast | 5786129 | E.5014542.07 | 117560077 | 35113955 | *CNCL* CWSP-BB1101-LR10296-PH1.7 | [7 empty] | 0 | [5 empty] | 0 | 0
| 35113952 |  | CANCL |  |  | 0 |  |  |  |  | 0 | CLSD | 42661104 | BIG BASIN 1101 |  | 0 | 0 | 0 | 0 | 0 | #N/A | #DIV/0! |  | Tier 3 | CANCL | BOULDER CREEK | Santa Cruz | Central Coast | Central Coast | 5786130 | E.5014542.04 | 117560072 | 35113952 | *CNCL* CWSP-BB1101-LR10296-PH1.4 | [7 empty] | 0 | [5 empty] | 0 | 0
| 35047146 |  | CANCL |  |  | 0 |  |  |  |  | 0 | CLSD | 43191101 | REDBUD 1101 |  | 0 | 0 | 0 | 0 | 0 | #N/A | #DIV/0! |  | Tier 3 | CANCL | CLEARLAKE OAKS | Lake | Humboldt | Northern | 5530173 |  | 114756833 | 35047146 | *CNCL*REDBUD 1101 RELOCATE FUSE 4865 IN TIER 3 | [7 empty] | 0 | [5 empty] | 0 | 0
| 31121472 |  | COMP | 2017001 | 0.147 | 0 |  |  |  | 0.147 | 104987.51 | CLSD | 182601104 | OCEANO 1104 |  | 0 | 0 | 0 | 0 | 0 | #N/A | #DIV/0! |  | Tier 3 | WDDB | OCEANO | San Luis Obispo | Los Padres | Central Coast | 5792075 |  | 109907135 | 31121472 | +OCEANO 1104 WD 14-0067445 |  |  |  |  | N/A | 2015-56406 | 283 | 0.053598 | 48460 | N/A | 0 | 0 | 283 | 283 | 0.053598 | 48460 | 2016-37666 | 2016-47826 | 440 | 0 | 338 | 778 | 0.14735 | 44055 | 48460 | 56.626 | N/A | 2016-47826 | 77 | 778 | 105 | 134.9614
| 31207160 |  | COMP | 2017002 | 0.53 | 0 |  |  |  | 0.53 | 210979.84 | CLSD | 182671108 | SANTA MARIA 1108 |  | 0 | 0 | 0 | 0 | 0 | #N/A | #DIV/0! |  | Tier 3 | WDDB | SANTA MARIA | Santa Barbara | Los Padres | Central Coast | 5513266 | P.11028 | 111102564 | 31207160 | +SANTA MARIA 1108 WD 15-076543 |  |  |  |  | N/A | 2016-04389 | 2800 | 0.5303 | 308000 | N/A | 0 | 0 | 2800 | 2800 | 0.5303 | 308000 | 2017-01022 | 2016-04389 | 0 | 0 | 2800 | 2800 | 0.5303 | 308000 | 338800 | 110 | N/A | N/A | N/A | 3297 | 211 | 63.9976
| 31212922 |  | COMP | 2017003 | 0.544 | 0 |  |  |  | 0.544 | 158146.28 | CLSD | 182811104 | SISQUOC 1104 |  | 0 | 0 | 0 | 0 | 0 | #N/A | #DIV/0! |  | Tier 3 | WDDB | ORCUTT | Santa Barbara | Los Padres | Central Coast | 5513266 | P.11013 | 111189007 | 31212922 | +SISQUOC 1104 WD-15-0070918 |  |  |  |  | N/A | 2016-04430 | 2870 | 0.54356 | 326700 | N/A | 0 | 0 | 2870 | 2870 | 0.54356 | 326700 | 2017-48790 | 2016-04430 | 0 | 0 | 2870 | 2870 | 0.54356 | 297000 | 326700 | 103.4843 | N/A | N/A | N/A | 2885 | 158 | 54.766
| 35118662 |  | BUTTE |  |  | 0 |  |  |  |  | 0 | UNSE | 102831103 | PARADISE 1103 |  | 0 | 0 | 0 | 0 | 0 | #N/A | #DIV/0! |  | Tier 3 | BUTTE | PARADISE | Butte | North Valley | Northern | 5786123 |  | 117670907 | 35118662 | BUCOCAMP - APPLE LN, PARADISE | [7 empty] | 0 | [5 empty] | 0 | 0
| 35110556 |  | BUTTE |  |  | 0 |  |  |  |  | 37900.71 | ESTS | 163201101 |  |  |  | 0 |  | 0 |  | #N/A | #DIV/0! |  | Tier 3 | BUTTE | PARADISE | Butte | North Valley | Northern | 5530159 | # | 117402466 | 35110556 | BUCOCAMP - BIKE PATH PH1, PARADISE | [7 empty] | 0 | [5 empty] | 0 | 0
| 35112090 |  | BUTTE |  |  | 0 |  |  |  |  | 590409.43 | DOCC | 102831105 | PARADISE 1105 |  | 0 | 0 | 0 | 0 | 0 | #N/A | #DIV/0! |  | Tier 3 | BUTTE | PARADISE | Butte | North Valley | Northern | 5786123 |  | 117463089 | 35112090 | BUCOCAMP - BILLE/REGIS, PARADISE | [7 empty] | 0 | [5 empty] | 0 | 0 |  | 2019-56942
| 35112092 |  | BUTTE |  |  | 0 |  |  |  |  | 486181.08 | FICL | 163201101 |  |  |  | 0 |  | 0 |  | #N/A | #DIV/0! |  | Tier 3 | BUTTE | PARADISE | Butte | North Valley | Northern | 5786123 | # | 117463141 | 35112092 | BUCOCAMP - BLUE DANUBE, PARADISE | [7 empty] | 0 | [5 empty] | 0 | 0
| 35112876 |  | BUTTE |  |  | 0 |  |  |  |  | 740559.55 | FICL | 102831106 | PARADISE 1106 |  | 0 | 0 | 0 | 0 | 0 | #N/A | #DIV/0! |  | Tier 3 | BUTTE | PARADISE | Butte | North Valley | Northern | 5530173 |  | 117491028 | 35112876 | BUCOCAMP - CASTLE DR, PARADISE | [7 empty] | 0 | [5 empty] | 0 | 0 |  | 2019-45670
| 35105656 |  | BUTTE |  |  | 0 |  |  |  |  | 15361.25 | UNSE | 163201101 |  |  |  | 0 |  | 0 |  | #N/A | #DIV/0! |  | Tier 3 | BUTTE | PARADISE | Butte | North Valley | Northern | 5786123 | # | 117308283 | 35105656 | BUCOCAMP - CASTLE DR, PARADISE | [7 empty] | 0 | [5 empty] | 0 | 0
| 35104252 |  | BUTTE |  |  | 0 |  |  |  |  | 0 | UNSE | 163201101 |  |  |  | 0 |  | 0 |  | #N/A | #DIV/0! |  | Tier 3 | BUTTE | PARADISE LOC | Butte | North Valley | Northern | 5786123 | # | 117292725 | 35104252 | BUCOCAMP - CENTRAL PK & MAXWELL, PARADIS | [7 empty] | 0 | [5 empty] | 0 | 0
| 35103619 |  | BUTTE |  |  | 0 |  |  |  |  | 0 | UNSE | 152491101 |  |  |  | 0 |  | 0 |  | #N/A | #DIV/0! |  | Tier 3 | BUTTE | PARADISE LOC | Butte | North Valley | Northern | 5786123 | # | 117287031 | 35103619 | BUCOCAMP - CIRCLEWOOD & FILBERT, PARADIS | [7 empty] | 0 | [5 empty] | 0 | 0
| 35118701 |  | BUTTE |  |  | 0 |  |  |  |  | -16.08 | CNCL | 102541102 |  |  |  | 0 |  | 0 |  | #N/A | #DIV/0! |  | Tier 3 | BUTTE | PARADISE | Butte | North Valley | Northern | 5786123 | # | 117668858 | 35118701 | BUCOCAMP - CIRCLEWOOD DR, PARADISE | [7 empty] | 0 | [5 empty] | 0 | 0
| 35103942 |  | BUTTE |  |  | 0 |  |  |  |  | 0 | UNSE | 102541102 |  |  |  | 0 |  | 0 |  | #N/A | #DIV/0! |  | Tier 3 | BUTTE | PARADISE LOC | Butte | North Valley | Northern | 5786123 | # | 117288421 | 35103942 | BUCOCAMP - CONNIE CIR & SCHMALE, PARADIS | [7 empty] | 0 | [5 empty] | 0 | 0
| 35118504 |  | BUTTE |  |  | 0 |  |  |  |  | 0 | UNSE | 102541102 |  |  |  | 0 |  | 0 |  | #N/A | #DIV/0! |  | Tier 3 | BUTTE | PARADISE | Butte | North Valley | Northern | 5786123 | # | 117665914 | 35118504 | BUCOCAMP - COPELAND RD, PARADISE | [7 empty] | 0 | [5 empty] | 0 | 0
| 35112249 |  | BUTTE |  |  | 0 |  |  |  |  | 3455916.32 | DOCC | 102541102 |  |  |  | 0 |  | 0 |  | #N/A | #DIV/0! |  | Tier 3 | BUTTE | PARADISE | Butte | North Valley | Northern | 5786123 | # | 117466069 | 35112249 | BUCOCAMP - CRESTMOOR, PARADISE | [7 empty] | 0 | [5 empty] | 0 | 0
| 35118433 |  | BUTTE |  |  | 0 |  |  |  |  | 0 | UNSE | 102541102 |  |  |  | 0 |  | 0 |  | #N/A | #DIV/0! |  | Tier 3 | BUTTE | PARADISE | Butte | North Valley | Northern | 5786123 | # | 117664813 | 35118433 | BUCOCAMP - CRESTVIEW DR, PARADISE | [7 empty] | 0 | [5 empty] | 0 | 0
| 35105646 |  | BUTTE |  |  | 0 |  |  |  |  | 660112.6 | CONS | 102541102 |  |  |  | 0 |  | 0 |  | #N/A | #DIV/0! |  | Tier 3 | BUTTE | PARADISE | Butte | North Valley | Northern | 5786123 | # | 117306439 | 35105646 | BUCOCAMP - DEAN RD., PARADISE | [7 empty] | 0 | [5 empty] | 0 | 0 |  |  | 2020-38146 | 0 | 0 | 810 | 810 | 0.15341 | 312085 | 426227 | 385.2901
| 35117986 |  | BUTTE |  |  | 0 |  |  |  |  | 0 | UNSE | 102831106 | PARADISE 1106 |  | 0 | 0 | 0 | 0 | 0 | #N/A | #DIV/0! |  | Tier 3 | BUTTE | PARADISE | Butte | North Valley | Northern | 5786123 |  | 117641707 | 35117986 | BUCOCAMP - DIAMOND AVE, PARADISE | [7 empty] | 0 | [5 empty] | 0 | 0
| 35117983 |  | BUTTE |  |  | 0 |  |  |  |  | 1788873.18 | UNSE | 102831104 | PARADISE 1104 |  | 0 | 0 | 0 | 0 | 0 | #N/A | #DIV/0! |  | Tier 3 | BUTTE | PARADISE | Butte | North Valley | Northern | 5786123 |  | 117641061 | 35117983 | BUCOCAMP - DOLORES DR, PARADISE | [7 empty] | 0 | [5 empty] | 0 | 0 |  |  | 2020-22115 | 0 | 0 | 10898 | 10898 | 2.064 | 4001969 | 5597716 | 367.2205
| 35115080 |  | BUTTE |  |  | 0 |  |  |  |  | 0 | UNSE | 102831106 | PARADISE 1106 |  | 0 | 0 | 0 | 0 | 0 | #N/A | #DIV/0! |  | Tier 1 | BUTTE | PARADISE | Butte | North Valley | Northern | 5786123 |  | 117590702 | 35115080 | BUCOCAMP - HARVEY RD, PARADISE | [7 empty] | 0 | [5 empty] | 0 | 0
| 35117455 |  | BUTTE |  |  | 0 |  |  |  |  | 0 | UNSE | 102831106 | PARADISE 1106 |  | 0 | 0 | 0 | 0 | 0 | #N/A | #DIV/0! |  | Tier 1 | BUTTE | PARADISE | Butte | North Valley | Northern | 5786123 |  | 117637039 | 35117455 | BUCOCAMP - HERMAN RD, PARADISE | [7 empty] | 0 | [5 empty] | 0 | 0
| 35118422 |  | BUTTE |  |  | 0 |  |  |  |  | 0 | UNSE | 102831104 | PARADISE 1104 |  | 0 | 0 | 0 | 0 | 0 | #N/A | #DIV/0! |  | Tier 3 | BUTTE | PARADISE | Butte | North Valley | Northern | 5786123 |  | 117662965 | 35118422 | BUCOCAMP - LANCASTER DR, PARADISE | [7 empty] | 0 | [5 empty] | 0 | 0
| 35115084 |  | BUTTE |  |  | 0 |  |  |  |  | 0 | UNSE | 102831106 | PARADISE 1106 |  | 0 | 0 | 0 | 0 | 0 | #N/A | #DIV/0! |  | Tier 3 | BUTTE | PARADISE | Butte | North Valley | Northern | 5786123 |  | 117591834 | 35115084 | BUCOCAMP - MONTNA DR, PARADISE | [7 empty] | 0 | [5 empty] | 0 | 0
| 35117398 |  | BUTTE |  |  | 0 |  |  |  |  | 8591.63 | ESTS | 102831106 | PARADISE 1106 |  | 0 | 0 | 0 | 0 | 0 | #N/A | #DIV/0! |  | Tier 3 | BUTTE | PARADISE | Butte | North Valley | Northern | 5786123 |  | 117636680 | 35117398 | BUCOCAMP - MYRTLE WAY, PARADISE | [7 empty] | 0 | [5 empty] | 0 | 0
| 35117540 |  | BUTTE |  |  | 0 |  |  |  |  | 0 | ADER | 102831105 | PARADISE 1105 |  | 0 | 0 | 0 | 0 | 0 | #N/A | #DIV/0! |  | Tier 3 | BUTTE | PARADISE | Butte | North Valley | Northern | 5786123 |  | 117636827 | 35117540 | BUCOCAMP - SAN JOSE LN, PARADISE | [7 empty] | 0 | [5 empty] | 0 | 0
| 35118425 |  | BUTTE |  |  | 0 |  |  |  |  | 200.93 | UNSE | 102831103 | PARADISE 1103 |  | 0 | 0 | 0 | 0 | 0 | #N/A | #DIV/0! |  | Tier 3 | BUTTE | PARADISE | Butte | North Valley | Northern | 5786123 |  | 117663992 | 35118425 | BUCOCAMP - VALLEY VIEW DR, PARADISE | [7 empty] | 0 | [5 empty] | 0 | 0
| 74022663 |  | COMP |  |  | 0 |  |  |  |  | -990236.86 | DOCC | 103081105 | BUTTE 1105 |  | 0 | 0 | 0 | 0 | 0 | #N/A | #DIV/0! |  | Tier 3 | BUTTE | PARADISE | Butte | North Valley | Northern | 5530166 | E.5015613.01 | 115345680 | 74022663 | CAMP FIRE RECOND LINE HONEY RN BUTTE 05 | [7 empty] | 0 | [5 empty] | 0 | 0
| 74022664 |  | COMP |  |  | 0 |  |  |  |  | 84655.22 | FICL | 43432105 | ORO FINO 1101 |  | 0 | 0 | 0 | 0 | 0 | #N/A | #DIV/0! |  | Tier 3 | BUTTE | PARADISE | Butte | North Valley | Northern |  | E.5015609.01 | 115344105 | 74022664 | CAMP FIRE RECONDUCTOR LINE DEPOT RD | [7 empty] | 0 | [5 empty] | 0 | 0
| 74022720 |  | COMP | 2018029 |  | 0 |  |  |  |  | 17003.54 | FICL | 102831105 | PARADISE 1105 |  | 0 | 0 | 0 | 0 | 0 | #N/A | #DIV/0! |  | Tier 3 |  | PARADISE | Butte | North Valley | Northern | 5783288 | E.5015605.01 | 115340074 | 74022720 | CWSP-CAMP FIRE PADSE 1105 INST BIKE PATH | [7 empty] | 0 | [5 empty] | 0 | 0
| 74022722 |  | COMP | 2018028 |  | 0 |  |  |  |  | 204589.16 | ESTS | 102831104 | PARADISE 1104 |  | 0 | 0 | 0 | 0 | 0 | #N/A | #DIV/0! |  | Tier 3 |  | PARADISE | Butte | North Valley | Northern | 5530168 | E.5015603.01 | 115342410 | 74022722 | CWSP-CAMP FIRE PDSE 1104 PEARSON RD | [7 empty] | 0 | [5 empty] | 0 | 0
| 31043129 |  | COMP | 2017004 | 0 | 0 |  |  |  | 0 | 85612.01 | CLSD | 12101103 | Oakland K 1103 |  | 0 | 0 | 0 | 0 | 0 | #N/A | #DIV/0! |  | Tier 3 | WDDB | OAKLAND | Alameda | East Bay | Bay Area | 5513266 |  | 107540000 | 31043129 | EB-RELIAIBLITY K1103-RECONDUT |  |  |  |  | N/A |  |  | 0 |  | N/A |  |  |  | 0 | 0 | [6 empty] | 0 | 0 |  |  | #DIV/0! | [5 empty] | #DIV/0!
| 74022302 |  | CANCL |  |  | 0 |  |  |  |  | 0 | UNSE | 158031101 | ECHO SUMMIT 1101 |  | 0 | 0 | 0 | 0 | 0 | #N/A | #DIV/0! |  | Tier 3 | PRE | 0 | El Dorado | Sierra | Northern |  |  |  | 74022302 | ECHO SUMMIT 1101 – REPLACING TREE ATTACH | [7 empty] | 0 | [5 empty] | 0 | 0
| 35059696 |  |  |  |  | 0 |  |  |  |  | 675.26 | UNSE | 158031101 | ECHO SUMMIT 1101 |  | 0 | 0 | 0 | 0 | 0 | #N/A | #DIV/0! |  | Tier 3 | PRE | LITTLE NORWAY | El Dorado | Sierra | Northern | 5786461 |  | 115061014 | 35059696 | ECHO SUMMIT 1101 – REPLACING TREE ATTACH | [7 empty] | 0 | [5 empty] | 0 | 0
| 31207089 |  | COMP | 2018015 |  | 0 |  |  |  |  | 1092736.57 | CLSD | 43091103 | GREENBRAE 1103 |  | 0 | 0 | 0 | 0 | 0 | #N/A | #DIV/0! |  | Tier 3 |  | MILL VALLEY | Marin | North Bay | Bay Area | 5530170 | P.11105 | 111097626 | 31207089 | ESA BOULEVARD ORNE AVE, LARKSPUR GB 1103 | [7 empty] | 0 | [5 empty] | 0 | 0
| 31462406 |  | CANCL |  |  | 0 |  |  |  |  | 14485.73 | ADER | 182951101 | FOOTHILL 1101 |  | 0 | 0 | 0 | 0 | 0 | #N/A | #DIV/0! |  | Tier 3 | CANCL |  | San Luis Obispo | Los Padres | Central Coast | 5786220 |  | 113245749 | 31462406 | FOOTHILL 1101 LS CO9973 RECONDUCTOR, SLO | [7 empty] | 0 | [5 empty] | 0 | 0
| 31330635 |  | COMP | 2018016 |  | 0 |  |  |  |  | 581153.42 | CLSD | 152481105 | FORESTHILL 1102 |  | 0 | 0 | 0 | 0 | 0 | #N/A | #DIV/0! |  | Tier 3 |  | FORESTHILL | Placer | Sierra | Northern | 5530168 | P.11870 | 112939790 | 31330635 | FORESTHILL 1102 - SPRING GARDEN RD 08W | [7 empty] | 0 | [5 empty] | 0 | 0
| 31132867 |  | COMP | 2018014 |  | 0 |  |  |  |  | 715788.12 | CLSD | 24101101 | Half Moon Bay 1101 |  | 0 | 0 | 0 | 0 | 0 | #N/A | #DIV/0! |  | Tier 3 |  | HALF MOON BAY | San Mateo | Peninsula | Central Coast | 5530175 | P.11476 | 110026264 | 31132867 | HMB1101 REPLACE OH LINE SKYLINE BLVD | [7 empty] | 0 | [5 empty] | 0 | 0
| 31212864 |  | COMP | 2017005 | 0 | 0 |  |  |  | 0 | 58281 | CLSD | 24120403 | LAS PULGAS 0403 |  | 0 | 0 | 0 | 0 | 0 | #N/A | #DIV/0! |  | Tier 3 | WDDB | ATHERTON | San Mateo | Peninsula | Central Coast | 5513262 |  | 111177610 | 31212864 | LP402 164 SELBY LN ATHERTON |  |  |  |  | N/A |  |  | 0 |  | N/A |  |  |  | 0 | 0 | [6 empty] | 0 | 0 |  |  | #DIV/0! | [5 empty] | #DIV/0!
| 31150684 |  | COMP | 2017006 | 0 | 0 |  |  |  | 0 | 95671.48 | CLSD | 14161108 | ROSSMOOR 1108 |  | 0 | 0 | 0 | 0 | 0 | #N/A | #DIV/0! |  | Tier 2 | WDDB | MORAGA | Contra Costa | Diablo | Bay Area | 5513270 |  | 110292425 | 31150684 | MORAGA 1103 RECNDUCTOR 350' (2SPANS) |  |  |  |  | N/A |  |  | 0 |  | N/A |  |  |  | 0 | 0 | [6 empty] | 0 | 0 |  |  | #DIV/0! | [5 empty] | #DIV/0!
| 31205198 |  | COMP | 2018022 |  | 0 |  |  |  |  | 962856.9 | CLSD | 42031125 | ALTO 1125 |  | 0 | 0 | 0 | 0 | 0 | #N/A | #DIV/0! |  | Tier 3 |  | MILL VALLEY | Marin | North Bay | Bay Area | 5530159 | P.11152 | 110886258 | 31205198 | MVWF 206 REED ST, COUNTY, ALTO 1125 | [7 empty] | 0 | [5 empty] | 0 | 0
| 31205343 |  | COMP | 2018026 |  | 0 |  |  |  |  | 1154944.07 | CLSD | 42031124 | ALTO 1124 |  | 0 | 0 | 0 | 0 | 0 | #N/A | #DIV/0! |  | Tier 3 |  | MILL VALLEY | Marin | North Bay | Bay Area | 5530168 | P.11151 | 110886303 | 31205343 | MVWF 388 SUMMIT AVE, CITY, ALTO 1124 | [7 empty] | 0 | [5 empty] | 0 | 0
| 31205418 |  | COMP | 2018023 |  | 0 |  |  |  |  | 994666.01 | CLSD | 42031125 | ALTO 1125 |  | 0 | 0 | 0 | 0 | 0 | #N/A | #DIV/0! |  | Tier 3 |  | MILL VALLEY | Marin | North Bay | Bay Area | 5530168 | P.11156 | 111076172 | 31205418 | MVWF BROOKLINE AVE, COUNTY, ALTO 1125 | [7 empty] | 0 | [5 empty] | 0 | 0
| 31207126 |  | COMP | 2018024 |  | 0 |  |  |  |  | 1419528.55 | CLSD | 42031125 | ALTO 1125 |  | 0 | 0 | 0 | 0 | 0 | #N/A | #DIV/0! |  | Tier 3 |  | MILL VALLEY | Marin | North Bay | Bay Area | 5530168 | P.11106 | 111104617 | 31207126 | MVWF PANORAMIC HWY, COUNTY, ALTO 1125 | [7 empty] | 0 | [5 empty] | 0 | 0
| 31206678 |  | COMP | 2018025 |  | 0 |  |  |  |  | 920278.48 | FICL | 42031125 | ALTO 1125 |  | 0 | 0 | 0 | 0 | 0 | #N/A | #DIV/0! |  | Tier 3 |  | MILL VALLEY | Marin | North Bay | Bay Area | 5530168 | P.11109 | 111098508 | 31206678 | MVWF SEQUOIA VLY RD CTY/CNTY AL1125/1124 | [5 empty] | 2016-116419 |  | 0 | [5 empty] | 0 | 0 |  |  | 2018-54929
| 31204706 |  | COMP | 2018027 |  | 0 |  |  |  |  | 528490.2 | CLSD | 42031124 | ALTO 1124 |  | 0 | 0 | 0 | 0 | 0 | #N/A | #DIV/0! |  | Tier 3 |  | MILL VALLEY | Marin | North Bay | Bay Area | 5530168 | P.11192 | 110886052 | 31204706 | MVWF THROCKMORTON LANE ALTO 1124 | [7 empty] | 0 | [5 empty] | 0 | 0
| 31145622 |  | COMP | 2017007 | 0 | 0 |  |  |  | 0 | 239258.71 | CLSD | 252171108 | CORCORAN 1108 |  | 0 | 0 | 0 | 0 | 0 | #N/A | #DIV/0! |  | Tier 3 | WDDB | CORCORAN | Kings | Fresno | Central Valley | 5513261 | P.09926 | 110150856 | 31145622 | OCGC 2016 CORCORAN 1108 RECOND WIREDOWN |  |  |  |  | N/A |  |  | 0 |  | N/A |  |  |  | 0 | 0 | [6 empty] | 0 | 0 |  |  | #DIV/0! | [5 empty] | #DIV/0!
| 31211275 |  | COMP | 2018019 |  | 0 |  |  |  |  | 142440.95 | CLSD | 253591103 | CANTUA 1103 |  | 0 | 0 | 0 | 0 | 0 | #N/A | #DIV/0! |  | Tier 3 |  | DINUBA | Tulare | Fresno | Central Valley | 5530162 | P.11131 | 111164945 | 31211275 | OCGC CANTUNA 1103 - RECONDUCTORING | [7 empty] | 0 | [5 empty] | 0 | 0
| 31275384 |  | COMP | 2018012 |  | 0 |  |  |  |  | 167103.76 | FICL | 42091101 | MIRABEL 1101 |  | 0 | 0 | 0 | 0 | 0 | #N/A | #DIV/0! |  | Tier 3 |  | SANTA ROSA | Sonoma | Sonoma | Northern | 5530162 |  | 112013623 | 31275384 | OCGC DUCTOR MAYS CANYON-MIRABEL 1101 | [7 empty] | 0 | [5 empty] | 0 | 0
| 31229986 |  | COMP | 2017008 | 0 | 0 |  |  |  | 0 | 533892.66 | CLSD | 102851101 | Jacinto 1101 |  | 0 | 0 | 0 | 0 | 0 | #N/A | #DIV/0! |  | Tier 1 | WDDB | CHICO | Butte | North Valley | Northern | 5513263 | P.11271 | 111520732 | 31229986 | OCGC JACINTO 1101 RECOND 9677'OF 3-6CU |  |  |  |  | N/A |  |  | 0 |  | N/A |  |  |  | 0 | 0 | [6 empty] | 0 | 0 |  |  | #DIV/0! | [5 empty] | #DIV/0!
| 31211274 |  | COMP | 2017009 | 0 | 0 |  |  |  | 0 | 446773.57 | CLSD | 252852109 | PINEDALE 2109 |  | 0 | 0 | 0 | 0 | 0 | #N/A | #DIV/0! |  | Tier 3 | WDDB | FRESNO | Fresno | Fresno | Central Valley | 5513269 | P.11084 | 111165334 | 31211274 | OCGC PINEDALE 2109 - RECONDUCTOR |  |  |  |  | N/A |  |  | 0 |  | N/A |  |  |  | 0 | 0 | [6 empty] | 0 | 0 |  |  | #DIV/0! | [5 empty] | #DIV/0!
| 31212879 |  | COMP | 2017010 | 0 | 0 |  |  |  | 0 | 33747.01 | CLSD | 152151103 | EAST NICOLAUS 1103 |  | 0 | 0 | 0 | 0 | 0 | #N/A | #DIV/0! |  | Tier 1 | WDDB | NICOLAUS | Sutter | Sierra | Northern | 5513263 |  | 111182301 | 31212879 | OCGC RECONDUCTOR 6 CU ON E. NICOLAUS 11 |  |  |  |  | N/A |  |  | 0 |  | N/A |  |  |  | 0 | 0 | [6 empty] | 0 | 0 |  |  | #DIV/0! | [5 empty] | #DIV/0!
| 31213040 |  | COMP | 2017011 | 0 | 0 |  |  |  | 0 | -198178.17 | CLSD | 152901104 | OLIVEHURST 1104 |  | 0 | 0 | 0 | 0 | 0 | #N/A | #DIV/0! |  | Tier 3 | WDDB | ARBOGA | Sutter | Sierra | Northern | 5513273 |  | 111183617 | 31213040 | OCGC RECONDUCTOR 6 CU ON OLIVEHURST 1104 |  |  |  |  | N/A |  |  | 0 |  | N/A |  |  |  | 0 | 0 | [6 empty] | 0 | 0 |  |  | #DIV/0! | [5 empty] | #DIV/0!
| 31140055 |  | COMP | 2017012 | 0 | 0 |  |  |  | 0 | 96664.22 | CLSD | 43292103 | PUEBLO 2103 |  | 0 | 0 | 0 | 0 | 0 | #N/A | #DIV/0! |  | Tier 2 | WDDB | NAPA | Napa | North Bay | Bay Area | 5513273 | P.10252 | 110071673 | 31140055 | OCGC RECONDUCTOR PUEBLO 2103 AT SW 7927 |  |  |  |  | N/A |  |  | 0 |  | N/A |  |  |  | 0 | 0 | [6 empty] | 0 | 0 |  |  | #DIV/0! | [5 empty] | #DIV/0!
| 31221409 |  | COMP | 2018002 |  | 0 |  |  |  |  | 49849.13 | CLSD | 163021102 | TERMINOUS 1102 |  | 0 | 0 | 0 | 0 | 0 | #N/A | #DIV/0! |  | Tier 3 |  | LODI | San Joaquin | Stockton | Central Valley | 5513259 |  | 111380301 | 31221409 | OCGC X TERMINOUS 1102 REPL. 800FT W/#2AR | [7 empty] | 0 | [5 empty] | 0 | 0
| 31169729 |  | COMP | 2018010 |  | 0 |  |  |  |  | 673761.91 | CLSD | 12041112 | Oakland D 1112 |  | 0 | 0 | 0 | 0 | 0 | #N/A | #DIV/0! |  | Tier 3 |  | OAKLAND | Alameda | East Bay | Bay Area | 5530162 | P.11398 | 110515765 | 31169729 | OCGCABILITY 2017 D1112/K1101 UWF | [7 empty] | 0 | [5 empty] | 0 | 0
| 31095523 |  | COMP | 2018007 |  | 0 |  |  |  |  | 282571.51 | CLSD | 12101103 | OAKLAND K 1103 |  | 0 | 0 | 0 | 0 | 0 | #N/A | #DIV/0! |  | Tier 3 |  | OAKLAND | Alameda | East Bay | Bay Area | 5530162 |  | 108871964 | 31095523 | OCGCELIAIBLITY -K1103, REPL #4ACSR W | [7 empty] | 0 | [5 empty] | 0 | 0
| 31255868 |  | COMP | 2018003 |  | 0 |  |  |  |  | 176947.94 | CLSD | 83692104 | ROB ROY 2104 |  | 0 | 0 | 0 | 0 | 0 | #N/A | #DIV/0! |  | Tier 3 |  | DAY VALLEY | Santa Cruz | Central Coast | Central Coast | 5513276 | P.11386 | 111767989 | 31255868 | R2ROB ROY 2104 HIGH SPLICE CABLE REPLACE | [7 empty] | 0 | [5 empty] | 0 | 0
| 31264915 |  | COMP | 2018004 |  | 0 |  |  |  |  | 75634.1 | CLSD | 43321103 | RINCON 1103 |  | 0 | 0 | 0 | 0 | 0 | #N/A | #DIV/0! |  | Tier 3 |  | SANTA ROSA | Sonoma | Sonoma | Northern | 5530159 |  | 111897432 | 31264915 | R7 RECONDUCTOR WILSON RD- RINCON 1103 | [7 empty] | 0 | [5 empty] | 0 | 0
| 31204479 |  | COMP | 2017013 | 0 | 0 |  |  |  | 0 | 82415.52 | CLSD | 13471129 | RICHMOND R 1129 |  | 0 | 0 | 0 | 0 | 0 | #N/A | #DIV/0! |  | Tier 3 | WDDB | RICHMOND | Contra Costa | East Bay | Bay Area | 5513268 |  | 110939159 | 31204479 | RECOND 3 SPANS GARDEN TRACT |  |  |  |  | N/A |  |  | 0 |  | N/A |  |  |  | 0 | 0 | [6 empty] | 0 | 0 |  |  | #DIV/0! | [5 empty] | #DIV/0!
| 31234871 |  | COMP | 2018006 |  | 0 |  |  |  |  | 1656476.12 | CLSD | 12101104 | Oakland K 1104 |  | 0 | 0 | 0 | 0 | 0 | #N/A | #DIV/0! |  | Tier 2 |  | OAKLAND | Alameda | East Bay | Bay Area | 5530175 | P.11404 | 111583297 | 31234871 | -RELIAIBLITY 2017 - UWF K1104/X1105/6 | [7 empty] | 0 | [5 empty] | 0 | 0
| 31338871 |  | COMP | 2018018 |  | 0 |  |  |  |  | 654036.73 | CLSD | 12501112 | El Cerrito G 1112 |  | 0 | 0 | 0 | 0 | 0 | #N/A | #DIV/0! |  | Tier 2 |  | RICHMOND | Contra Costa | East Bay | Bay Area | 5530173 | P.11717 | 113074026 | 31338871 | RELIAIBLITY RICHMOND-REPL #6 CU-UWF_PH2 | [7 empty] | 0 | [5 empty] | 0 | 0
| 31121571 |  | COMP | 2017014 | 0 | 0 |  |  |  | 0 | 279879.21 | CLSD | 18100401 | SHORE ACRES BANK 0401 |  | 0 | 0 | 0 | 0 | 0 | #N/A | #DIV/0! |  | Tier 3 | WDDB | BAY POINT | Contra Costa | Diablo | Bay Area | 5513262 | P.09776 | 109907190 | 31121571 | REPL OH WIRE PORT CHICAGO W/O NICHOLS |  |  |  |  | N/A |  |  | 0 |  | N/A |  |  |  | 0 | 0 | [6 empty] | 0 | 0 |  |  | #DIV/0! | [5 empty] | #DIV/0!
| 31163618 |  | COMP | 2017015 | 0 | 0 |  |  |  | 0 | 105157.23 | CLSD | 182052102 | SOLEDAD 2102 |  | 0 | 0 | 0 | 0 | 0 | #N/A | #DIV/0! |  | Tier 2 | WDDB | SOLEDAD | Monterey | Central Coast | Central Coast | 5513261 |  | 110470402 | 31163618 | SOLEDAD 2102 RECONDUCTORING JOB |  |  |  |  | N/A |  |  | 0 |  | N/A |  |  |  | 0 | 0 | [6 empty] | 0 | 0 |  |  | #DIV/0! | [5 empty] | #DIV/0!
| 31216725 |  | COMP | 2017016 | 0 | 0 |  |  |  | 0 | 176041 | CLSD | 83622105 | CAMP EVERS 2105 |  | 0 | 0 | 0 | 0 | 0 | #N/A | #DIV/0! |  | Tier 3 | WDDB | BEN LOMOND | Santa Cruz | Central Coast | Central Coast | 5513259 | P.11245 | 111324124 | 31216725 | X BEN LOMOND401-RIDGE RD-FUSE6295 |  |  |  |  | N/A |  |  | 0 |  | N/A |  |  |  | 0 | 0 | [6 empty] | 0 | 0 |  |  | #DIV/0! | [5 empty] | #DIV/0!
| 31222251 |  | COMP | 2017017 | 0 | 0 |  |  |  | 0 | 104557.04 | CLSD | 182941101 | OTTER 1101 |  | 0 | 0 | 0 | 0 | 0 | #N/A | #DIV/0! |  | Tier 2 | WDDB | CARMEL BY THE SEA | Monterey | Central Coast | Central Coast | 5519558 | P.11277 | 111397227 | 31222251 | X WDN_16-09640-212 CREST RD OTTER 1101 |  |  |  |  | N/A |  |  | 0 |  | N/A |  |  |  | 0 | 0 | [6 empty] | 0 | 0 |  |  | #DIV/0! | [5 empty] | #DIV/0!
| 31163857 |  | COMP | 2017018 | 0 | 0 |  |  |  | 0 | 71995.83 | CLSD | 182082102 | LOS OSITOS 2102 |  | 0 | 0 | 0 | 0 | 0 | #N/A | #DIV/0! |  | Tier 3 | WDDB | KING CITY | Monterey | Central Coast | Central Coast | 5513259 |  | 110471625 | 31163857 | X LOS OSITOS 2102 WDWN_15-0036239 |  |  |  |  | N/A |  |  | 0 |  | N/A |  |  |  | 0 | 0 | [6 empty] | 0 | 0 |  |  | #DIV/0! | [5 empty] | #DIV/0!
| 31206912 |  | COMP | 2018020 |  | 0 |  |  |  |  | 134573.17 | CLSD | 83622103 | CAMP EVERS 2103 |  | 0 | 0 | 0 | 0 | 0 | #N/A | #DIV/0! |  | Tier 2 |  | SANTA CRUZ | Santa Cruz | Central Coast | Central Coast | 5513263 |  | 111108421 | 31206912 | X WDN 15-0073161 CE2103-OLD GRAHM HL R | [7 empty] | 0 | [5 empty] | 0 | 0
Note on AZ133: [REDACTED]: CMCS NOT READABLE BY ALL, APPR [REDACTED]
Note on AZ148: [REDACTED] :EDRS FOR CMCS APPROVAL NOT READABLE BY ALL, [REDACTED] BY
Note on AZ150: [REDACTED] :Not readable by all, asked to add me to the CC list.
Note on B544: [REDACTED] :E.5001620
Note on AH544: [REDACTED]:E.5001620
Note on B775: [REDACTED] :PM# initially created for ECOP. However, found out ECOP project overlaps with CWSP PM# 35046371.Keeping this as ECOP to drive for 2021 construction.
Note on AH775: [REDACTED] :PM# initially created for ECOP. However, found out ECOP project overlaps with CWSP PM# 35046371.Keeping this as ECOP to drive for 2021 construction.
Note on B776: [REDACTED] :PM# initially created for ECOP. However, found out ECOP project overlaps with CWSP PM# 35046371.Keeping this as ECOP to drive for 2021 construction.
Note on AH776: [REDACTED] :PM# initially created for ECOP. However, found out ECOP project overlaps with CWSP PM# 35046371.Keeping this as ECOP to drive for 2021 construction.
Note on B905: [REDACTED]: E.5001621
Note on AH905: [REDACTED]: E.5001621

## Sum (1106)
| Miles | Projects | Risk Reduction | Highest Risk Area Miles | Actual Cost | Expected Case | Risk/Mile | Notes
In Construction | 47.5 | 47 | 7.909 | 3.27 | 44858917 | 131028817 | 0.16651 | Excluded 2020 planned projects
ECOP (In Estimating) | 104.9 | 20 | 40.3 | 25.05 | 192109.27 | 257126952 | 0.38418 | TOP 20% (6)
PSPS Mitigation | 14.47 | 12 | 17.455 | 14.47 | 1334630.82 | 61230312 | 1.2063 | PEND (7), APPR (1), ADER (2), ESTS (2)
Top 20% MAVF CPZ | 30.4 | 7 | 49.699 | 30.4 | 61488.06 | 47189736 | 1.6348 | None of these have been estimated yet
Construction Ready | 34.63 | 25 | 0.727 | 0 | 4526212.25 | 66011973 | 0.020993 | UNSC (12), PEND (13), exclude 2020 planned projects. These jobs complete CPZ's that are partially complete.
Estimating Complete | 12.78 | 7 | 0.25 | 0 | 738328.87 | 18972774 | 0.019562 | These jobs complete CPZ's that are partially complete.
Other In-flight Keep | 61.67 | 27 | 8.21 | 0 | 1211610.6 | 101100061 | 0.13313 | These jobs complete CPZ's that are partially complete.
2021 Proposed Portfolio | 306.35 | 145 | 124.55 | 73.19 | 52923296.87 | 682660625 | 0.40656 | Revised portfolio for 2021
ECOP (Future) | 340 | 74 | 92.37 | 25.02 | 232582.26 | 608552518 | 0.27168 | TOP 20% (9)
All Others | 770.09 | 271 | 53.67 | 0 | 10442000.64 | 1126043185 | 0.069693 | These projects are not proposed to keep at this time - expenditures to be written off
All Others (unsc/pend) | 115.66 | 74 | 3.057 | 0 | 6700900.14 | 225638221 | 0.026431
All Others (ader/appr) | 29.14 | 12 | 0.8697 | 0 | 1358844.27 | 55926764 | 0.029846
All Others (ests) | 63.27 | 42 | 3.766 | 0 | 1719735.03 | 155631305 | 0.059523
All Others (unse) | 562.02 | 143 | 45.98 | 0 | 662521.2 | 690347264 | 0.081812

## PL (1106)
[5 empty] | 75.12 |  |  |  |  | 27.62
Order | KEEP | Counted | Status | Priority | Planned Units (SAP EST) | Residual Miles (SAP EST) | Primary Planned Year | Miles Primary Year | Miles Secondary Year | Completed Units (SAP ACT) | Actual Cost ($) | Order Status | Circuit | Circuit Name | Circuit Protection Zone | Pixel(s) | Total HFTD Zone Miles | Mean MAVF Core Risk Rank | Total MAVF Core Risk Value | Mean MAVF Core Risk Value | Risk Reduction Per Project | CPZ Rank | HFTD Tier | Project Type | City | County | Division | Region | Planning Order | WBS Element | Notification | Order | Short Text | OH | UG | Remove | Remote Grid | Prelim Scope (Link) | AA (Link) | Targeted Units (ckt Ft) | Targeted Units (miles) | Unit Cost (Class 5) | Field Scoping (Link) | Removal (ckt ft) | UG (ckt ft) | OH (ckt ft) | Scoped Units (ckt ft) | Scoped (miles) | Unit Cost (Class 5) | CMCS (Link) | BC (Link) | Removal (ckt ft) | UG (ckt ft) | OH (ckt ft) | PLANNED Units (SAP EST) | Planned Units (miles) | Expected Case (Class 2) | High Case (Class 2) | Unit Cost (per ft) | Cont. Release (Link) | Re-auth (Link) | Re-Auth (SK) | Completed Units (SAP ACT) | Actuals ($K) | Final Unit Cost
35062374 | KEEP | 20% | PLAN |  | 5.57 | 5.57 |  |  |  |  | 25808.23 | UNSE | 153652109 | SHINGLE SPRINGS 2109 | SHINGLE SPRINGS 210935598 | 122 | 10.8447 | 159 | 33.9836 | 0.27855 | 11.6945 | 554 | Tier 3 | PRE | SHINGLE SPRINGS | El Dorado | Sierra | Northern | 5783067 | E.5015572.01 | 115323920 | 35062374 | CWSP - SHINGLE SPRINGS 2109-LR 9372-PH1 | 29409.6 | 0 | 0 | 0 |  | 2018-89221 | 45038.4 | 8.53 | 9171850 |  |  |  |  | 0 | 0
35062376 | KEEP | 20% | PLAN |  | 15.07 | 15.07 |  |  |  |  | 1425.11 | UNSE | 153652109 | SHINGLE SPRINGS 2109 | SHINGLE SPRINGS 21099372 | 190 | 17.8649 | 227 | 46.1342 | 0.24281 | 26.0743 | 554 | Tier 3 | PRE | SHINGLE SPRINGS | El Dorado | Sierra | Northern | 5783069 | E.5015570.01 | 115323922 | 35062376 | CWSP - SHINGLE SPRINGS 2109-LR 9372-PH3 | 79569.6 | 0 | 0 | 0 |  | 2018-89227 | 58080 | 11 | 28645056 |  |  |  |  | 0 | 0
31354988 | KEEP | 20% | PLAN |  | 1.9034 | 1.9034 |  |  |  |  | 2877.76 | UNSE | 42301101 | TULUCAY 1101 | TULUCAY 1101628 | 98 | 4.1717 | 338 | 19.2923 | 0.19686 | 5.8977 | 2350 | Tier 2 | WDDB | NAPA | Napa | North Bay | Bay Area | 5530168 |  | 113676059 | 31354988 | TULUCAY 1101 RECOND WITH TREE WIRE | 10050 | 0 | 0 | 0 |  |  |  | 0 | 3618000 |  |  |  |  | 0 | 0
35054184 | KEEP | 20% | PLAN |  | 4.9 | 4.9 |  |  |  |  | 3334.77 | UNSE | 152471101 | COLUMBIA HILL 1101 | COLUMBIA HILL 11012212 | 76 | 9.1317 | 606 | 9.8207 | 0.12922 | 3.5307 | 198 | Tier 3 | PRE | NEVADA CITY | Nevada | Sierra | Northern | 5530173 |  | 114941996 | 35054184 | CWSP-COLUMBIA HILL 1101-TS8233-PH1.1 | 25872 | 0 | 0 | 0 |  | 2018-72909 | 25872 | 4.9 | 9313920
35026643 | KEEP | 20% | PLAN |  | 1.402 | 1.402 |  |  |  |  | 24321.75 | UNSE erdy hold | 152261105 | DIAMOND SPRINGS 1105 | DIAMOND SPRINGS 11052102 | 417 | 37.4736 | 666 | 48.4576 | 0.11621 | 1.2147 | 957 | Tier 2 | WDDB | DIAMOND SPRINGS | El Dorado | Sierra | Northern | 5530173 |  | 114258488 | 35026643 | RECONDUCTOR DIAMOND SPRINGS 1105 | 7400 | 0 | 0 | 0 |  | 2018-38234 | 7400 | 1.4015 | 2664000 |  |  |  |  | 0 | 0
74024660 | KEEP | 20% | PLAN |  | 0.961 | 0.961 |  |  |  |  | 0 | UNSE | 042711101 | CALISTOGA 1101 | CALISTOGA 1101734 | 162 | 13.7018 | 683 | 18.3842 | 0.11348 | 0.86391 | 882 | Tier 3 | WDDB | CALISTOGA | Napa | North Bay | Bay Area | 5530168 |  | 113163209 | 74024660 | 2019 CALISTOGA 1101 SUB ORDER | 5076 | 0 | 0 | 0 |  | 2018-57380 | 5076 | 0.96136 | 1827360 |  |  |  |  | 0 | 0 |  | 2018-97572
35075103 | KEEP | 20% | PLAN |  | 0.59 | 0.59 |  |  |  |  | 3720.44 | UNSE | 163451701 | FROGTOWN 1701 | FROGTOWN 17011623 | 152 | 15.2573 | 721 | 16.3546 | 0.1076 | 0.42373 | 1409 | Tier 3 | WDDB | MURPHYS | Calaveras | Stockton | Central Valley | 5530176 |  | 116475141 | 35075103 | FROGTOWN 1701 - 3115FT RECOND HFTD TIER2 | 3115 | 0 | 0 | 0 |  | 2019-20625 | 3115 | 0.58996 | 1121400 |  |  |  |  | 0 | 0
30977615 |  | 2020 | PLAN | 2020090 | 0.55 | 0.55 | 2020 |  |  |  | 218431.13 | UNSC srdy | 182941102 | OTTER 1102 | OTTER 1102CB | 40 | 6.7678 | 1162 | 2.0626 | 0.051564 | 0.1123 | 1425 | Tier 3 | WDDB | BIG SUR | Monterey | Central Coast | Central Coast | 5530159 | P.06572 | 106691315 | 30977615 | R2 OTTER 1102 DETERIORTD CNDUCTR PHASE 5 | 7961 |  |  |  |  | 2017-106107 | 7961 | 1.5078 | 883080 | N/A |  |  |  | 0 | 0 |  | 2019-08041 | 2013-14414
30977614 |  | 2020 | PLAN | 2020089 | 0.7 | 0.7 | 2020 |  |  |  | 275317.77 | UNSC srdy | 182941102 | OTTER 1102 | OTTER 1102CB | 40 | 6.7678 | 1162 | 2.0626 | 0.051564 | 0.14293 | 1425 | Tier 3 | WDDB | BIG SUR | Monterey | Central Coast | Central Coast | 5530159 | P.06571 | 106691314 | 30977614 | R2 OTTER 1102 DETERIORTD CNDUCTR PHASE 4 | 7961 |  |  |  |  | 2017-106107 | 7961 | 1.5078 | 883080 | N/A |  |  |  | 0 | 0 |  | 2019-10446 | 2013-14411
30977613 |  | 2020 | PLAN | 2020088 | 0.69 | 0.69 | 2020 |  |  |  | 282653.55 | PEND | 182941102 | OTTER 1102 | OTTER 1102CB | 40 | 6.7678 | 1162 | 2.0626 | 0.051564 | 0.14089 | 1425 | Tier 3 | WDDB | BIG SUR | Monterey | Central Coast | Central Coast | 5530159 | P.06570 | 106691313 | 30977613 | R2 OTTER 1102 DETERIORTD CNDUCTR PHASE 3 | 7961 |  |  |  |  | 2017-106107 | 7961 | 1.5078 | 883080 | N/A |  |  |  | 0 | 0 |  | 2019-10148 | 2013-14402 | [9 empty] | 2020-54981
74022385 | KEEP | 2020 | PLAN | 2020444 | 2.42 | 2.42 |  |  |  |  | 875265.01 | APPR | 43311102 | KONOCTI 1102 | KONOCTI 1102532 | 124 | 9.7294 | 1999 | 1.1234 | 0.0090595 | 0.18721 | 153 | Tier 3 | PRE | KELSEYVILLE | Lake | Humboldt | Northern | 5782859 | E.5015029.01 | 114691436 | 74022385 | CWSP-KONOCTI 1102-LR 532-PH0 | 12777.6 | 0 | 0 | 0 |  | 2018-50209 | 4593.6 | 0.87 | 930690 | N/A | [6 empty] | 2019-80985
35115153 | KEEP | 2020 | PLAN | 2020137 | 1.8 | 1.8 | 2020 |  |  |  | 423551.48 | CONS erdy srdy | 152481103 | BRUNSWICK 1103 | BRUNSWICK 110350070 | 201 | 17.7435 | 2144 | 1.2469 | 0.0062036 | 0.084752 | 7 | Tier 3 | PRE | NEVADA CITY | Nevada | Sierra | Northern | 5785723 | E.5015568.04 | 117495859 | 35115153 | CWSP-BRUNSWICK 1103-LR50070-PH 2.4 | 9476 | 0 | 0 | 0 |  | 2018-85027 | 11880 | 2.25 | 2383450 | 2019-76348 | 0 | 0 | 9476 | 9476 | 1.7947 | 3445818.1818 | 2020-23458 | 2020-50611 | 0 | 0 | 9476 | 9476 | 1.7947 | 3206351 | 4734585 | 338.3654
35115152 | KEEP | 2020 | PLAN | 2020137 | 1.57 | 1.57 | 2020 |  |  |  | 380833.9 | UNSC | 152481103 | BRUNSWICK 1103 | BRUNSWICK 110350070 | 201 | 17.7435 | 2144 | 1.2469 | 0.0062036 | 0.073923 | 7 | Tier 3 | PRE | NEVADA CITY | Nevada | Sierra | Northern | 5785722 | E.5015568.03 | 117495855 | 35115152 | CWSP-BRUNSWICK 1103-LR50070-PH 2.3 | 8271 | 0 | 0 | 0 |  | 2018-85027 | 11880 | 2.25 | 2383450 | 2019-76348 |  |  |  | 0 | 0 | 0 | 2020-55781 | 2020-58697 | 0 | 0 | 8271 | 8271 | 1.5665 | 2679486 | 3591121 | 323.9616
35115151 | KEEP | 2020 | PART | 2020444 | 1.9 | 0.004 |  |  |  | 1.896 | 866815.76 | CONS srdy | 152481103 | BRUNSWICK 1103 | BRUNSWICK 110350070 | 201 | 17.7435 | 2144 | 1.2469 | 0.0062036 | 0.08946 | 7 | Tier 3 | PRE | NEVADA CITY | Nevada | Sierra | Northern | 5785721 | E.5015568.02 | 117493857 | 35115151 | CWSP-BRUNSWICK 1103-LR50070-PH 2.2 | 10013 | 0 | 0 | 0 |  | 2018-85027 | 11880 | 2.25 | 2383450 | 2019-76348 | 0 | 0 | 10013 | 10013 | 1.8964 | 3641090.9091 | 2020-23454 | 2020-46448 | 0 | 0 | 10013 | 10013 | 1.8964 | 4025667 | 5273989 | 402.044 |  | 2020-38642
35116385 | KEEP | 2020 | PLAN | 2020019 | 1.4 | 1.4 | 2020 |  |  |  | 58795.31 | PEND | 163661701 | MIWUK 1701 | MIWUK 1701953336 | 132 | 11.8555 | 2267 | 0.50381 | 0.0038168 | 0.039861 | 12 | Tier 3 | PRE | TWAIN HARTE | Tuolumne | Yosemite | Central Valley | 5785968 | E.5014733.04 | 117604609 | 35116385 | CWSP - MIWUK 1701 - LR 8060 - PH 1.4 | 7376 | 0 | 0 | 0 |  | 2018-59382 | 10401.6 | 1.97 | 2126216 | 2019-35887 | 0 | 0 | 8005 | 8005 | 1.5161 | 2910909.0909 | 2019-53233 | 2020-50944 | 0 | 0 | 7376 | 7376 | 1.397 | 2814642 | 3489624 | 381.5946
35052737 | KEEP | 2020 | PLAN | 2020016 | 1.587 | 1.587 | 2020 |  |  |  | 77014.29 | PEND erdy | 163661701 | MIWUK 1701 | MIWUK 1701953336 | 132 | 11.8555 | 2267 | 0.50381 | 0.0038168 | 0.045185 | 12 | Tier 3 | PRE | LONG BARN | Tuolumne | Yosemite | Central Valley | 5785238 | E.5014733.01 | 114675474 | 35052737 | CWSP-MIWUK 1701-LR8060-PH 1.1 | 8378 | 0 | 0 | 0 |  | 2018-59382 | 10401.6 | 1.97 | 2126216 | 2019-35887 | 0 | 0 | 8605 | 8605 | 1.6297 | 3129090.9091 | 2019-63683 | 2020-27366 | 0 | 0 | 8378 | 8378 | 1.5867 | 2060222 | 2768676 | 245.9086
35116388 | KEEP | 2020 | PLAN | 2020020 | 2.48 | 2.48 | 2020 |  |  |  | 345497.34 | ESTS srdy crdy | 163661701 | MIWUK 1701 | MIWUK 1701953336 | 132 | 11.8555 | 2267 | 0.50381 | 0.0038168 | 0.070611 | 12 | Tier 2 | PRE | TWAIN HARTE | Tuolumne | Yosemite | Central Valley | 5785969 | E.5014733.05 | 117604672 | 35116388 | CWSP - MIWUK 1701 - LR 8060 - PH 1.5 | 13109 | 0 | 0 | 0 |  | 2018-59382 | 10401.6 | 1.97 | 2126216 | 2019-35887 | 0 | 0 | 11220 | 11220 | 2.125 | 4080000 | 2019-66576 | 2020-47446 | 0 | 0 | 13109 | 13109 | 2.4828 | 4435363 | 6131696 | 338.3449
35113951 |  | 2020 | PLAN | 2020076 | 2.58 | 2.58 | 2020 |  |  |  | 69755.87 | UNSC cont srdy | 082841101 | BIG BASIN 1101 | BIG BASIN 110110296 | 181 | 14.418 | 2456 | 0.3928 | 0.0021702 | 0.047094 | 354 | Tier 3 | PRE | BOULDER CREEK | Santa Cruz | Central Coast | Central Coast | 5786125 | E.5014542.03 | 117560047 | 35113951 | CWSP-BIG BASIN 1101-LR10296-PH 1.3 | 12799 | 0 | 0 | 0 |  | 2018-42216 | 12830.4 | 2.43 | 3837000 | N/A |  |  |  | 0 | 0 |  | 2020-46882 | 2020-52364 | 0 | 0 | 12799 | 12799 | 2.4241 | 4988614 | 6920313 | 389.7659
35113950 |  | 2020 | PLAN | 2020075 | 3.57 | 3.57 | 2020 |  |  |  | 65800.63 | UNSC srdy | 082841101 | BIG BASIN 1101 | BIG BASIN 110110296 | 181 | 14.418 | 2456 | 0.3928 | 0.0021702 | 0.065165 | 354 | Tier 3 | PRE | BOULDER CREEK | Santa Cruz | Central Coast | Central Coast | 5786124 | E.5014542.02 | 117560045 | 35113950 | CWSP-BIG BASIN 1101-LR10296-PH 1.2 | 20148 | 0 | 0 | 0 |  | 2018-42216 | 12830.4 | 2.43 | 3837000 | N/A |  |  |  | 0 | 0 |  | 2020-46874 | 2020-51798 | 0 | 0 | 20148 | 20148 | 3.8159 | 5124123 | 7080521 | 254.3242
35052731 |  | 2020 | PLAN | 2020074 | 1.47 | 1.47 | 2020 |  |  |  | 209458.06 | UNSC cont srdy | 82841101 | BIG BASIN 1101 | BIG BASIN 110110296 | 181 | 14.418 | 2456 | 0.3928 | 0.0021702 | 0.026832 | 354 | Tier 3 | PRE | BOULDER CREEK | Santa Cruz | Central Coast | Central Coast | 5782530 | E.5014542.01 | 114607365 | 35052731 | CWSP-BIG BASIN 1101-LR10296-PH 1.1 | 7779 | 0 | 0 | 0 |  | 2018-42216 | 12830.4 | 2.43 | 3837000 | N/A |  |  |  | 0 | 0 |  | 2020-46872 | 2020-54946 | 0 | 0 | 7779 | 7779 | 1.4733 | 3391041 | 4994628 | 435.9225
35115853 | KEEP | 2020 | PLAN | 2020147 | 2 | 2 | 2020 |  |  |  | 343628.53 | ESTS | 163692102 | SALT SPRINGS 2102 | SALT SPRINGS 21023142 | 256 | 17.9587 | 2659 | 0.22061 | 0.00086175 | 0.016461 | 8 | Tier 3 | PRE | ARNOLD | Calaveras | Stockton | Central Valley | 5786022 | E.5015235.02 | 117601683 | 35115853 | CWSP-SALT SPRINGS 2102-LR3142L491-PH1.2 | 10559 | 0 | 0 | 0 |  | 2018-60530 | 26611.2 | 5.04 | 5502500 | 2019-35969 | 0 | 0 | 8473 | 8473 | 1.6047 | 3081090.9091 | 2020-43982 | 2020-49868 | 0 | 0 | 10559 | 10559 | 1.9998 | 3459188 | 4406185 | 327.6056
35053033 | KEEP | COMP | COMP | 2020091 | 5.92 | 0 | 2020 |  |  | 5.92 | 9130323.31 | CONS srdy | 14662112 | TASSAJARA 2112 | TASSAJARA 2112D514R | 73 | 3.1267 | 1335 | 2.7213 | 0.037278 | 3.4521 | 1556 | Tier 3 | WDDB | DANVILLE | Contra Costa | Diablo | Bay Area | 5782586 | E.5014753.01 | 114688204 | 35053033 | CWSP-TASSAJARA 2112-FUSE18053 | 31276 | 0 | 0 | 0 |  | 2018-55213 | 33264 | 6.3 | 7978000 | 2018-51915 |  |  | 33264 | 33264 | 6.3 | 9917190 | 2019-31237 | 2019-67231 | 0 | 0 | 31276 | 31276 | 5.9235 | 6236000 | 7664000 | 199.3861 |  | 2020-53499
35085681 | KEEP | COMP | COMP | 2019016 | 0.56 | 0 |  |  |  | 0.56 | 465223.01 | DOCC srdy | 43432105 | SILVERADO 2105 | SILVERADO 2105658898 | 151 | 17.17 | 1361 | 5.4002 | 0.035763 | 0.11801 | 104 | Tier 2 | PRE | SAINT HELENA | Napa | North Bay | Bay Area | 5784870 | E.5014317.05 | 116952176 | 35085681 | SILVERADO 2105 WIRE DOWN - PH 4 | 2934 | 0 | 0 | 0 | [6 empty] | 0 | 0 | 2934 | 2934 | 0.55568 | 1066909.0909
35085539 | KEEP | COMP | COMP | 2020444 | 6.44 | 4.5 |  |  |  | 1.94 | 2306613.78 | DOCC srdy crdy | 43432105 | SILVERADO 2105 | SILVERADO 2105658898 | 151 | 17.17 | 1361 | 5.4002 | 0.035763 | 1.3571 | 104 | Tier 2 | WDDB | SAINT HELENA | Napa | North Bay | Bay Area | 5784868 | E.5014317.03 | 116952170 | 35085539 | SILVERADO 2105 WIRE DOWN - PH 2 | 34020 | 0 | 0 | 0 | [6 empty] | 0 | 0 | 34020 | 34020 | 6.4432 | 12370909.0909 | 2019-47267
35085538 | KEEP | COMP | COMP | 2020444 | 1.99 | 0 |  |  |  | 1.99 | 2696617.24 | FICL srdy crdy redl idcr idoc | 43432105 | SILVERADO 2105 | SILVERADO 2105658898 | 151 | 17.17 | 1361 | 5.4002 | 0.035763 | 0.41934 | 104 | Tier 2 | WDDB | SAINT HELENA | Napa | North Bay | Bay Area | 5784867 | E.5014317.02 | 116952145 | 35085538 | SILVERADO 2105 WIRE DOWN - PH 1 | 10413 | 0 | 0 | 0 | [6 empty] | 0 | 0 | 10413 | 10413 | 1.9722 | 3786545.4545
35072146 | KEEP | COMP | COMP | 2019015 | 0.7 | 0 |  |  |  | 0.7 | 2004538.9 | DOCC srdy crdy | 43432105 | SILVERADO 2105 | SILVERADO 2105658898 | 151 | 17.17 | 1361 | 5.4002 | 0.035763 | 0.14751 | 104 | Tier 2 | PRE | SAINT HELENA | Napa | North Bay | Bay Area | 5782595 | E.5014317.01 | 114482701 | 35072146 | RPL 17,500' 4AR TIER 3 SILVERADO 2105 | 3696 | 0 | 0 | 0 | [6 empty] | 0 | 0 | 3696 | 3696 | 0.7 | 1344000
35135864 | KEEP | COMP | COMP | 2020444 | 1.76 | -0.004 |  |  |  | 1.764 | 123962.13 | CONS srdy | 182671108 | GRAYS FLAT 0401 | GRAYS FLAT 0401CB | 77 | 10.7256 | 1748 | 1.2881 | 0.016728 | 0.14161 | 1833 | Tier 3 | Other | TWAIN | PLUMAS | North Valley | Northern | 5530169 |  | 117923638 | 35135864 | CWSP – Grays Flat 401 Fuse 3079 zone | 9316 | 0 | 0 | 0 |  | 2019-70785 | 10560 | 2 | 2140000 | N/A |  |  |  | 0 | 0 |  |  | 2020-34239 | 0 | 0 | 9316 | 9316 | 1.7644 | 347534 | 527378 | 37.3051
31361965 | KEEP | COMP | COMP |  | 0.45 | 0.002 |  |  |  | 0.448 | 123053.67 | CONS srdy | 43071101 | DUNBAR 1101 | DUNBAR 110147964 | 68 | 6.5093 | 1794 | 0.99704 | 0.014662 | 0.046182 | 1151 | Tier 3 | WDDB | KENWOOD | Sonoma | Sonoma | Northern | 5530175 |  | 113751296 | 31361965 | RECON 2300 FT - NUNS CANYON -DUNBAR 1101 | 2367 | 0 | 0 | 0 |  | 2018-69430 | 2300 | 0.43561 | 345000 | N/A |  |  |  | 0 | 0 |  | 2019-35371 | 2019-34365 | 0 | 0 | 2367 | 2367 | 0.4483 | 797947 | 1245293 | 337.1132
35119970 | KEEP | COMP | COMP | 2020198 | 0.585 | 0 | 2020 |  |  | 0.585 | 1763035.44 | CONS srdy crdy | 82021106 | LOS GATOS 1106 | LOS GATOS 1106LB44 | 213 | 19.3494 | 1864 | 2.6623 | 0.012499 | 0.053928 | 841 | Tier 3 | PRE | LOS GATOS | Santa Clara | De Anza | Central Coast | 5786587 | E.5015493.03 | 117721839 | 35119970 | CWSP - LOS GATOS 1106 - LB44 - PH 4.3 | 3090 | 0 | 0 | 0 |  | 2018-56407 | 11985.6 | 2.27 | 2417500 | 2018-53540 | 0 | 0 | 3090 | 3090 | 0.58523 | 1123636.3636 | 2019-68460 | 2020-13269 | 2065 | 0 | 3090 | 3090 | 0.58523 | 1111562 | 1635303.5 | 359.7288
35119969 | KEEP | COMP | COMP | 2020197 | 1.284 | 0 | 2020 |  |  | 1.284 | 1614095.85 | CONS srdy crdy | 82021106 | LOS GATOS 1106 | LOS GATOS 1106LB44 | 213 | 19.3494 | 1864 | 2.6623 | 0.012499 | 0.11837 | 841 | Tier 3 | PRE | LOS GATOS | Santa Clara | De Anza | Central Coast | 5786588 | E.5015493.02 | 117721748 | 35119969 | CWSP - LOS GATOS 1106 - LB44 - PH 4.2 | 6777 | 0 | 0 | 0 |  | 2018-56407 | 11985.6 | 2.27 | 2417500 | 2018-53540 | 0 | 0 | 6777 | 6777 | 1.2835 | 2464363.6364 | DS73 APPR | 2020-13152 | 6982 | 0 | 6777 | 6777 | 1.2835 | 1541160 | 2027153 | 227.4104 | 2020-62706
35119966 | KEEP | COMP | COMP | 2020083 | 0.819 | 0 | 2020 |  |  | 0.819 | 809034.82 | FICL erdy srdy crdy redl | 82021106 | LOS GATOS 1106 | LOS GATOS 1106LB44 | 213 | 19.3494 | 1864 | 2.6623 | 0.012499 | 0.075499 | 841 | Tier 3 | PRE | LOS GATOS | Santa Clara | De Anza | Central Coast | 5786603 | E.5014534.06 | 117721841 | 35119966 | CWSP - LOS GATOS 1106 - LB44 - PH 2.6F | 4325 | 0 | 0 | 0 |  | 2018-31656 | 8077 | 1.5297 | 903333 | 2018-53540 |  |  |  | 0 | 0 |  | DS73 APPR | 2020-09949 | 0 | 0 | 4325 | 4325 | 0.81913 | 1136736 | 1552422 | 262.8291
35113109 | KEEP | COMP | COMP | 2019050 | 0.13 | 0 |  |  |  | 0.13 | 288513.84 | PREC erdy srdy crdy redl idcr idoc | 82021106 | LOS GATOS 1106 | LOS GATOS 1106LB44 | 213 | 19.3494 | 1864 | 2.6623 | 0.012499 | 0.011984 | 841 | Tier 3 | PRE | LOS GATOS | Santa Clara | De Anza | Central Coast | 5786055 | E.5014535.02 | 117492258 | 35113109 | CWSP - LOS GATOS 1106 - LB44 - PHASE 3.2 | 681 | 0 | 0 | 0 |  | 2018-31688 | 24000 | 4.5455 | 2717000 | N/A | 0 | 0 | 681 | 681 | 0.12898 | 247636.3636 | 2019-78448 | 2019-78266 | 0 | 0 | 7590 | 7590 | 1.4375 | 4004352 |  | 527.5826
35113105 | KEEP | COMP | COMP | 2020078 | 0.678 | 0 | 2020 |  |  | 0.678 | 1323110.39 | CONS srdy crdy | 82021106 | LOS GATOS 1106 | LOS GATOS 1106LB44 | 213 | 19.3494 | 1864 | 2.6623 | 0.012499 | 0.062501 | 841 | Tier 3 | PRE | LOS GATOS | Santa Clara | De Anza | Central Coast | 5786051 | E.5014319.04 | 117492229 | 35113105 | CWSP - LOS GATOS 1106 - LB44 - PHASE 1.4 | 3582 | 0 | 0 | 0 |  | 2018-30241 | 14350 | 2.7178 | 1481400 | 2018-53540 |  |  |  | 0 | 0 |  | 2019-51454 | 2019-58408 | 0 | 0 | 3582 | 3582 | 0.67841 | 822000 | 900000 | 229.4807
35113104 | KEEP | COMP | COMP | 2019048 | 0.26 | 0 |  |  |  | 0.26 | 413461.21 | PREC erdy srdy redl idcr idoc | 82021106 | LOS GATOS 1106 | LOS GATOS 1106LB44 | 213 | 19.3494 | 1864 | 2.6623 | 0.012499 | 0.023968 | 841 | Tier 3 | PRE | LOS GATOS | Santa Clara | De Anza | Central Coast | 5786049 | E.5014319.02 | 117492198 | 35113104 | CWSP - LOS GATOS 1106 - LB44 - PHASE 1.2 | 1399 | 0 | 0 | 0 |  | 2018-30241 |  | 0 |  |  | 0 | 0 | 1399 | 1399 | 0.26496 | 508727.2727 | 2019-52568 | 2019-58405 | 0 | 0 | 1399 | 1399 | 0.26496 | 397147 |  | 283.8792
35113103 | KEEP | COMP | COMP | 2019049 | 0.22 | 0 |  |  |  | 0.22 | 318957.44 | FICL srdy | 82021106 | LOS GATOS 1106 | LOS GATOS 1106LB44 | 213 | 19.3494 | 1864 | 2.6623 | 0.012499 | 0.020281 | 841 | Tier 3 | PRE | LOS GATOS | Santa Clara | De Anza | Central Coast | 5786050 | E.5014319.03 | 117492227 | 35113103 | CWSP - LOS GATOS 1106 - LB44 - PHASE 1.3 | 1152 | 0 | 0 | 0 |  | 2018-30241 |  | 0 |  |  | 0 | 0 | 1152 | 1152 | 0.21818 | 418909.0909 | 2019-47690 | 2019-58404 | 0 | 0 | 1152 | 1152 | 0.21818 | 298787 |  | 259.3637
35031662 | KEEP | COMP | COMP | 2020079 | 0.56 | 0 | 2020 |  |  | 0.56 | 1022308.58 | FICL srdy crdy | 82021106 | LOS GATOS 1106 | LOS GATOS 1106LB44 | 213 | 19.3494 | 1864 | 2.6623 | 0.012499 | 0.051623 | 841 | Tier 3 | PRE | LOS GATOS | Santa Clara | De Anza | Central Coast | 5780841 | E.5014534.01 | 114474310 | 35031662 | CWSP - LOS GATOS 1106 - LB44 - PHASE 2.1 | 2978 | 0 | 0 | 0 |  | 2018-31656 | 24232 | 4.5894 | 2710000 | N/A |  |  |  | 0 | 0 |  | DS73 APPR | 2019-82067 | 0 | 0 | 2978 | 2978 | 0.56402 | 1109989 | 1363100 | 372.7297
35094394 | KEEP | COMP | COMP | 2020064 | 1.47 | -0.001 | 2020 |  |  | 1.471 | 1415634.57 | CONS srdy | 43311102 | KONOCTI 1102 | KONOCTI 1102532 | 124 | 9.7294 | 1999 | 1.1234 | 0.0090595 | 0.11372 | 153 | Tier 3 | PRE | KELSEYVILLE | Lake | Humboldt | Northern | 5785163 | E.5015029.08 | 117130857 | 35094394 | CWSP-KONOCTI 1102-LR 532-PH7 | 7765 | 0 | 0 | 0 |  | 2018-50209 | 4593.6 | 0.87 | 930690 | N/A | [7 empty] | 2020-36343 | 0 | 0 | 7765 | 7765 | 1.4706 | 1670654 | 1708101.8 | 215.1518
35094393 | KEEP | COMP | COMP | 2020063 | 2.016 | 0 | 2020 |  |  | 2.016 | 1728751.95 | FICL srdy redl | 43311102 | KONOCTI 1102 | KONOCTI 1102532 | 124 | 9.7294 | 1999 | 1.1234 | 0.0090595 | 0.15596 | 153 | Tier 3 | PRE | KELSEYVILLE | Lake | Humboldt | Northern | 5785163 | E.5015029.07 | 117130856 | 35094393 | CWSP-KONOCTI 1102-LR 532-PH6 | 10642 | 0 | 0 | 0 |  | 2018-50209 | 4593.6 | 0.87 | 930690 | N/A | [6 empty] | 2019-68393 | 2020-31021 | 0 | 0 | 10642 | 10642 | 2.0155 | 2814000 | 5195000 | 264.424
35094392 | KEEP | COMP | COMP | 2019053 | 0.37 | 0 |  |  |  | 0.37 | 252550.92 | FICL srdy redl idcr idoc | 43311102 | KONOCTI 1102 | KONOCTI 1102532 | 124 | 9.7294 | 1999 | 1.1234 | 0.0090595 | 0.028623 | 153 | Tier 3 | PRE | KELSEYVILLE | Lake | Humboldt | Northern | 5785162 | E.5015029.06 | 117130855 | 35094392 | CWSP-KONOCTI 1102-LR 532-PH5 | 1956 | 0 | 0 | 0 |  | 2018-50209 | 4593.6 | 0.87 | 930690 |  | 0 | 0 | 1956 | 1956 | 0.37045 | 711272.7273 |  | 2020-60114 | 0 | 0 | 1956 | 1956 | 0.37045 | 1570000 | 1570000
35094390 | KEEP | COMP | COMP | 2019052 | 0.55 | 0 |  |  |  | 0.55 | 872860.6 | DOCC srdy crdy | 43311102 | KONOCTI 1102 | KONOCTI 1102532 | 124 | 9.7294 | 1999 | 1.1234 | 0.0090595 | 0.042548 | 153 | Tier 3 | PRE | KELSEYVILLE | Lake | Humboldt | Northern | 5785160 | E.5015029.04 | 117130853 | 35094390 | CWSP-KONOCTI 1102-LR 532-PH3 | 2881 | 0 | 0 | 0 |  | 2018-50209 | 4593.6 | 0.87 | 930690 |  | 0 | 0 | 2881 | 2881 | 0.54564 | 1047636.3636 |  | 2020-60114 | 0 | 0 | 2881 | 2881 | 0.54564 | 1570000 | 1570000
35094388 | KEEP | COMP | COMP | 2019051 | 0.42 | 0 |  |  |  | 0.42 | 375930.38 | MAPP srdy redl idoc | 43311102 | KONOCTI 1102 | KONOCTI 1102532 | 124 | 9.7294 | 1999 | 1.1234 | 0.0090595 | 0.032491 | 153 | Tier 3 | PRE | KELSEYVILLE | Lake | Humboldt | Northern | 5785158 | E.5015029.02 | 117130851 | 35094388 | CWSP-KONOCTI 1102-LR 532-PH1 | 2409 | 0 | 0 | 0 |  | 2018-50209 | 4593.6 | 0.87 | 930690 |  | 0 | 0 | 2241 | 2241 | 0.42443 | 814909.0909 | 2019-42180 | 2020-60114 | 0 | 0 | 2409 | 2409 | 0.45625 | 1570000 | 1570000
35115158 | KEEP | COMP | COMP | 2020136 | 2.104 | 0 | 2020 |  |  | 2.104 | 3367123.94 | FICL srdy crdy redl | 152481103 | BRUNSWICK 1103 | BRUNSWICK 110350070 | 201 | 17.7435 | 2144 | 1.2469 | 0.0062036 | 0.099066 | 7 | Tier 3 | PRE | NEVADA CITY | Nevada | Sierra | Northern | 5785720 | E.5015569.05 | 117492102 | 35115158 | CWSP-BRUNSWICK 1103-LR50070-PH 1.5 | 11108 | 0 | 0 | 0 |  | 2018-85016 | 10380.48 | 1.966 | 2108720 | 2019-76345 | 0 | 0 | 11108 | 11108 | 2.1038 | 4039272.7273 | 2020-00866 | 2019-80105 | 0 | 0 | 11108 | 11108 | 2.1038 | 4433948 | 6405144 | 399.1671
35115157 | KEEP | COMP | COMP | 2022333 | 2.98 | 0.6 | 2020 |  |  | 2.38 | 3783292.71 | MAPP srdy crdy redl | 152481103 | BRUNSWICK 1103 | BRUNSWICK 110350070 | 201 | 17.7435 | 2144 | 1.2469 | 0.0062036 | 0.14031 | 7 | Tier 3 | PRE | NEVADA CITY | Nevada | Sierra | Northern | 5785719 | E.5015569.04 | 117492085 | 35115157 | CWSP-BRUNSWICK 1103-LR50070-PH 1.4 | 15728 | 0 | 0 | 0 |  | 2018-85016 | 10380.48 | 1.966 | 2108720 | 2019-76345 | 0 | 0 | 15728 | 15728 | 2.9788 | 5719272.7273 | 2019-82020 | 2019-80102 | 0 | 0 | 15728 | 15728 | 2.9788 | 4149052 | 5907747 | 263.8004
35115156 | KEEP | COMP | COMP | 2020136 | 1.94 | 0 | 2020 |  |  | 1.94 | 3161348.23 | FICL erdy srdy crdy redl | 152481103 | BRUNSWICK 1103 | BRUNSWICK 110350070 | 201 | 17.7435 | 2144 | 1.2469 | 0.0062036 | 0.091344 | 7 | Tier 3 | PRE | NEVADA CITY | Nevada | Sierra | Northern | 5785718 | E.5015569.03 | 117491998 | 35115156 | CWSP-BRUNSWICK 1103-LR50070-PH 1.3 | 10244 | 0 | 0 | 0 |  | 2018-85016 | 10380.48 | 1.966 | 2108720 | 2019-76345 | 0 | 0 | 10244 | 10244 | 1.9402 | 3725090.9091 | 2020-02091 | 2020-12991 | 0 | 0 | 10244 | 10244 | 1.9402 | 4488677 | 6227854 | 438.1762
35115155 | KEEP | COMP | COMP | 2020136 | 1.9 | 0 | 2020 |  |  | 1.9 | 3098787.61 | CONS srdy crdy | 152481103 | BRUNSWICK 1103 | BRUNSWICK 110350070 | 201 | 17.7435 | 2144 | 1.2469 | 0.0062036 | 0.08946 | 7 | Tier 3 | PRE | NEVADA CITY | Nevada | Sierra | Northern | 5785657 | E.5015569.02 | 117491298 | 35115155 | CWSP-BRUNSWICK 1103-LR50070-PH 1.2 | 10024 | 0 | 0 | 0 |  | 2018-85016 | 10380.48 | 1.966 | 2108720 | 2019-76345 | 0 | 0 | 10024 | 10024 | 1.8985 | 3645090.9091 | 2020-39479 | 2019-80086 | 0 | 0 | 10024 | 10024 | 1.8985 | 3756807 | 5231108 | 374.7812
35115150 | KEEP | COMP | COMP | 2020138 | 1.56 | 0.382 | 2020 |  |  | 1.178 | 1098124.21 | FICL srdy crdy redl | 152481103 | BRUNSWICK 1103 | BRUNSWICK 110350070 | 201 | 17.7435 | 2144 | 1.2469 | 0.0062036 | 0.073452 | 7 | Tier 3 | PRE | NEVADA CITY | Nevada | Sierra | Northern | 5785728 | E.5015567.05 | 117496277 | 35115150 | CWSP-BRUNSWICK 1103-LR50070-PH 3.5 | 6221 | 0 | 0 | 0 |  | 2018-85051 | 8147.04 | 1.543 | 1630650 | 2019-76353 |  |  |  | 0 | 0 | 0 | 2020-05861 | 2020-37412 | 0 | 0 | 6221 | 6221 | 1.1782 | 3214158 | 4212019 | 516.6626
35115149 | KEEP | COMP | COMP | 2020138 | 1.56 | 0.327 | 2020 |  |  | 1.233 | 2846437.67 | FICL srdy crdy redl idcr idoc | 152481103 | BRUNSWICK 1103 | BRUNSWICK 110350070 | 201 | 17.7435 | 2144 | 1.2469 | 0.0062036 | 0.073452 | 7 | Tier 3 | PRE | NEVADA CITY | Nevada | Sierra | Northern | 5785727 | E.5015567.04 | 117496274 | 35115149 | CWSP-BRUNSWICK 1103-LR50070-PH 3.4 | 6509 | 0 | 0 | 0 |  | 2018-85051 | 8147.04 | 1.543 | 1630650 | 2019-76353 |  |  |  | 0 | 0 | 0 | 2020-03206 | 2020-20926 | 0 | 0 | 6509 | 6509 | 1.2328 | 3334608 | 5030060 | 512.3073
35115148 | KEEP | COMP | COMP | 2020138 | 2.12 | -0.003 | 2020 |  |  | 2.123 | 3355636.82 | CONS srdy crdy | 152481103 | BRUNSWICK 1103 | BRUNSWICK 110350070 | 201 | 17.7435 | 2144 | 1.2469 | 0.0062036 | 0.099819 | 7 | Tier 3 | PRE | NEVADA CITY | Nevada | Sierra | Northern | 5785726 | E.5015567.03 | 117496270 | 35115148 | CWSP-BRUNSWICK 1103-LR50070-PH 3.3 | 11210 | 0 | 0 | 0 |  | 2018-85051 | 8147.04 | 1.543 | 1630650 | 2019-76353 | 0 | 0 | 11210 | 11210 | 2.1231 | 4076363.6364 | 2020-01442 | 2020-30750 | 0 | 0 | 11210 | 11210 | 2.1231 | 3793183 | 5062019 | 338.3749
35115147 | KEEP | COMP | COMP | 2020138 | 2.12 | 0.78 | 2020 |  |  | 1.34 | 1586633.86 | DOCC erdy srdy crdy redl idoc | 152481103 | BRUNSWICK 1103 | BRUNSWICK 110350070 | 201 | 17.7435 | 2144 | 1.2469 | 0.0062036 | 0.099819 | 7 | Tier 3 | PRE | NEVADA CITY | Nevada | Sierra | Northern | 5785725 | E.5015567.02 | 117496196 | 35115147 | CWSP-BRUNSWICK 1103-LR50070-PH 3.2 | 7076 | 0 | 0 | 0 |  | 2018-85051 | 8147.04 | 1.543 | 1630650 | 2019-76353 |  |  |  | 0 | 0 | 0 | 2019-56282 | 2020-22654 | 0 | 0 | 7076 | 7076 | 1.3402 | 3614965 | 5398830 | 510.8769
35061213 | KEEP | COMP | COMP | 2020138 | 1.44 | 0 | 2020 |  |  | 1.44 | 2329777.3 | FICL srdy crdy redl | 152481103 | BRUNSWICK 1103 | BRUNSWICK 110350070 | 201 | 17.7435 | 2144 | 1.2469 | 0.0062036 | 0.067802 | 7 | Tier 3 | PRE | NEVADA CITY | Nevada | Sierra | Northern | 5783072 | E.5015567.01 | 115106582 | 35061213 | CWSP-BRUNSWICK 1103-LR50070-PH 3.1 | 7622 | 0 | 0 | 0 |  | 2018-85051 | 8147.04 | 1.543 | 1630650 | 2019-76353 | 0 | 0 | 48900 | 48900 | 9.2614 | 17781818.1818 | 2020-07072 | 2020-20976 | 0 | 0 | 7622 | 7622 | 1.4436 | 4177346 | 6076529 | 548.0643 |  | 2020-19680
74028021 | KEEP | COMP | COMP | 2020444 | 2.54 | 0 |  |  |  | 2.54 | 4023904.72 | CONS srdy crdy | 42091102 | MIRABEL 1102 | MONTE RIO 1113652 | 25 | 1.6205 | 2192 | 0.13357 | 0.0053427 | 0.14027 | 115 | Tier 3 | PRE | FORESTVILLE | Sonoma | Sonoma | Northern | 5782598 | E.5014743.02 | 117755928 | 74028021 | CWSP - MIRABEL 02/MONTE RIO 13-LR652 PH2 | 13411 | 0 | 0 | 0
74021961 | KEEP | COMP | COMP | 2019045 | 4.77 | 0 |  |  |  | 4.77 | 20340374.18 | DOCC | 42091102 | MIRABEL 1102 | MONTE RIO 1113652 | 25 | 1.6205 | 2192 | 0.13357 | 0.0053427 | 0.26343 | 115 | Tier 3 | PRE | FORESTVILLE | Sonoma | Sonoma | Northern | 5782833 | E.5014743.01 | 114705149 | 74021961 | CWSP - MIRABEL 02/MONTE RIO 13 - LR 652 | 25170 | 0 | 0 | 0 | [6 empty] | 0 | 0 | 25170 | 25170 | 4.767 | 9152727.2727
35112429 | KEEP | COMP | COMP | 2020444 | 1.43 | 0.04 |  |  |  | 1.39 | 2002650.05 | CONS srdy crdy | 152762101 | EL DORADO PH 2101 | EL DORADO PH 2101CB | 74 | 7.4561 | 2250 | 0.3064 | 0.0041406 | 0.039372 | 76 | Tier 3 | PRE | POLLCOCK PINES | El Dorado | Sierra | Northern | 5785656 | E.5015420.06 | 117467966 | 35112429 | CWSP-EL DORADO 2101-OCBZONE-PH1.6 | 7341 | 0 | 0 | 0 |  | 2018-81374 | 6784.8 | 1.285 | 1393353 | 2019-32222 | 0 | 0 | 7341 | 7341 | 1.3903 | 2669454.5455 | 2019-44444 | 2020-13695 | 0 | 0 | 7341 | 7341 | 1.3903 | 3891539 | 5585619 | 530.1102
35112428 | KEEP | COMP | COMP | 2020444 | 1.62 | -0.003 |  |  |  | 1.623 | 2470941.17 | DOCC srdy crdy idoc | 152762101 | EL DORADO PH 2101 | EL DORADO PH 2101CB | 74 | 7.4561 | 2250 | 0.3064 | 0.0041406 | 0.044604 | 76 | Tier 3 | PRE | POLLCOCK PINES | El Dorado | Sierra | Northern | 5785655 | E.5015420.05 | 117467964 | 35112428 | CWSP-EL DORADO 2101-OCBZONE-PH1.5 | 8571 | 0 | 0 | 0 |  | 2018-81374 | 6784.8 | 1.285 | 1393353 | 2019-32222 | 0 | 0 | 8571 | 8571 | 1.6233 | 3116727.2727 | 2019-44655 | 2019-71163 | 0 | 0 | 8571 | 8571 | 1.6233 | 2756022 | 3809898 | 321.552
35112427 | KEEP | COMP | COMP | 2020444 | 0.96 | 0 |  |  |  | 0.96 | 1843520.74 | DOCC srdy crdy redl idoc | 152762101 | EL DORADO PH 2101 | EL DORADO PH 2101CB | 74 | 7.4561 | 2250 | 0.3064 | 0.0041406 | 0.026432 | 76 | Tier 2 | PRE | POLLCOCK PINES | El Dorado | Sierra | Northern | 5785654 | E.5015420.04 | 117467963 | 35112427 | CWSP-EL DORADO 2101-OCBZONE-PH1.4 | 5117 | 0 | 0 | 0 |  | 2018-81374 | 6784.8 | 1.285 | 1393353 | 2019-32222 | 0 | 0 | 5069 | 5069 | 0.96004 | 1843272.7273 | 2019-45969 | 2019-76131 | 0 | 0 | 5117 | 5117 | 0.96913 | 2336755 | 3306693 | 456.665
35112426 | KEEP | COMP | COMP | 2020444 | 1.72 | 0 |  |  |  | 1.72 | 4009951.67 | DOCC srdy crdy redl idoc | 152762101 | EL DORADO PH 2101 | EL DORADO PH 2101CB | 74 | 7.4561 | 2250 | 0.3064 | 0.0041406 | 0.047357 | 76 | Tier 3 | PRE | POLLCOCK PINES | El Dorado | Sierra | Northern | 5785653 | E.5015420.03 | 117467829 | 35112426 | CWSP-EL DORADO 2101-OCBZONE-PH1.3 | 9368 | 0 | 0 | 0 |  | 2018-81374 | 6784.8 | 1.285 | 1393353 | 2019-32222 | 0 | 0 | 9077 | 9077 | 1.7191 | 3300727.2727 | 2019-45443 | 2019-68332 | 0 | 0 | 9368 | 9368 | 1.7742 | 2709822 | 3754403 | 289.2637 |  | 2020-04943
35112425 | KEEP | COMP | COMP | 2020444 | 1.3 | 0 |  |  |  | 1.3 | 2038441.28 | CONS srdy crdy | 152762101 | EL DORADO PH 2101 | EL DORADO PH 2101CB | 74 | 7.4561 | 2250 | 0.3064 | 0.0041406 | 0.035793 | 76 | Tier 2 | PRE | POLLCOCK PINES | El Dorado | Sierra | Northern | 5785652 | E.5015420.02 | 117467828 | 35112425 | CWSP-EL DORADO 2101-OCBZONE-PH1.2 | 6445 | 0 | 0 | 0 |  | 2018-81374 | 6784.8 | 1.285 | 1393353 | 2019-32222 | 0 | 0 | 6445 | 6445 | 1.2206 | 2343636.3636 | 2019-44443 | 2020-10568 | 0 | 0 | 6445 | 6445 | 1.2206 | 2963553 | 5238478 | 459.822
35058273 | KEEP | COMP | COMP | 2020444 | 1.18 | 0.003 |  |  |  | 1.177 | 2618957.93 | CONS srdy crdy | 152762101 | EL DORADO PH 2101 | EL DORADO PH 2101CB | 74 | 7.4561 | 2250 | 0.3064 | 0.0041406 | 0.032489 | 76 | Tier 2 | PRE | POLLOCK PINES | El Dorado | Sierra | Northern | 5782588 | E.5015420.01 | 114987127 | 35058273 | CWSP-EL DORADO 2101-OCBZONE-PH 1.1 | 6215 | 0 | 0 | 0 |  | 2018-81374 | 6784.8 | 1.285 | 1393353 | 2019-32222 | 0 | 0 | 6215 | 6215 | 1.1771 | 2260000 | 2019-53198 | 2020-10565 | 0 | 0 | 6215 | 6215 | 1.1771 | 3064343 | 4515047 | 493.056
35114043 | KEEP | COMP | COMP | 2020444 | 1.136 | -0.004 |  |  |  | 1.14 | 840993.95 | DOCC srdy crdy redl idcr idoc | 163751102 | PINE GROVE 1102 | PINE GROVE 11021222 | 218 | 17.2561 | 2271 | 0.81905 | 0.0037571 | 0.036126 | 20 | Tier 3 | PRE | PIONEER | Amador | Stockton | Central Valley | 5785994 | E.5014745.05 | 117502840 | 35114043 | CWSP - PINE GROVE 1102 - LR1222 - PH 1.5 | 5998 | 0 | 0 | 0 |  | 2018-49722 | 10982.4 | 2.08 | 2269920 | 2019-35977 | 0 | 0 | 5763 | 5763 | 1.0915 | 2095636.3636 | 2019-71391 | 2020-31362 | 0 | 0 | 5998 | 5998 | 1.136 | 1947510 | 2617141 | 324.6932
35107689 | KEEP | COMP | COMP | 2020023 | 2.06 | 0.043 | 2020 |  |  | 2.017 | 3424012.63 | DOCC srdy crdy redl | 163751102 | PINE GROVE 1102 | PINE GROVE 11021222 | 218 | 17.2561 | 2271 | 0.81905 | 0.0037571 | 0.06551 | 20 | Tier 3 | PRE | PIONEER | Amador | Stockton | Central Valley | 5785659 | E.5014745.01 | 114660964 | 35107689 | CWSP - PINE GROVE 1102 - LR1222 - PH 1.1 | 10648 | 0 | 0 | 0 |  | 2018-49722 | 27456 | 5.2 | 5674800 | 2019-35977 | 0 | 0 | 10853 | 10853 | 2.0555 | 3946545.4545 | 2019-69622 | 2020-04322 | 0 | 0 | 10648 | 10648 | 2.0167 | 4631785 | 5851741 | 434.9911
35115052 | KEEP | COMP | COMP | 2020008 | 1.62 | 0 | 2020 |  |  | 1.62 | 181396.46 | CONS srdy | 163661701 | MIWUK 1701 | MIWUK 1701CB | 187 | 16.2459 | 2353 | 0.55914 | 0.0029901 | 0.037357 | 2 | Tier 3 | PRE | TWAIN HARTE | Tuolumne | Yosemite | Central Valley | 5785974 | E.5014771.04 | 117496040 | 35115052 | CWSP-MIWUK 1701–OCB-PH 1.4 | 8551 | 0 | 0 | 0 |  | 2018-75405 | 12165.12 | 2.304 | 2436520 | 2019-35897 | 0 | 0 | 8140 | 8140 | 1.5417 | 2960000 | 2019-72477 | 2020-46861 | 0 | 0 | 8551 | 8551 | 1.6195 | 2926492 | 4217803 | 342.2397
35115051 | KEEP | COMP | COMP | 2020007 | 1.04 | 0 | 2020 |  |  | 1.04 | 62058.12 | CONS srdy | 163661701 | MIWUK 1701 | MIWUK 1701CB | 187 | 16.2459 | 2353 | 0.55914 | 0.0029901 | 0.023982 | 2 | Tier 3 | PRE | TWAIN HARTE | Tuolumne | Yosemite | Central Valley | 5785973 | E.5014771.03 | 117495949 | 35115051 | CWSP-MIWUK 1701–OCB-PH 1.3 | 5484 | 0 | 0 | 0 |  | 2018-75405 | 12165.12 | 2.304 | 2436520 | 2019-35897 | 0 | 0 | 5350 | 5350 | 1.0133 | 1945454.5455 | 2020-02993 | 2020-41135 | 0 | 0 | 5484 | 5484 | 1.0386 | 1623855 | 2548113 | 296.1078
35116394 | KEEP | COMP | COMP | 2020047 | 1.665 | 0 | 2020 |  |  | 1.665 | 1813619.96 | FICL srdy crdy redl idcr idoc | 163661702 | MIWUK 1702 | MIWUK 1702CB | 110 | 9.053 | 2369 | 0.30977 | 0.0028161 | 0.038171 | 25 | Tier 2 | PRE | TWAIN HARTE | Tuolumne | Yosemite | Central Valley | 5785978 | E.5014773.04 | 117605556 | 35116394 | CWSP - MIWUK 1702 - OCB - PH 1.4 | 8790 | 0 | 0 | 0 |  | 2018-71642 | 10771.2 | 2.04 | 2205280 | 2019-35893 | 0 | 0 | 8790 | 8790 | 1.6648 | 3196363.6364 | 2019-52679 | 2020-16486 | 0 | 0 | 8790 | 8790 | 1.6648 | 1437714 | 2102204 | 163.5625 | 2020-42671
35116393 | KEEP | COMP | COMP | 2020046 | 2.57 | 0 | 2020 |  |  | 2.57 | 4273649.28 | FICL srdy crdy redl | 163661702 | MIWUK 1702 | MIWUK 1702CB | 110 | 9.053 | 2369 | 0.30977 | 0.0028161 | 0.058918 | 25 | Tier 3 | PRE | TWAIN HARTE | Tuolumne | Yosemite | Central Valley | 5785977 | E.5014773.03 | 117605554 | 35116393 | CWSP - MIWUK 1702 - OCB - PH 1.3 | 13485 | 0 | 0 | 0 |  | 2018-71642 | 10771.2 | 2.04 | 2205280 | 2019-35893 | 0 | 0 | 13090 | 13090 | 2.4792 | 4760000 | 2019-56352 | 2019-75958 | 0 | 0 | 13485 | 13485 | 2.554 | 2918225 | 4302367 | 216.4053 | 2020-20101
35116391 | KEEP | COMP | COMP | 2020045 | 2.07 | 0 | 2020 |  |  | 2.07 | 1333175.61 | CONS srdy crdy | 163661702 | MIWUK 1702 | MIWUK 1702CB | 110 | 9.053 | 2369 | 0.30977 | 0.0028161 | 0.047456 | 25 | Tier 3 | PRE | TWAIN HARTE | Tuolumne | Yosemite | Central Valley | 5785976 | E.5014773.02 | 117605551 | 35116391 | CWSP - MIWUK 1702 - OCB - PH 1.2 | 11036 | 0 | 0 | 0 |  | 2018-71642 | 10771.2 | 2.04 | 2205280 | 2019-35893 | 0 | 0 | 10840 | 10840 | 2.053 | 3941818.1818 | 2019-64313 | 2020-18345 | 0 | 0 | 11036 | 11036 | 2.0902 | 3920204 | 5835429 | 355.2196
35052820 | KEEP | COMP | COMP | 2020044 | 1.97 | 0.002 | 2020 |  |  | 1.968 | 3218056.75 | DOCC srdy redl idoc | 163661702 | MIWUK 1702 | MIWUK 1702CB | 110 | 9.053 | 2369 | 0.30977 | 0.0028161 | 0.045163 | 25 | Tier 3 | PRE | TWAIN HARTE | Tuolumne | Yosemite | Central Valley | 5785222 | E.5014773.01 | 114580704 | 35052820 | CWSP-MIWUK 1702-OCB-PH 1.1 | 10392 | 0 | 0 | 0 |  | 2018-71642 | 10771.2 | 2.04 | 2205280 | 2019-35893 | 0 | 0 | 10715 | 10715 | 2.0294 | 3896363.6364 | 2019-56178 | 2020-17168 | 0 | 0 | 10392 | 10392 | 1.9682 | 2058453 | 3585097 | 198.0805 | 2020-52012
35116800 | KEEP | COMP | COMP | 2020039 | 1.425 | 0 | 2020 |  |  | 1.425 | 994230.42 | CONS | 163661702 | Miwuk 1702 | MIWUK 1702823548 | 231 | 19.7276 | 2411 | 0.57976 | 0.0025098 | 0.028058 | 23 | Tier 3 | PRE | TWAIN HARTE | Tuolumne | Yosemite | Central Valley | 5785961 | E.5014730.02 | 117605265 | 35116800 | CWSP-MIWUK 1702-LR 6018-PH1.2 | 7525 | 0 | 0 | 0 |  | 2018-55685 | 9398.4 | 1.78 | 1921966 | 2019-35900 | 0 | 0 | 6695 | 6695 | 1.268 | 2434545.4545 | 2020-45856 | 2020-18449 | 0 | 0 | 7525 | 7525 | 1.4252 | 2704457 | 4030625 | 359.3963
35116804 | KEEP | COMP | COMP | 2020043 | 1.02 | 0 | 2020 |  |  | 1.02 | 1431284.86 | FICL srdy redl | 163661702 | Miwuk 1702 | MIWUK 1702823548 | 231 | 19.7276 | 2411 | 0.57976 | 0.0025098 | 0.020084 | 23 | Tier 3 | PRE | TWAIN HARTE | Tuolumne | Yosemite | Central Valley | 5785965 | E.5014730.06 | 117605269 | 35116804 | CWSP-MIWUK 1702-LR 6018-PH1.6 | 5387 | 0 | 0 | 0 |  | 2018-55685 | 9398.4 | 1.78 | 1921966 | 2019-35900 | 0 | 0 | 5340 | 5340 | 1.0114 | 1941818.1818 | 2020-23247 | 2020-23697 | 0 | 0 | 5387 | 5387 | 1.0203 | 1868188 | 2696953 | 346.7956
35119401 | KEEP | COMP | COMP | 2020444 | 1.08 | 0.004 |  |  |  | 1.076 | 1594272.56 | FICL erdy srdy crdy redl | 83622106 | CAMP EVERS 2106 | CAMP EVERS 21065020 | 185 | 15.0702 | 2464 | 0.3934 | 0.0021265 | 0.018889 | 46 | Tier 3 | PRE | SCOTTS VALLEY | Santa Cruz | Central Coast | Central Coast | 5786658 | E.5015489.01 | 114758056 | 35119401 | CWSP-CAMP EVERS 2106-LR5020-PH2.1 | 5683 | 0 | 0 | 0 |  | 2018-64516 | 8500.8 | 1.61 | 1747200 | N/A | [6 empty] | 2019-42502 | 2020-16837 | 0 | 0 | 5683 | 5683 | 1.0763 | 2134803 | 2570791 | 375.6472
35114104 | KEEP | COMP | COMP | 2020444 | 1.443 | 0 |  |  |  | 1.443 | 1894790.36 | CONS srdy crdy | 83622106 | CAMP EVERS 2106 | CAMP EVERS 21065020 | 185 | 15.0702 | 2464 | 0.3934 | 0.0021265 | 0.025238 | 46 | Tier 3 | PRE | SCOTTS VALLEY | Santa Cruz | Central Coast | Central Coast | 5786204 | E.5015489.06 | 117560687 | 35114104 | CWSP-CAMP EVERS 2106-LR5020-PH2.6 | 7619 | 0 | 0 | 0 |  | 2018-64516 | 42504 | 8.05 | 8736000 | 2018-62969 | [6 empty] | 2019-53176 | 2020-02712 | 0 | 0 | 7619 | 7619 | 1.443 | 2938512 | 3424639 | 385.6821
35114101 | KEEP | COMP | COMP | 2020444 | 1.3 | 0 |  |  |  | 1.3 | 1264649.5 | CONS srdy crdy | 83622106 | CAMP EVERS 2106 | CAMP EVERS 21065020 | 185 | 15.0702 | 2464 | 0.3934 | 0.0021265 | 0.022737 | 46 | Tier 3 | PRE | SCOTTS VALLEY | Santa Cruz | Central Coast | Central Coast | 5786132 | E.5015489.03 | 117545618 | 35114101 | CWSP-CAMP EVERS 2106-LR5020-PH2.3 | 6873 | 0 | 0 | 0 |  | 2018-64516 | 8500.8 | 1.61 | 1747200 | N/A | [6 empty] | 2020-00133 | 2020-30129 | 0 | 0 | 6873 | 6873 | 1.3017 | 2217036 | 2618714 | 322.5718
35112437 | KEEP | COMP | COMP | 2020444 | 2.72 | 0 |  |  |  | 2.72 | 2864776.08 | DOCC srdy | 152762102 | EL DORADO PH 2102 | EL DORADO PH 210219562 | 98 | 7.2476 | 3014 | 0.0014213 | 1.4503e-05 | 0.00035738 | 52 | Tier 3 | PRE | POLLOCK PINES | El Dorado | Sierra | Northern | 5785651 | E.5015687.08 | 117472564 | 35112437 | CWSP-EL DORADO 2102-LR19562-PH 1.7 | 14365 | 0 | 0 | 0 |  | 2018-66434 | 9570 | 1.8125 | 1985250 | 2019-32223 | 0 | 0 | 14365 | 14365 | 2.7206 | 5223636.3636 | 2019-54370 | 2020-12856 | 0 | 0 | 14365 | 14365 | 2.7206 | 3380647 | 5431839 | 235.3392
35112436 | KEEP | COMP | COMP | 2020444 | 1.74 | 0 |  |  |  | 1.74 | 2603444.31 | DOCC srdy crdy redl idoc | 152762102 | EL DORADO PH 2102 | EL DORADO PH 210219562 | 98 | 7.2476 | 3014 | 0.0014213 | 1.4503e-05 | 0.00022862 | 52 | Tier 3 | PRE | POLLOCK PINES | El Dorado | Sierra | Northern | 5785650 | E.5015687.07 | 117472563 | 35112436 | CWSP-EL DORADO 2102-LR19562-PH 1.6 | 9210 | 0 | 0 | 0 |  | 2018-66434 | 9570 | 1.8125 | 1985250 | 2019-32223 | 0 | 0 | 9210 | 9210 | 1.7443 | 3349090.9091 | 2019-61933 | 2020-11610 | [8 empty] | 2020-47826
35112435 | KEEP | COMP | COMP | 2022333 | 1.49 | 0.15 | 2020 |  |  | 1.34 | 2188385.49 | DOCC srdy crdy | 152762102 | EL DORADO PH 2102 | EL DORADO PH 210219562 | 98 | 7.2476 | 3014 | 0.0014213 | 1.4503e-05 | 0.00019577 | 52 | Tier 3 | PRE | POLLOCK PINES | El Dorado | Sierra | Northern | 5785649 | E.5015687.06 | 117472561 | 35112435 | CWSP-EL DORADO 2102-LR19562-PH 1.5 | 7873 | 0 | 0 | 0 |  | 2018-66434 | 9570 | 1.8125 | 1985250 | 2019-32223 | 0 | 0 | 7873 | 7873 | 1.4911 | 2862909.0909 | 2020-49714 | 2020-11581 | 0 | 0 | 7873 | 7873 | 1.4911 | 2589679 | 4061849 | 328.9317
35112434 | KEEP | COMP | COMP | 2022333 | 1.5 | 0.38 | 2020 |  |  | 1.12 | 2106309.63 | DOCC srdy crdy | 152762102 | EL DORADO PH 2102 | EL DORADO PH 210219562 | 98 | 7.2476 | 3014 | 0.0014213 | 1.4503e-05 | 0.00019709 | 52 | Tier 3 | PRE | POLLOCK PINES | El Dorado | Sierra | Northern | 5785648 | E.5015687.05 | 117472389 | 35112434 | CWSP-EL DORADO 2102-LR19562-PH 1.4 | 7924 | 0 | 0 | 0 |  | 2018-66434 | 9570 | 1.8125 | 1985250 | 2019-32223 | 0 | 0 | 7924 | 7924 | 1.5008 | 2881454.5455 | 2019-54370 | 2020-30400 | 0 | 0 | 7924 | 7924 | 1.5008 | 2743160 | 3756886 | 346.1837
35112433 | KEEP | COMP | COMP | 2020444 | 1.92 | 0 |  |  |  | 1.92 | 2680370.76 | DOCC srdy crdy idoc | 152762102 | EL DORADO PH 2102 | EL DORADO PH 210219562 | 98 | 7.2476 | 3014 | 0.0014213 | 1.4503e-05 | 0.00025227 | 52 | Tier 3 | PRE | POLLOCK PINES | El Dorado | Sierra | Northern | 5785647 | E.5015687.04 | 117472388 | 35112433 | CWSP-EL DORADO 2102-LR19562-PH 1.3 | 10122 | 0 | 0 | 0 |  | 2018-66434 | 9570 | 1.8125 | 1985250 | 2019-32223 | 0 | 0 | 10122 | 10122 | 1.917 | 3680727.2727 | 2019-65337 | 2020-13602 | 0 | 0 | 10122 | 10122 | 1.917 | 2516336 | 4151673 | 248.6007 | 2020-47792
35112431 | KEEP | COMP | COMP | 2022333 | 1.54 | 0.45 | 2020 |  |  | 1.09 | 2482915.28 | DOCC srdy crdy | 152762102 | EL DORADO PH 2102 | EL DORADO PH 210219562 | 98 | 7.2476 | 3014 | 0.0014213 | 1.4503e-05 | 0.00020234 | 52 | Tier 3 | PRE | POLLOCK PINES | El Dorado | Sierra | Northern | 5785645 | E.5015687.02 | 117472384 | 35112431 | CWSP-EL DORADO 2102-LR19562-PH 1.1 | 8118 | 0 | 0 | 0 |  | 2018-66434 | 9570 | 1.8125 | 1985250 | 2019-32223 | 0 | 0 | 8118 | 8118 | 1.5375 | 2952000 | 2020-12245 | 2020-13590 | 0 | 0 | 8118 | 8118 | 1.5375 | 2661692 | 4166416 | 327.8753
35095166 | KEEP | COMP | COMP | 2020444 | 1.39 | 0.002 |  |  |  | 1.388 | 2097590.28 | DOCC erdy srdy crdy | 152762102 | EL DORADO PH 2102 | EL DORADO PH 210219562 | 98 | 7.2476 | 3014 | 0.0014213 | 1.4503e-05 | 0.00018263 | 52 | Tier 3 | PRE | POLLOCK PINES | El Dorado | Sierra | Northern | 5785218 | E.5015687.01 | 114742467 | 35095166 | CWSP - EL DORADO PH 2102 - LR 19562 | 7328 | 0 | 0 | 0 |  | 2018-66434 | 9570 | 1.8125 | 1985250 | 2019-32223 | 0 | 0 | 7328 | 7328 | 1.3879 | 2664727.2727 | 2019-57687 | 2020-24835 | 0 | 0 | 7328 | 7328 | 1.3879 | 1992035 | 3293522 | 271.8388
74022388 | KEEP | COMP | COMP | 2020444 | 0.85 | 0 |  |  |  | 0.85 | 3810171.29 | CONS srdy | 12541104 | Oakland X 1104 | OAKLAND X 1104CR022 | 48 | 4.0185 | 3053 | 0.00051505 | 1.073e-05 | 7.2993e-05 | 435 | Tier 3 | WDDB | OAKLAND | Alameda | East Bay | Bay Area | 5537523 | E.5014312.01 | 114266765 | 74022388 | CWSP: X-1104 OH RECOND SKYLINE | 3677 | 0 | 0 | 0 |  | 2018-61930 | 4300 | 0.81439 | 645000 | N/A |  |  |  | 0 | 0 |  | 2020-16889 | 2020-12348 | 0 | 0 | 3677 | 3677 | 0.6964 | 4286743 | 5476214 | 1165.8262 | 2020-49145
74022384 | KEEP | CONS | PART | 2022333 | 5.55 | 3.01 |  |  |  | 2.54 | 5919544.22 | CONS srdy | 42751113 | FITCH MOUNTAIN 1113 | FITCH MOUNTAIN 111324918 | 49 | 5.4953 | 481 | 7.7177 | 0.1575 | 5.2223 | 209 | Tier 3 | PRE | GEYSERVILLE | Sonoma | Sonoma | Northern | 5782860 | E.5015487.01 | 114753320 | 74022384 | CWSP - FITCH MOUNTAIN 1113 LR 24918 | 29040 | 0 | 0 | 0 |  | 2018-55406 | 29568 | 5.6 | 5959500 | N/A | 0 | 0 | 29040 | 29040 | 5.5 | 10560000 | 2019-34744 | 2019-02348 | [5 empty] | 10560000
35098621 | KEEP | CONS | PART | 2022333 | 1.07 | 0.26 | 2020 |  |  | 0.81 | 1481050.97 | CONS srdy crdy | 152471101 | COLUMBIA HILL 1101 | COLUMBIA HILL 11012212 | 76 | 9.1317 | 606 | 9.8207 | 0.12922 | 0.771 | 198 | Tier 3 | PRE | NORTH SAN JUAN | Nevada | Sierra | Northern | 5785303 | E.5015491.04 | 117177530 | 35098621 | CWSP-COLUMBIA HILL 1101-LR2212-PH4 | 5642 | 0 | 0 | 0 |  | 2018-57269 | 9820.8 | 1.86 | 1975040 | 2019-28761 | 0 | 0 | 5649.6 | 5649.6 | 1.07 | 2054400 | 2019-39374 | 2020-25928 | 0 | 0 | 5642 | 5642 | 1.0686 | 2185500 | 2927538 | 387.3626
35157845 | KEEP | CONS | PART | 2022333 | 1.27 | 0.89 | 2020 |  |  | 0.38 | 327842.26 | CONS erdy srdy | 43432105 | SILVERADO 2105 | SILVERADO 2105658898 | 151 | 17.17 | 1361 | 5.4002 | 0.035763 | 0.26762 | 104 | Tier 2 | WDDB | SAINT HELENA | Napa | North Bay | Bay Area | 5784869 | E.5014317.04 | 116952175 | 35157845 | SILVERADO 2105 WIRE DOWN - PH 3 | 6693 | 0 | 0 | 0 |  | N/A |  |  |  | N/A | 0 | 0 | 6705.6 | 6705.6 | 1.27 | 2438400 | 2020-03939 | 2020-42595 | 0 | 0 | 6693 | 6693 | 1.2676 | 1404334 | 1800634 | 209.8213
35119965 | KEEP | CONS | PART | 2022333 | 0.3 | 0.21 | 2020 |  |  | 0.09 | 719136.42 | CONS | 82021106 | LOS GATOS 1106 | LOS GATOS 1106LB44 | 213 | 19.3494 | 1864 | 2.6623 | 0.012499 | 0.027655 | 841 | Tier 3 | PRE | LOS GATOS | Santa Clara | De Anza | Central Coast | 5786602 | E.5014534.05 | 117721840 | 35119965 | CWSP - LOS GATOS 1106 - LB44 - PH 2.5E | 4483 | 0 | 0 | 0 |  | 2018-31656 | 8077 | 1.5297 | 903333 | 2018-53540 | 0 | 0 | 1584 | 1584 | 0.3 | 576000 | 2019-78779 | 2020-24016 | 4483 | 0 | 4483 | 4483 | 0.84905 | 1435425 | 1924210 | 320.193
35113108 | KEEP | CONS | PART | 2022333 | 0.72 | 0.65 | 2020 |  |  | 0.07 | 850673.81 | CONS srdy crdy | 82021106 | LOS GATOS 1106 | LOS GATOS 1106LB44 | 213 | 19.3494 | 1864 | 2.6623 | 0.012499 | 0.066373 | 841 | Tier 3 | PRE | LOS GATOS | Santa Clara | De Anza | Central Coast | 5786054 | E.5014534.04 | 117492255 | 35113108 | CWSP - LOS GATOS 1106 - LB44 - PHASE2.4D | 3807 | 0 | 0 | 0 |  | 2018-31656 | 8077 | 1.5297 | 903333 | 2018-53540 | 0 | 0 | 3801.6 | 3801.6 | 0.72 | 1382400 | 2019-78636 | 2020-21293 | 4027 | 0 | 3807 | 3807 | 0.72102 | 1579821 | 2054719 | 414.9779
35094397 | KEEP | CONS | PART | 2022333 | 1.07 | 0.75 | 2020 |  |  | 0.32 | 871044.19 | CONS srdy crdy | 43311102 | KONOCTI 1102 | KONOCTI 1102532 | 124 | 9.7294 | 1999 | 1.1234 | 0.0090595 | 0.082774 | 153 | Tier 3 | PRE | KELSEYVILLE | Lake | Humboldt | Northern | 5785167 | E.5015029.11 | 117131100 | 35094397 | CWSP-KONOCTI 1102-LR 532-PH10 | 5621 | 0 | 0 | 0 |  | 2018-50209 | 4593.6 | 0.87 | 930690 | N/A | 0 | 0 | 5649.6 | 5649.6 | 1.07 | 2054400 | 2019-62948 | 2020-36368 | 0 | 0 | 5621 | 5621 | 1.0646 | 1438986 | 1733017 | 256.0018
35061212 | KEEP | CONS | PART | 2022333 | 1.89 | 1.32 |  |  |  | 0.57 | 1249617.29 | CONS erdy srdy | 152481103 | BRUNSWICK 1103 | BRUNSWICK 110350070 | 201 | 17.7435 | 2144 | 1.2469 | 0.0062036 | 0.08899 | 7 | Tier 3 | PRE | NEVADA CITY | Nevada | Sierra | Northern | 5783071 | E.5015568.01 | 115106486 | 35061212 | CWSP-BRUNSWICK 1103-LR50070-PH 2.1 | 9445 | 0 | 0 | 0 |  | 2018-85027 | 47520 | 9 | 9533800 | 2019-76348 | 0 | 0 | 9445 | 9445 | 1.7888 | 3434545.4545 | 2020-06702 | 2020-46891 | 0 | 0 | 9445 | 9445 | 1.7888 | 3890031 | 4913095 | 411.8614 |  | 2020-04589
35117443 | KEEP | CONS | PART | 2022333 | 2.16 | 1.51 | 2020 |  |  | 0.65 | 1540581.89 | CONS srdy crdy | 152481103 | BRUNSWICK 1103 | BRUNSWICK 110350070 | 201 | 17.7435 | 2144 | 1.2469 | 0.0062036 | 0.1017 | 7 | Tier 3 | PRE | NEVADA CITY | Nevada | Sierra | Northern | 5786518 | E.5015567.06 | 117634567 | 35117443 | CWSP-BRUNSWICK 1103-LR50070-PH 3.6 | 11395 | 0 | 0 | 0 |  | 2018-85051 | 8147.04 | 1.543 | 1630650 | 2019-76353 | 0 | 0 | 11395 | 11395 | 2.1581 | 4143636.3636 | 2020-32576 | 2020-42958 | 0 | 0 | 11395 | 11395 | 2.1581 | 4475708 | 5778810 | 392.7782
35115154 | KEEP | CONS | PLAN | 2022333 | 1.65 | 1.65 | 2021 |  |  |  | 879412.41 | CONS erdy srdy | 152481103 | BRUNSWICK 1103 | BRUNSWICK 110350070 | 201 | 17.7435 | 2144 | 1.2469 | 0.0062036 | 0.077689 | 7 | Tier 3 | PRE | NEVADA CITY | Nevada | Sierra | Northern | 5785724 | E.5015568.05 | 117496036 | 35115154 | CWSP - BRUNSWICK 1103 - LR50070 - PH 2.5 | 8692 | 0 | 0 | 0 |  | 2018-85027 | 11880 | 2.25 | 2383450 | 2019-76348 | 0 | 0 | 8692 | 8692 | 1.6462 | 3160727.2727 | 2020-23459 | 2020-50597 | 0 | 0 | 8692 | 8692 | 1.6462 | 2796373 | 3872109 | 321.718
35061206 | KEEP | CONS | PART | 2022333 | 1.77 | 1.24 | 2020 |  |  | 0.53 | 1936451.94 | CONS srdy crdy | 152481103 | BRUNSWICK 1103 | BRUNSWICK 110350070 | 201 | 17.7435 | 2144 | 1.2469 | 0.0062036 | 0.083339 | 7 | Tier 3 | PRE | NEVADA CITY | Nevada | Sierra | Northern | 5783070 | E.5015569.01 | 115106231 | 35061206 | CWSP-BRUNSWICK 1103-LR50070-PH 1.1 | 9320 | 0 | 0 | 0 |  | 2018-85016 | 10380.48 | 1.966 | 2108720 | 2019-76345 | 0 | 0 | 9320 | 9320 | 1.7652 | 3389090.9091 | 2020-03978 | 2020-30766 | 0 | 0 | 9320 | 9320 | 1.7652 | 3459498 | 4711641 | 371.1908
35116390 | KEEP | CONS | PART | 2022333 | 0.97 | 0.58 | 2020 |  |  | 0.39 | 637441.26 | CONS erdy srdy | 163661701 | MIWUK 1701 | MIWUK 1701953336 | 132 | 11.8555 | 2267 | 0.50381 | 0.0038168 | 0.027618 | 12 | Tier 3 | PRE | TWAIN HARTE | Tuolumne | Yosemite | Central Valley | 5785971 | E.5014733.07 | 117604678 | 35116390 | CWSP - MIWUK 1701 - LR 8060 - PH 1.7 | 4715 | 0 | 0 | 0 |  | 2018-59382 | 10401.6 | 1.97 | 2126216 | 2019-35887 | 0 | 0 | 5100 | 5100 | 0.96591 | 1854545.4545 | 2019-54641 | 2020-26327 | 0 | 0 | 4715 | 4715 | 0.89299 | 1077129 | 1466867 | 228.4473 | 2020-60787
35116384 | KEEP | CONS | PART | 2022333 | 1.84 | 0.84 | 2020 |  |  | 1 | 43159.65 | CONS srdy | 163661701 | MIWUK 1701 | MIWUK 1701953336 | 132 | 11.8555 | 2267 | 0.50381 | 0.0038168 | 0.052389 | 12 | Tier 3 | PRE | TWAIN HARTE | Tuolumne | Yosemite | Central Valley | 5785967 | E.5014733.03 | 117604604 | 35116384 | CWSP - MIWUK 1701 - LR 8060 - PH 1.3 | 9700 | 0 | 0 | 0 |  | 2018-59382 | 10401.6 | 1.97 | 2126216 | 2019-35887 | 0 | 0 | 9715 | 9715 | 1.84 | 3532727.2727 | 2020-00930 | 2020-48509 | 0 | 0 | 9700 | 9700 | 1.8371 | 3239382 | 4624169 | 333.9569
35116383 | KEEP | CONS | PART | 2022333 | 1.38 | 0.83 | 2020 |  |  | 0.55 | 460388.21 | CONS srdy crdy | 163661701 | MIWUK 1701 | MIWUK 1701953336 | 132 | 11.8555 | 2267 | 0.50381 | 0.0038168 | 0.039292 | 12 | Tier 3 | PRE | TWAIN HARTE | Tuolumne | Yosemite | Central Valley | 5785966 | E.5014733.02 | 117604600 | 35116383 | CWSP - MIWUK 1701 - LR 8060 - PH 1.2 | 7319 | 0 | 0 | 0 |  | 2018-59382 | 10401.6 | 1.97 | 2126216 | 2019-35887 | 0 | 0 | 7080 | 7080 | 1.3409 | 2574545.4545 | 2019-60218 | 2020-25651 | 0 | 0 | 7319 | 7319 | 1.3862 | 2547023 | 3758449 | 348.0015
35114051 | KEEP | CONS | PLAN | 2021136 | 1.44 | 1.44 | 2021 |  |  |  | 721582.95 | CONS srdy crdy | 163751102 | PINE GROVE 1102 | PINE GROVE 11021222 | 218 | 17.2561 | 2271 | 0.81905 | 0.0037571 | 0.045794 | 20 | Tier 3 | PRE | PIONEER | Amador | Stockton | Central Valley | 5786000 | E.5014742.06 | 117502234 | 35114051 | CWSP - PINE GROVE 1102 - LR1222 - PH 2.6 | 7698 | 0 | 0 | 0 |  | 2018-54633 | 83964.72 | 1.59 | 1718171.43 | 2019-35972 | 0 | 0 | 7628 | 7628 | 1.4447 | 2773818.1818 | 2019-72313 | 2020-47316 | 0 | 0 | 7698 | 7698 | 1.458 | 3949678 | 5342998 | 513.0785
35114049 | KEEP | CONS | PART | 2022333 | 1.59 | 0.53 | 2020 |  |  | 1.06 | 1011222.13 | CONS srdy crdy | 163751102 | PINE GROVE 1102 | PINE GROVE 11021222 | 218 | 17.2561 | 2271 | 0.81905 | 0.0037571 | 0.050564 | 20 | Tier 3 | PRE | PIONEER | Amador | Stockton | Central Valley | 5785998 | E.5014742.04 | 117499469 | 35114049 | CWSP - PINE GROVE 1102 - LR1222 - PH 2.4 | 8392 | 0 | 0 | 0 |  | 2018-54633 | 83964.72 | 1.59 | 1718171.43 | 2019-35972 | 0 | 0 | 9098 | 9098 | 1.7231 | 3308363.6364 | 2019-80113 | 2020-35051 | 0 | 0 | 8392 | 8392 | 1.5894 | 3322836 | 4394434 | 395.9528
35114048 | KEEP | CONS | PART | 2022333 | 1.4 | 1.26 | 2020 |  |  | 0.14 | 669808.5 | CONS srdy crdy | 163751102 | PINE GROVE 1102 | PINE GROVE 11021222 | 218 | 17.2561 | 2271 | 0.81905 | 0.0037571 | 0.044521 | 20 | Tier 3 | PRE | PIONEER | Amador | Stockton | Central Valley | 5785997 | E.5014742.03 | 117499466 | 35114048 | CWSP - PINE GROVE 1102 - LR1222 - PH 2.3 | 7344 | 0 | 0 | 0 |  | 2018-54633 | 83964.72 | 1.59 | 1718171.43 | 2019-35972 | 0 | 0 | 7382 | 7382 | 1.3981 | 2684363.6364 | 2019-73207 | 2020-43723 | 0 | 0 | 7344 | 7344 | 1.3909 | 3133899 | 4178929 | 426.7292
35114044 | KEEP | CONS | PART | 2022333 | 1.16 | 0.65 | 2021 |  |  | 0.51 | 966043.87 | CONS erdy srdy crdy | 163751102 | PINE GROVE 1102 | PINE GROVE 11021222 | 218 | 17.2561 | 2271 | 0.81905 | 0.0037571 | 0.036889 | 20 | Tier 3 | PRE | PIONEER | Amador | Stockton | Central Valley | 5785995 | E.5014745.06 | 117502841 | 35114044 | CWSP - PINE GROVE 1102 - LR1222 - PH 1.6 | 6126 | 0 | 0 | 0 |  | 2018-49722 | 10982.4 | 2.08 | 2269920 | 2019-35977 | 0 | 0 | 6449 | 6449 | 1.2214 | 2345090.9091 | 2019-69292 | 2020-43475 | 0 | 0 | 6126 | 6126 | 1.1602 | 2235937 | 3012702 | 364.9913
35114042 | KEEP | CONS | PLAN | 2022333 | 1.36 | 1.36 | 2021 |  |  |  | 1187296.03 | CONS srdy crdy | 163751102 | PINE GROVE 1102 | PINE GROVE 11021222 | 218 | 17.2561 | 2271 | 0.81905 | 0.0037571 | 0.043249 | 20 | Tier 3 | PRE | PIONEER | Amador | Stockton | Central Valley | 5785993 | E.5014745.04 | 117500694 | 35114042 | CWSP - PINE GROVE 1102 - LR1222 - PH 1.4 | 7123 | 0 | 0 | 0 |  | 2018-49722 | 10982.4 | 2.08 | 2269920 | 2019-35977 | 0 | 0 | 7522 | 7522 | 1.4246 | 2735272.7273 | 2020-17244 | 2020-29649 | 0 | 0 | 7123 | 7123 | 1.3491 | 2039340 | 2867650 | 286.3035
35114041 | KEEP | CONS | PLAN | 2022333 | 1.3 | 1.3 | 2021 |  |  |  | 410392.77 | CONS srdy crdy | 163751102 | PINE GROVE 1102 | PINE GROVE 11021222 | 218 | 17.2561 | 2271 | 0.81905 | 0.0037571 | 0.041341 | 20 | Tier 3 | PRE | PIONEER | Amador | Stockton | Central Valley | 5785992 | E.5014745.03 | 117500692 | 35114041 | CWSP - PINE GROVE 1102 - LR1222 - PH 1.3 | 6879 | 0 | 0 | 0 |  | 2018-49722 | 10982.4 | 2.08 | 2269920 | 2019-35977 | 0 | 0 | 7134 | 7134 | 1.3511 | 2594181.8182 | 2019-69790 | 2020-44560 | 0 | 0 | 6879 | 6879 | 1.3028 | 1891544 | 2760383 | 274.9737
35114040 | KEEP | CONS | PART | 2022333 | 1.23 | 0.86 | 2020 |  |  | 0.37 | 1052309.74 | CONS srdy crdy | 163751102 | PINE GROVE 1102 | PINE GROVE 11021222 | 218 | 17.2561 | 2271 | 0.81905 | 0.0037571 | 0.039115 | 20 | Tier 3 | PRE | PIONEER | Amador | Stockton | Central Valley | 5785991 | E.5014745.02 | 117500499 | 35114040 | CWSP - PINE GROVE 1102 - LR1222 - PH 1.2 | 7839 | 0 | 0 | 0 |  | 2018-49722 | 27456 | 5.2 | 5674800 | 2019-35977 | 0 | 0 | 7188 | 7188 | 1.3614 | 2613818.1818 | 2020-20653 | 2020-39428 | 0 | 0 | 7839 | 7839 | 1.4847 | 3107232 | 4232854 | 396.3812
35113102 | KEEP | CONS | PART | 2022333 | 2.22 | 0.65 | 2020 |  |  | 1.57 | 1121894.85 | CONS erdy srdy | 163201101 | WEST POINT 1101 | WEST POINT 110113444 | 221 | 17.0174 | 2293 | 0.77919 | 0.0035258 | 0.068105 | 63 | Tier 3 | PRE | VOLCANO | Amador | Stockton | Central Valley | 5786011 | E.5014726.06 | 117493910 | 35113102 | CWSP - WEST POINT 1101 -LR 13444- PH 2.6 | 11757 | 0 | 0 | 0 |  | 2018-83494 | 8870.4 | 1.68 | 1814983 | 2019-35882 | 0 | 0 | 11533 | 11533 | 2.1843 | 4193818.1818 | 2019-67975 | 2020-25103 | 0 | 0 | 11757 | 11757 | 2.2267 | 3198327 | 4620298 | 272.036
35113101 | KEEP | CONS | PART | 2022333 | 2.04 | 0.61 | 2020 |  |  | 1.43 | 1212898.71 | CONS srdy | 163201101 | WEST POINT 1101 | WEST POINT 110113444 | 221 | 17.0174 | 2293 | 0.77919 | 0.0035258 | 0.062583 | 63 | Tier 3 | PRE | VOLCANO | Amador | Stockton | Central Valley | 5786010 | E.5014726.05 | 117493797 | 35113101 | CWSP - WEST POINT 1101 -LR 13444- PH 2.5 | 10788 | 0 | 0 | 0 |  | 2018-83494 | 8870.4 | 1.68 | 1814983 | 2019-35882 | 0 | 0 | 11056 | 11056 | 2.0939 | 4020363.6364 | 2019-65775 | 2020-31796 | 0 | 0 | 10788 | 10788 | 2.0432 | 3128068 | 4361984 | 289.9581
35115056 | KEEP | CONS | PART | 2022333 | 1.75 | 1.05 | 2020 |  |  | 0.7 | 391301.6 | CONS srdy crdy | 163661701 | MIWUK 1701 | MIWUK 1701CB | 187 | 16.2459 | 2353 | 0.55914 | 0.0029901 | 0.040354 | 2 | Tier 2 | PRE | TWAIN HARTE | Tuolumne | Yosemite | Central Valley | 5785988 | E.5015427.04 | 117490489 | 35115056 | CWSP-MIWUK 1701-OCB-PH 2.4 | 9236 | 0 | 0 | 0 |  | 2018-83316 | 10348.8 | 1.96 | 2137840 | 2019-35903 | 0 | 0 | 8445 | 8445 | 1.5994 | 3070909.0909 | 2020-38204 | 2020-41143 | 0 | 0 | 9236 | 9236 | 1.7492 | 3269482 | 4578906 | 353.9933
35115055 | KEEP | CONS | PART | 2022333 | 2.13 | 1.92 | 2020 |  |  | 0.21 | 719713.77 | CONS erdy srdy | 163661701 | MIWUK 1701 | MIWUK 1701CB | 187 | 16.2459 | 2353 | 0.55914 | 0.0029901 | 0.049117 | 2 | Tier 2 | PRE | TWAIN HARTE | Tuolumne | Yosemite | Central Valley | 5785987 | E.5015427.03 | 117490481 | 35115055 | CWSP-MIWUK 1701-OCB-PH 2.3 | 11269 | 0 | 0 | 0 |  | 2018-83316 | 10348.8 | 1.96 | 2137840 | 2019-35903 | 0 | 0 | 11088 | 11088 | 2.1 | 4032000 | 2019-68750 | 2020-34644 | 0 | 0 | 11269 | 11269 | 2.1343 | 2901359 | 3784068 | 257.4638
35115054 | KEEP | CONS | PART | 2022333 | 1.43 | 0.43 | 2020 |  |  | 1 | 858830.32 | CONS srdy | 163661701 | MIWUK 1701 | MIWUK 1701CB | 187 | 16.2459 | 2353 | 0.55914 | 0.0029901 | 0.032975 | 2 | Tier 3 | PRE | TWAIN HARTE | Tuolumne | Yosemite | Central Valley | 5785986 | E.5015427.02 | 117490035 | 35115054 | CWSP-MIWUK 1701-OCB-PH 2.2 | 7529 | 0 | 0 | 0 |  | 2018-83316 | 10348.8 | 1.96 | 2137840 | 2019-35903 | 0 | 0 | 7255 | 7255 | 1.3741 | 2638181.8182 | 2019-53298 | 2020-44293 | 0 | 0 | 7529 | 7529 | 1.4259 | 2482662 | 3789178 | 329.7466
35115053 | KEEP | CONS | PART | 2022333 | 1.81 | 1.63 | 2020 |  |  | 0.18 | 586731.86 | CONS srdy crdy | 163661701 | MIWUK 1701 | MIWUK 1701CB | 187 | 16.2459 | 2353 | 0.55914 | 0.0029901 | 0.041738 | 2 | Tier 3 | PRE | TWAIN HARTE | Tuolumne | Yosemite | Central Valley | 5785975 | E.5014771.05 | 117496041 | 35115053 | CWSP-MIWUK 1701–OCB-PH 1.5 | 9083 | 0 | 0 | 0 |  | 2018-75405 | 12165.12 | 2.304 | 2436520 | 2019-35897 | 0 | 0 | 9571 | 9571 | 1.8127 | 3480363.6364 | 2020-56266 | 2020-27365 | 0 | 0 | 9083 | 9083 | 1.7203 | 1670418 | 2296559 | 183.906
35115050 | KEEP | CONS | PART | 2022333 | 1.61 | 0.48 | 2020 |  |  | 1.13 | 696508.67 | CONS erdy srdy | 163661701 | MIWUK 1701 | MIWUK 1701CB | 187 | 16.2459 | 2353 | 0.55914 | 0.0029901 | 0.037126 | 2 | Tier 3 | PRE | TWAIN HARTE | Tuolumne | Yosemite | Central Valley | 5785972 | E.5014771.02 | 117495948 | 35115050 | CWSP-MIWUK 1701–OCB-PH 1.2 | 8512 | 0 | 0 | 0 |  | 2018-75405 | 12165.12 | 2.304 | 2436520 | 2019-35897 | 0 | 0 | 8270 | 8270 | 1.5663 | 3007272.7273 | 2019-79491 | 2020-40482 | 0 | 0 | 8512 | 8512 | 1.6121 | 2809593 | 4091239 | 330.0744
35056746 | KEEP | CONS | PART | 2022333 | 2.02 | 1.01 | 2020 |  |  | 1.01 | 301503.37 | CONS erdy srdy | 163661701 | MIWUK 1701 | MIWUK 1701CB | 187 | 16.2459 | 2353 | 0.55914 | 0.0029901 | 0.046581 | 2 | Tier 3 | PRE | MI WUK VLG | Tuolumne | Yosemite | Central Valley | 5782537 | E.5015427.01 | 114996821 | 35056746 | CWSP-MIWUK 1701-OCB-PH 2.1 | 10737 | 0 | 0 | 0 |  | 2018-83316 | 10348.8 | 1.96 | 2137840 | 2019-35903 | 0 | 0 | 10615 | 10615 | 2.0104 | 3860000 | 2019-65579 | 2020-47773 | 0 | 0 | 10737 | 10737 | 2.0335 | 2950902 | 3642331 | 274.8349
35052821 | KEEP | CONS | PART | 2022333 | 1.72 | 0.52 | 2020 |  |  | 1.2 | 502752.3 | CONS srdy crdy | 163661701 | MIWUK 1701 | MIWUK 1701CB | 187 | 16.2459 | 2353 | 0.55914 | 0.0029901 | 0.039663 | 2 | Tier 3 | PRE | TWAIN HARTE | Tuolumne | Yosemite | Central Valley | 5784646 | E.5014771.01 | 114593976 | 35052821 | CWSP-MIWUK 1701–OCB-PH 1.1 | 10953 | 0 | 0 | 0 |  | 2018-75405 | 12165.12 | 2.304 | 2436520 | 2019-35897 | 0 | 0 | 9750 | 9750 | 1.8466 | 3545454.5455 | 2019-52652 | 2020-46847 | 0 | 0 | 10953 | 10953 | 2.0744 | 3322975 | 4765282 | 303.3849
35116395 | KEEP | CONS | PART | 2022333 | 1.71 | 1.54 | 2020 |  |  | 0.17 | 573631.76 | CONS srdy | 163661702 | MIWUK 1702 | MIWUK 1702CB | 110 | 9.053 | 2369 | 0.30977 | 0.0028161 | 0.039203 | 25 | Tier 3 | PRE | TWAIN HARTE | Tuolumne | Yosemite | Central Valley | 5785979 | E.5014773.05 | 117605558 | 35116395 | CWSP - MIWUK 1702 - OCB - PH 1.5 | 9032 | 0 | 0 | 0 |  | 2018-71642 | 10771.2 | 2.04 | 2205280 | 2019-35893 | 0 | 0 | 7500 | 7500 | 1.4205 | 2727272.7273 | 2019-57777 | 2020-44284 | 0 | 0 | 9032 | 9032 | 1.7106 | 2479935 | 3714853 | 274.5721
35116802 | KEEP | CONS | PART | 2022333 | 2.22 | 0.45 | 2020 |  |  | 1.77 | 2380866.1 | CONS srdy | 163661702 | Miwuk 1702 | MIWUK 1702823548 | 231 | 19.7276 | 2411 | 0.57976 | 0.0025098 | 0.043712 | 23 | Tier 3 | PRE | TWAIN HARTE | Tuolumne | Yosemite | Central Valley | 5785963 | E.5014730.04 | 117605267 | 35116802 | CWSP-MIWUK 1702-LR 6018-PH1.4 | 11739 | 0 | 0 | 0 |  | 2018-55685 | 9398.4 | 1.78 | 1921966 | 2019-35900 | 0 | 0 | 10855 | 10855 | 2.0559 | 3947272.7273 | 2019-77803 | 2020-17520 | 0 | 0 | 11739 | 11739 | 2.2233 | 2042519 | 3603582 | 173.9943
35129646 | KEEP | CONS | PLAN | 2021333 | 1.26 | 1.26 |  |  |  |  | 38016.42 | CONS erdy | 103031101 | ORO FINO 1101 | ORO FINO 11012022 | 207 | 16.0866 | 2420 | 0.50113 | 0.0024209 | 0.026299 | 10 | Tier 3 | PRE | MAGALIA | Butte | North Valley | Northern | 5786742 | E.5014755.05 | 117873097 | 35129646 | CWSP-ORO FINO 1101-LR2022-PH 2.5 | 6644 | 0 | 0 | 0 |  | 2018-47836 | 7619.04 | 1.443 | 1575750 | 2019-76198 | 0 | 0 | 6644 | 6644 | 1.2583 | 2416000 | 2019-81946 | [6 empty] | 2416000
35114103 | KEEP | CONS | PART | 2022333 | 1.13 | 1.02 | 2020 |  |  | 0.11 | 501161.05 | CONS erdy srdy crdy | 83622106 | CAMP EVERS 2106 | CAMP EVERS 21065020 | 185 | 15.0702 | 2464 | 0.3934 | 0.0021265 | 0.019764 | 46 | Tier 3 | PRE | SCOTTS VALLEY | Santa Cruz | Central Coast | Central Coast | 5786203 | E.5015489.05 | 117560686 | 35114103 | CWSP-CAMP EVERS 2106-LR5020-PH2.5 | 5963 | 0 | 0 | 0 |  | 2018-64516 | 8500.8 | 1.61 | 1747200 | N/A | 0 | 0 | 5966.4 | 5966.4 | 1.13 | 2169600 | 2019-70718 | 2020-46069 | 0 | 0 | 5963 | 5963 | 1.1294 | 1943363 | 2335114 | 325.9036
35114102 | KEEP | CONS | PART | 2022333 | 0.75 | 0.34 | 2020 |  |  | 0.41 | 534043.04 | CONS srdy crdy | 83622106 | CAMP EVERS 2106 | CAMP EVERS 21065020 | 185 | 15.0702 | 2464 | 0.3934 | 0.0021265 | 0.013117 | 46 | Tier 3 | PRE | SCOTTS VALLEY | Santa Cruz | Central Coast | Central Coast | 5786133 | E.5015489.04 | 117545619 | 35114102 | CWSP-CAMP EVERS 2106-LR5020-PH2.4 | 3909 | 0 | 0 | 0 |  | 2018-64516 | 8500.8 | 1.61 | 1747200 | N/A | 0 | 0 | 3960 | 3960 | 0.75 | 1440000 | 2019-82286 | 2020-30129 | 0 | 0 | 3909 | 3909 | 0.74034 | 1453583 | 1763594 | 371.8555
35114100 | KEEP | CONS | PART | 2022333 | 1.04 | 0.94 | 2020 |  |  | 0.1 | 374483.64 | CONS srdy crdy | 83622106 | CAMP EVERS 2106 | CAMP EVERS 21065020 | 185 | 15.0702 | 2464 | 0.3934 | 0.0021265 | 0.018189 | 46 | Tier 3 | PRE | SCOTTS VALLEY | Santa Cruz | Central Coast | Central Coast | 5786131 | E.5015489.02 | 117545617 | 35114100 | CWSP-CAMP EVERS 2106-LR5020-PH2.2 | 5487 | 0 | 0 | 0 |  | 2018-64516 | 8500.8 | 1.61 | 1747200 | N/A | 0 | 0 | 5491.2 | 5491.2 | 1.04 | 1996800 | 2019-82353 | 2020-34359 | 0 | 0 | 5487 | 5487 | 1.0392 | 2119397 | 2502285 | 386.2579
35142828 | KEEP | CONS | PLAN | 2021333 | 0.49 | 0.49 |  |  |  |  | 112559.83 | CONS erdy srdy | 152481103 | BRUNSWICK 1103 | BRUNSWICK 11032200 | 64 | 5.5712 | 2521 | 0.10808 | 0.0016888 | 0.0063692 | 117 | Tier 3 | PRE | NEVADA CITY | Nevada | Sierra | Northern | 5788624 | E.5015531.05 | 118218953 | 35142828 | CWSP-BRUNSWICK 1103-LR2200-PH4 | 2505 | 0 | 0 | 0 |  | 2018-65949 | 7392 | 1.4 | 1477500 |  | 0 | 0 | 2505 | 2505 | 0.47443 | 910909.0909 | 2020-11138 | 2020-52975 | 0 | 0 | 2505 | 2505 | 0.47443 | 1107016 | 1844178 | 441.9226
35142826 | KEEP | CONS | PART | 2021333 | 1.57 | 1.57 |  |  |  |  | 758454.52 | CONS srdy | 152481103 | BRUNSWICK 1103 | BRUNSWICK 11032200 | 64 | 5.5712 | 2521 | 0.10808 | 0.0016888 | 0.020407 | 117 | Tier 3 | PRE | NEVADA CITY | Nevada | Sierra | Northern | 5788622 | E.5015531.03 | 118218639 | 35142826 | CWSP-BRUNSWICK 1103-LR2200-PH2 | 8412 | 0 | 0 | 0 |  | 2018-65949 | 7392 | 1.4 | 1477500 |  | 0 | 0 | 8412 | 8412 | 1.5932 | 3058909.0909 | 2020-06583 | 2020-52972 | 0 | 0 | 8412 | 8412 | 1.5932 | 2751921 | 3876275 | 327.1423
35052739 | KEEP | CONS | PLAN | 2022333 | 2.19 | 2.19 | 2020 |  |  |  | 640617.05 | CONS srdy | 163661702 | MIWUK 1702 | MIWUK 17021808 | 27 | 1.8329 | 2655 | 0.024551 | 0.00090929 | 0.019653 | 165 | Tier 3 | PRE | TWAIN HARTE | Tuolumne | Yosemite | Central Valley | 5785219 | E.5014776.01 | 114567186 | 35052739 | CWSP-MIWUK 1702-LR38218-PH 1.1 | 11546 | 0 | 0 | 0 |  | 2018-60918 | 9768 | 1.85 | 1963016 | 2019-35889 | 0 | 0 | 9900 | 9900 | 1.875 | 3600000 | 2019-69883 | 2020-17350 | 0 | 0 | 11546 | 11546 | 2.1867 | 4023891 | 5180025 | 348.5095
35115854 | KEEP | CONS | PLAN | 2021053 | 1.12 | 1.12 | 2021 |  |  |  | 95587.88 | CONS srdy | 163692102 | SALT SPRINGS 2102 | SALT SPRINGS 21023142 | 256 | 17.9587 | 2659 | 0.22061 | 0.00086175 | 0.0092181 | 8 | Tier 3 | PRE | ARNOLD | Calaveras | Stockton | Central Valley | 5786023 | E.5015235.03 | 117601685 | 35115854 | CWSP-SALT SPRINGS 2102-LR3142L491-PH1.3 | 5762 | 0 | 0 | 0 |  | 2018-60530 | 10644.48 | 2.016 | 2201000 | 2019-35969 | 0 | 0 | 5916 | 5916 | 1.1205 | 2151272.7273 | 2019-56211 | 2020-56867 | 0 | 0 | 5762 | 5762 | 1.0913 | 2138614 | 2923703 | 371.1583
35115855 | KEEP | CONS | PART | 2022333 | 1.26 | 0.26 | 2020 |  |  | 1 | 1470718.04 | CONS srdy | 163692102 | SALT SPRINGS 2102 | SALT SPRINGS 21023142 | 256 | 17.9587 | 2659 | 0.22061 | 0.00086175 | 0.01037 | 8 | Tier 3 | PRE | ARNOLD | Calaveras | Stockton | Central Valley | 5786024 | E.5015235.04 | 117601687 | 35115855 | CWSP-SALT SPRINGS 2102-LR3142L491-PH1.4 | 6672 | 0 | 0 | 0 |  | 2018-60530 | 26611.2 | 5.04 | 5502500 | 2019-35969 | 0 | 0 | 7043 | 7043 | 1.3339 | 2561090.9091 | 2019-54843 | 2020-29629 | 0 | 0 | 6672 | 6672 | 1.2636 | 1974015 | 2958923 | 295.8656
35072360 | KEEP | CONS | PART | 2022333 | 1.05 | 0.63 | 2020 |  |  | 0.42 | 1111679.96 | CONS srdy | 163692102 | SALT SPRINGS 2102 | SALT SPRINGS 21023142 | 256 | 17.9587 | 2659 | 0.22061 | 0.00086175 | 0.008642 | 8 | Tier 3 | PRE | ARNOLD | Calaveras | Stockton | Central Valley | 5783906 | E.5015236.01 | 114754229 | 35072360 | CWSP-SALT SPRINGS 2102-LR3142-PH 2.1 | 5541 | 0 | 0 | 0 |  | 2018-60542 | 7708.8 | 1.46 | 1574171 | 2019-35904 | 0 | 0 | 5305 | 5305 | 1.0047 | 1929090.9091 | 2019-64378 | 2020-45688 | 0 | 0 | 5541 | 5541 | 1.0494 | 1932059 | 2583069 | 348.6842
35116444 | KEEP | CONS | PART | 2022333 | 2.1 | 1.89 | 2020 |  |  | 0.21 | 719939.61 | CONS erdy srdy | 163661702 | MIWUK 1702 | MIWUK 170238218 | 132 | 10.9393 | 2678 | 0.098599 | 0.00074696 | 0.012682 | 32 | Tier 3 | PRE | TWAIN HARTE | Tuolumne | Yosemite | Central Valley | 5785984 | E.5014776.05 | 117605182 | 35116444 | CWSP-MIWUK 1702-LR38218-PH1.5 | 11100 | 0 | 0 | 0 |  | 2018-60918 | 9768 | 1.85 | 1963016 | 2019-35889 | 0 | 0 | 9600 | 9600 | 1.8182 | 3490909.0909 | 2019-57736 | 2020-27703 | 0 | 0 | 11100 | 11100 | 2.1023 | 2648178 | 3531134 | 238.5746
35116443 | KEEP | CONS | PART | 2022333 | 1.94 | 1.16 | 2020 |  |  | 0.78 | 561282.99 | CONS srdy crdy | 163661702 | MIWUK 1702 | MIWUK 170238218 | 132 | 10.9393 | 2678 | 0.098599 | 0.00074696 | 0.011715 | 32 | Tier 3 | PRE | TWAIN HARTE | Tuolumne | Yosemite | Central Valley | 5785983 | E.5014776.04 | 117605181 | 35116443 | CWSP-MIWUK 1702-LR38218-PH1.4 | 10249 | 0 | 0 | 0 |  | 2018-60918 | 9768 | 1.85 | 1963016 | 2019-35889 | 0 | 0 | 9935 | 9935 | 1.8816 | 3612727.2727 | 2019-67267 | 2020-46846 | 0 | 0 | 10249 | 10249 | 1.9411 | 3345785 | 4826121 | 326.4499
35116442 | KEEP | CONS | PART | 2022333 | 2.1 | 0.48 | 2020 |  |  | 1.62 | 1642562.54 | CONS srdy crdy | 163661702 | MIWUK 1702 | MIWUK 170238218 | 132 | 10.9393 | 2678 | 0.098599 | 0.00074696 | 0.012682 | 32 | Tier 3 | PRE | TWAIN HARTE | Tuolumne | Yosemite | Central Valley | 5785982 | E.5014776.03 | 117605169 | 35116442 | CWSP-MIWUK 1702-LR38218-PH1.3 | 12386 | 0 | 0 | 0 |  | 2018-60918 | 9768 | 1.85 | 1963016 | 2019-35889 | 0 | 0 | 11065 | 11065 | 2.0956 | 4023636.3636 | 2020-11921 | 2020-34785 | 0 | 0 | 12386 | 12386 | 2.3458 | 2994831 | 3849738 | 241.7916
35052825 | KEEP | CONS | PART | 2022333 | 1.1 | 0.55 | 2020 |  |  | 0.55 | 463204.49 | CONS srdy | 163661702 | MIWUK 1702 | MIWUK 1702S2247 | 21 | 1.4876 | 2737 | 0.010338 | 0.00049228 | 0.0051218 | 26 | Tier 3 | PRE | TWAIN HARTE | Tuolumne | Yosemite | Central Valley | 5785221 | E.5014722.01 | 114701195 | 35052825 | CWSP-MIWUK 1702-LR 8090-PH 1.1 | 6168 | 0 | 0 | 0 |  | 2018-63127 | 10296 | 1.95 | 2134266 | 2019-35902 | 0 | 0 | 5785 | 5785 | 1.0956 | 2103636.3636 | 2019-54146 | 2020-43899 | 0 | 0 | 6168 | 6168 | 1.1682 | 2342292 | 3544410 | 379.749
35116396 | KEEP | CONS | PART | 2021333 | 2.12 | 2.12 |  |  |  |  | 510766.77 | CONS | 163661702 | MIWUK 1702 | MIWUK 17028090 | 53 | 4.0399 | 2829 | 0.011216 | 0.00021162 | 0.0039435 | 102 | Tier 3 | PRE | TWAIN HARTE | Tuolumne | Yosemite | Central Valley | 5785929 | E.5014722.02 | 117604756 | 35116396 | CWSP-MIWUK 1702-LR8090-PH 1.2 | 9510 | 0 | 0 | 0 |  | 2018-63127 | 10296 | 1.95 | 2134266 | 2019-35902 | 0 | 0 | 9510 | 9510 | 1.8011 | 3458181.8182 | 2020-36171 | 2020-58889 | 0 | 0 | 11242 | 11242 | 2.1292 | 4331426 | 6123271 | 385.2896
35112432 | KEEP | CONS | PART | 2022333 | 2.12 | 0.05 | 2020 |  |  | 2.07 | 3042205.32 | CONS srdy crdy | 152762102 | EL DORADO PH 2102 | EL DORADO PH 210219562 | 98 | 7.2476 | 3014 | 0.0014213 | 1.4503e-05 | 0.00027855 | 52 | Tier 3 | PRE | POLLOCK PINES | El Dorado | Sierra | Northern | 5785646 | E.5015687.03 | 117472387 | 35112432 | CWSP-EL DORADO 2102-LR19562-PH 1.2 | 11193 | 0 | 0 | 0 |  | 2018-66434 | 9570 | 1.8125 | 1985250 | 2019-32223 | 0 | 0 | 11193 | 11193 | 2.1199 | 4070181.8182 | 2019-54865 | 2020-13598 | 0 | 0 | 11193 | 11193 | 2.1199 | 3480530 | 5345911 | 310.956
35094396 | KEEP | cons/ready | PLAN | 2022333 | 0.82 | 0.82 | 2021 |  |  |  | 27006.15 | UNSC srdy | 43311102 | KONOCTI 1102 | KONOCTI 1102532 | 124 | 9.7294 | 1999 | 1.1234 | 0.0090595 | 0.063435 | 153 | Tier 3 | PRE | KELSEYVILLE | Lake | Humboldt | Northern | 5785166 | E.5015029.10 | 117130859 | 35094396 | CWSP - KONOCTI 1102 - LR 532 - PH9 | 4351 | 0 | 0 | 0 |  | 2018-50209 | 4593.6 | 0.87 | 930690 | N/A | 0 | 0 | 4351 | 4351 | 0.82405 | 1582181.8182 | [7 empty] | 1582181.8182
35094391 | KEEP | cons/ready | PLAN | 2022333 | 0.78 | 0.78 | 2021 |  |  |  | 24051.25 | UNSC srdy | 43311102 | KONOCTI 1102 | KONOCTI 1102532 | 124 | 9.7294 | 1999 | 1.1234 | 0.0090595 | 0.06034 | 153 | Tier 3 | PRE | KELSEYVILLE | Lake | Humboldt | Northern | 5785161 | E.5015029.05 | 117130854 | 35094391 | CWSP - KONOCTI 1102 - LR 532 - PH4 | 4117 | 0 | 0 | 0 |  | 2018-50209 | 4593.6 | 0.87 | 930690 | N/A | 0 | 0 | 4117 | 4117 | 0.77973 | 1497090.9091 | [7 empty] | 1497090.9091
35114052 | KEEP | cons/ready | PLAN | 2021137 | 0.81 | 0.81 | 2021 |  |  |  | 181535.08 | UNSC srdy | 163751102 | PINE GROVE 1102 | PINE GROVE 11021222 | 218 | 17.2561 | 2271 | 0.81905 | 0.0037571 | 0.025759 | 20 | Tier 3 | PRE | PIONEER | Amador | Stockton | Central Valley | 5786136 | E.5014742.07 | 117502368 | 35114052 | CWSP - PINE GROVE 1102 - LR1222 - PH 2.7 | 4291 | 0 | 0 | 0 |  | 2018-54633 | 83964.72 | 1.59 | 1718171.43 | 2019-35972 | 0 | 0 | 4399 | 4399 | 0.83314 | 1599636.3636 | 2019-80891 | 2020-55156 | 0 | 0 | 4291 | 4291 | 0.81269 | 2022612 | 2882815 | 471.3615
35114050 | KEEP | cons/ready | PLAN | 2021135 | 1.4 | 1.4 | 2021 |  |  |  | 368931.31 | UNSC srdy | 163751102 | PINE GROVE 1102 | PINE GROVE 11021222 | 218 | 17.2561 | 2271 | 0.81905 | 0.0037571 | 0.044521 | 20 | Tier 2 | PRE | PIONEER | Amador | Stockton | Central Valley | 5785999 | E.5014742.05 | 117499593 | 35114050 | CWSP - PINE GROVE 1102 - LR1222 - PH 2.5 | 6564 | 0 | 0 | 0 |  | 2018-54633 | 83964.72 | 1.59 | 1718171.43 | 2019-35972 | 0 | 0 | 7377 | 7377 | 1.3972 | 2682545.4545 | 2020-27470 | 2020-48710 | 0 | 0 | 6564 | 6564 | 1.2432 | 2981678 | 4089518 | 454.2471
35114045 | KEEP | cons/ready | PLAN | 2021132 | 1.44 | 1.44 | 2021 |  |  |  | 350366.97 | UNSC srdy | 163751102 | PINE GROVE 1102 | PINE GROVE 11021222 | 218 | 17.2561 | 2271 | 0.81905 | 0.0037571 | 0.047826 | 20 | Tier 3 | PRE | PIONEER | Amador | Stockton | Central Valley | 5786135 | E.5014745.07 | 117502843 | 35114045 | CWSP - PINE GROVE 1102 - LR1222 - PH 1.7 | 6917 | 0 | 685 | 0 |  | 2018-49722 | 10982.4 | 2.08 | 2269920 | 2019-35977 | 0 | 0 | 7259 | 7259 | 1.3748 | 2639636.3636 | 2019-75127 | 2020-55041 | 685 | 0 | 6917 | 7602 | 1.4398 | 3021946 | 3968570 | 397.5199
35113100 | KEEP | cons/ready | PLAN | 2021333 | 1.94 | 1.94 |  |  |  |  | 41697.35 | PEND erdy | 163201101 | WEST POINT 1101 | WEST POINT 110113444 | 221 | 17.0174 | 2293 | 0.77919 | 0.0035258 | 0.059515 | 63 | Tier 3 | PRE | PIONEER | Amador | Stockton | Central Valley | 5786009 | E.5014726.04 | 117494051 | 35113100 | CWSP - WEST POINT 1101 -LR 13444- PH 2.4 | 10233 | 0 | 0 | 0 |  | 2018-83494 | 8870.4 | 1.68 | 1814983 | 2019-35882 | 0 | 0 | 10233 | 10233 | 1.9381 | 3721090.9091 | 2020-44079 | [6 empty] | 3721090.9091
35112979 | KEEP | cons/ready | PLAN | 2021333 | 1.01 | 1.01 |  |  |  |  | 40901.19 | PEND erdy | 163201101 | WEST POINT 1101 | WEST POINT 110113444 | 221 | 17.0174 | 2293 | 0.77919 | 0.0035258 | 0.030985 | 63 | Tier 3 | PRE | PIONEER | Amador | Stockton | Central Valley | 5786008 | E.5014726.03 | 117494010 | 35112979 | CWSP - WEST POINT 1101 -LR 13444- PH 2.3 | 5331 | 0 | 0 | 0 |  | 2018-83494 | 8870.4 | 1.68 | 1814983 | 2019-35882 | 0 | 0 | 5331 | 5331 | 1.0097 | 1938545.4545 | 2019-71481 | [6 empty] | 1938545.4545
35112978 | KEEP | cons/ready | PLAN | 2021333 | 1.61 | 1.61 |  |  |  |  | 55691.05 | PEND | 163201101 | WEST POINT 1101 | WEST POINT 110113444 | 221 | 17.0174 | 2293 | 0.77919 | 0.0035258 | 0.049392 | 63 | Tier 3 | PRE | PIONEER | Amador | Stockton | Central Valley | 5786007 | E.5014726.02 | 117493902 | 35112978 | CWSP - WEST POINT 1101 -LR 13444- PH 2.2 | 8477 | 0 | 0 | 0 |  | 2018-83494 | 8870.4 | 1.68 | 1814983 | 2019-35882 | 0 | 0 | 8477 | 8477 | 1.6055 | 3082545.4545 | 2019-65776 | [6 empty] | 3082545.4545
35112973 | KEEP | cons/ready | PLAN | 2021333 | 0.8 | 0.8 |  |  |  |  | 75297 | PEND erdy | 163201101 | WEST POINT 1101 | WEST POINT 110113444 | 221 | 17.0174 | 2293 | 0.77919 | 0.0035258 | 0.024542 | 63 | Tier 3 | PRE | PIONEER | Amador | Stockton | Central Valley | 5786002 | E.5014727.03 | 117491412 | 35112973 | CWSP - WEST POINT 1101 -LR 13444- PH 1.3 | 7761 | 0 | 0 | 0 |  | 2018-70913 | 7761.6 | 1.47 | 1573714 | 2019-35881 | 0 | 0 | 7761 | 7761 | 1.4699 | 2822181.8182 | 2020-58627 | [6 empty] | 2822181.8182
35043423 | KEEP | cons/ready | PLAN | 2021333 | 1.11 | 1.11 |  |  |  |  | 26705.7 | PEND erdy | 163201101 | WEST POINT 1101 | WEST POINT 110113444 | 221 | 17.0174 | 2293 | 0.77919 | 0.0035258 | 0.034053 | 63 | Tier 3 | PRE | VOLCANO | Amador | Stockton | Central Valley | 5785230 | E.5014726.01 | 114678726 | 35043423 | CWSP - WEST POINT 1101 -LR 13444- PH 2.1 | 5885 | 0 | 0 | 0 |  | 2018-83494 | 8870.4 | 1.68 | 1814983 | 2019-35882 | 0 | 0 | 5885 | 5885 | 1.1146 | 2140000 | 2020-36196 | [6 empty] | 2140000
35112977 | KEEP | cons/ready | PLAN |  | 1.15 | 1.15 |  |  |  |  | 26149.62 | PEND | 163201101 | WEST POINT 1101 | WEST POINT 110113444 | 221 | 17.0174 | 2293 | 0.77919 | 0.0035258 | 0.03528 | 63 | Tier 3 | PRE | PIONEER | Amador | Stockton | Central Valley | 5786006 | E.5014727.07 | 117491910 | 35112977 | CWSP - WEST POINT 1101 -LR 13444- PH 1.7 | 6072 | 0 | 0 | 0 |  | 2018-70913 | 7761.6 | 1.47 | 1573714 | 2019-35881 | [13 empty] | 1920000
35115057 | KEEP | cons/ready | PLAN | 2021333 | 2.59 | 2.59 |  |  |  |  | 126029.1 | UNSC srdy | 163661701 | MIWUK 1701 | MIWUK 1701CB | 187 | 16.2459 | 2353 | 0.55914 | 0.0029901 | 0.059725 | 2 | Tier 3 | PRE | TWAIN HARTE | Tuolumne | Yosemite | Central Valley | 5785989 | E.5015427.05 | 117489824 | 35115057 | CWSP-MIWUK 1701-OCB-PH 2.5 | 13653 | 0 | 0 | 0 |  | 2018-83316 | 10348.8 | 1.96 | 2137840 | 2019-35903 | 0 | 0 | 10875 | 10875 | 2.0597 | 3954545.4545 | 2020-32401 | 2020-59181 | 0 | 0 | 13653 | 13653 | 2.5858 | 2995054 | 3865227 | 219.3697
35116803 | KEEP | cons/ready | PLAN | 2021333 | 2.29 | 2.29 |  |  |  |  | 154675.46 | PEND erdy | 163661702 | MIWUK 1702 | MIWUK 1702823548 | 231 | 19.7276 | 2411 | 0.57976 | 0.0025098 | 0.04509 | 23 | Tier 3 | PRE | TWAIN HARTE | Tuolumne | Yosemite | Central Valley | 5785964 | E.5014730.05 | 117605268 | 35116803 | CWSP-MIWUK 1702-LR 6018-PH1.5 | 12028 | 0 | 0 | 0 |  | 2018-55685 | 9398.4 | 1.78 | 1921966 | 2019-35900 | 0 | 0 | 10795 | 10795 | 2.0445 | 3925454.5455 | 2020-51473 | 2020-64943 | 0 | 0 | 12028 | 12028 | 2.278 | 3402146 | 5119550 | 282.8522
35116801 | KEEP | cons/ready | PART | 2022333 | 1.28 | 0.76 | 2020 |  |  | 0.52 | 1163382.93 | UNSC srdy | 163661702 | Miwuk 1702 | MIWUK 1702823548 | 231 | 19.7276 | 2411 | 0.57976 | 0.0025098 | 0.025203 | 23 | Tier 3 | PRE | TWAIN HARTE | Tuolumne | Yosemite | Central Valley | 5785962 | E.5014730.03 | 117605266 | 35116801 | CWSP-MIWUK 1702-LR 6018-PH1.3 | 6747 | 0 | 0 | 0 |  | 2018-55685 | 9398.4 | 1.78 | 1921966 | 2019-35900 | 0 | 528 | 7835 | 8363 | 1.5839 | 3041090.9091 | 2020-12115 | 2020-42509 | 0 | 0 | 6747 | 6747 | 1.2778 | 2333946 | 3408934 | 345.9235
35142827 | KEEP | cons/ready | PLAN | 2021333 | 0.91 | 0.91 |  |  |  |  | 371431.05 | PEND cont | 152481103 | BRUNSWICK 1103 | BRUNSWICK 11032200 | 64 | 5.5712 | 2521 | 0.10808 | 0.0016888 | 0.011828 | 117 | Tier 3 | PRE | NEVADA CITY | Nevada | Sierra | Northern | 5788623 | E.5015531.04 | 118218951 | 35142827 | CWSP-BRUNSWICK 1103-LR2200-PH3 | 4547 | 0 | 0 | 0 |  | 2018-65949 | 7392 | 1.4 | 1477500 |  | 0 | 0 | 4547 | 4547 | 0.86117 | 1653454.5455 | 2020-59377 | 2020-57891 | 0 | 0 | 4547 | 4547 | 0.86117 | 1802501 | 2485715 | 396.4154 |  | 2020-54386
35115858 | KEEP | cons/ready | PLAN | 2021061 | 1.3 | 1.3 | 2021 |  |  |  | 70248.02 | UNSC | 163692102 | SALT SPRINGS 2102 | SALT SPRINGS 21023142 | 256 | 17.9587 | 2659 | 0.22061 | 0.00086175 | 0.0107 | 8 | Tier 3 | PRE | ARNOLD | Calaveras | Stockton | Central Valley | 5786027 | E.5015235.07 | 117601885 | 35115858 | CWSP-SALT SPRINGS 2102-LR3142L491-PH1.7 | 6883 | 0 | 0 | 0 |  | 2018-60530 | 10644.48 | 2.016 | 2201000 | 2019-35969 | 0 | 0 | 6507 | 6507 | 1.2324 | 2366181.8182 | 2020-44131 | 2020-57655 | 0 | 0 | 6883 | 6883 | 1.3036 | 2213657 | 3153772 | 321.6122
35115857 | KEEP | cons/ready | PLAN | 2021059 | 1.22 | 1.22 | 2021 |  |  |  | 28705.83 | PEND erdy | 163692102 | SALT SPRINGS 2102 | SALT SPRINGS 21023142 | 256 | 17.9587 | 2659 | 0.22061 | 0.00086175 | 0.010041 | 8 | Tier 3 | PRE | ARNOLD | Calaveras | Stockton | Central Valley | 5786026 | E.5015235.06 | 117601884 | 35115857 | CWSP-SALT SPRINGS 2102-LR3142L491-PH1.6 | 6445 | 0 | 0 | 0 |  | 2018-60530 | 10644.48 | 2.016 | 2201000 | 2019-35969 | 0 | 0 | 6445 | 6445 | 1.2206 | 2343636.3636 | 2020-41727 | [6 empty] | 2343636.3636
35115856 | KEEP | cons/ready | PLAN | 2021056 | 2.07 | 2.07 | 2021 |  |  |  | 83735.97 | UNSC | 163692102 | SALT SPRINGS 2102 | SALT SPRINGS 21023142 | 256 | 17.9587 | 2659 | 0.22061 | 0.00086175 | 0.017037 | 8 | Tier 3 | PRE | ARNOLD | Calaveras | Stockton | Central Valley | 5786025 | E.5015235.05 | 117601688 | 35115856 | CWSP-SALT SPRINGS 2102-LR3142L491-PH1.5 | 10616 | 0 | 0 | 0 |  | 2018-60530 | 10644.48 | 2.016 | 2201000 | 2019-35969 | 0 | 0 | 10943 | 10943 | 2.0725 | 3979272.7273 | 2020-43397 | 2020-57886 | 0 | 0 | 10616 | 10616 | 2.0106 | 3491056 | 4640865 | 328.8485
35115852 | KEEP | cons/ready | PLAN | 2021073 | 1.6 | 1.6 | 2021 |  |  |  | 89191.5 | PEND | 163692102 | SALT SPRINGS 2102 | SALT SPRINGS 21023142 | 256 | 17.9587 | 2659 | 0.22061 | 0.00086175 | 0.016428 | 8 | Tier 3 | PRE | ARNOLD | Calaveras | Stockton | Central Valley | 5786029 | E.5015236.07 | 117602171 | 35115852 | CWSP-SALT SPRINGS 2102-LR3142-PH 2.7 | 8497 | 93 | 8497 | 0 |  | 2018-60542 | 7708.8 | 1.46 | 1574171 | 2019-35904 | 0 | 0 | 8454 | 8454 | 1.6011 | 3074181.8182 | 2020-35298 | 2020-61246 | 8497 | 93 | 8497 | 8590 | 1.6269 | 3346859 | 4512982 | 389.6227
35115851 | KEEP | cons/ready | PLAN | 2021072 | 1.2 | 1.2 | 2021 |  |  |  | 61842.67 | PEND | 163692102 | SALT SPRINGS 2102 | SALT SPRINGS 21023142 | 256 | 17.9587 | 2659 | 0.22061 | 0.00086175 | 0.0098765 | 8 | Tier 3 | PRE | ARNOLD | Calaveras | Stockton | Central Valley | 5786028 | E.5015236.06 | 117602170 | 35115851 | CWSP-SALT SPRINGS 2102-LR3142-PH 2.6 | 6354 | 0 | 0 | 0 |  | 2018-60542 | 7708.8 | 1.46 | 1574171 | 2019-35904 | 0 | 0 | 6354 | 6354 | 1.2034 | 2310545.4545 | 2019-54859 | [6 empty] | 2310545.4545
35115850 | KEEP | cons/ready | PLAN | 2021070 | 1.29 | 1.29 | 2021 |  |  |  | 61458.96 | UNSC erdy | 163692102 | SALT SPRINGS 2102 | SALT SPRINGS 21023142 | 256 | 17.9587 | 2659 | 0.22061 | 0.00086175 | 0.010617 | 8 | Tier 3 | PRE | ARNOLD | Calaveras | Stockton | Central Valley | 5786021 | E.5015236.05 | 117602059 | 35115850 | CWSP-SALT SPRINGS 2102-LR3142-PH 2.5 | 6787 | 0 | 0 | 0 |  | 2018-60542 | 7708.8 | 1.46 | 1574171 | 2019-35904 | 0 | 0 | 6787 | 6787 | 1.2854 | 2468000 | 2019-54838 | [6 empty] | 2468000
35115848 | KEEP | cons/ready | PLAN | 2021066 | 1.645 | 1.645 | 2021 |  |  |  | 107335.15 | UNSC erdy | 163692102 | SALT SPRINGS 2102 | SALT SPRINGS 21023142 | 256 | 17.9587 | 2659 | 0.22061 | 0.00086175 | 0.013539 | 8 | Tier 3 | PRE | ARNOLD | Calaveras | Stockton | Central Valley | 5786019 | E.5015236.03 | 117602057 | 35115848 | CWSP-SALT SPRINGS 2102-LR3142-PH 2.3 | 8685 | 0 | 0 | 0 |  | 2018-60542 | 7708.8 | 1.46 | 1574171 | 2019-35904 | 0 | 0 | 8697 | 8697 | 1.6472 | 3162545.4545 | 2019-59916 | 2020-57586 | 0 | 0 | 8685 | 8685 | 1.6449 | 2672611 | 3806940 | 307.7272
35115849 | KEEP | cons/ready | PART | 2022333 | 1.74 | 1.04 | 2020 |  |  | 0.7 | 788260.59 | PEND | 163692102 | SALT SPRINGS 2102 | SALT SPRINGS 21023142 | 256 | 17.9587 | 2659 | 0.22061 | 0.00086175 | 0.014321 | 8 | Tier 3 | PRE | ARNOLD | Calaveras | Stockton | Central Valley | 5786020 | E.5015236.04 | 117602058 | 35115849 | CWSP-SALT SPRINGS 2102-LR3142-PH 2.4 | 9187 | 0 | 0 | 0 |  | 2018-60542 | 7708.8 | 1.46 | 1574171 | 2019-35904 | 0 | 0 | 8204 | 8204 | 1.5538 | 2983272.7273 | 2019-62370 | 2020-42620 | 0 | 0 | 9187 | 9187 | 1.74 | 2922407 | 3838828 | 318.1024
35116399 | KEEP | cons/ready | PLAN | 2021333 | 1.83 | 1.83 |  |  |  |  | 168072.78 | UNSC srdy | 163661702 | MIWUK 1702 | MIWUK 17028090 | 53 | 4.0399 | 2829 | 0.011216 | 0.00021162 | 0.0034041 | 102 | Tier 3 | PRE | TWAIN HARTE | Tuolumne | Yosemite | Central Valley | 5785932 | E.5014722.05 | 117604337 | 35116399 | CWSP-MIWUK 1702-LR8090-PH 1.5 | 9185 | 0 | 0 | 0 |  | 2018-63127 | 10296 | 1.95 | 2134266 | 2019-35902 | 0 | 0 | 9185 | 9185 | 1.7396 | 3340000 | [7 empty] | 3340000
35116397 | KEEP | cons/ready | PLAN | 2021333 | 2.01 | 2.01 |  |  |  |  | 33509.57 | PEND erdy | 163661702 | MIWUK 1702 | MIWUK 17028090 | 53 | 4.0399 | 2829 | 0.011216 | 0.00021162 | 0.0037389 | 102 | Tier 3 | PRE | TWAIN HARTE | Tuolumne | Yosemite | Central Valley | 5785930 | E.5014722.03 | 117604668 | 35116397 | CWSP-MIWUK 1702-LR8090-PH 1.3 | 10855 | 0 | 0 | 0 |  | 2018-63127 | 10296 | 1.95 | 2134266 | 2019-35902 | 0 | 0 | 10855 | 10855 | 2.0559 | 3947272.7273 | 2019-64385 | 2020-58976 | 0 | 0 | 10614 | 10614 | 2.0102 | 3639682 | 5174348 | 342.9133
35137590 | KEEP | ECOP/EST | PLAN | 2021094 | 0.53 | 0.53 | 2021 |  |  |  | 5107.21 | ESTS | 43141101 | MIDDLETOWN 1101 | MIDDLETOWN 1101CB | 146 | 4.73 | 86 | 52.8144 | 0.36174 | 3.965 | 413 | Tier 3 | ECOP | MIDDLETOWN | Lake | Humboldt | Northern | 5530164 |  | 118093216 | 35137590 | ECOP-MIDDLETOWN 1101-H02-CB | 2824 | 0 | 0 | 0 |  | 2019-73180 | 2798 | 0.52992 | 564800 | N/A | 0 | 0 | 2824 | 2824 | 0.53485 | 1016640
35137593 | KEEP | ECOP/EST | PLAN | 2021089 | 1.38 | 1.38 | 2021 |  |  |  | 4591.69 | ESTS | 43141101 | MIDDLETOWN 1101 | MIDDLETOWN 11014646 | 165 | 18.5593 | 328 | 32.9712 | 0.19983 | 1.6426 | 235 | Tier 3 | ECOP | COBB | Lake | Humboldt | Northern | 5530164 |  | 118125945 | 35137593 | ECOP-MIDDLETOWN 1101-H07-LR4646 | 7273 | 0 | 0 | 0 |  | 2019-73200 | 7286 | 1.3799 | 1454600 | N/A | 0 | 0 | 7273 | 7273 | 1.3775 | 2618280
35137596 | KEEP | ECOP/EST | PLAN | 2021091 | 0.97 | 0.97 | 2021 |  |  |  | 2867.73 | ESTS | 43141101 | MIDDLETOWN 1101 | MIDDLETOWN 11014646 | 165 | 18.5593 | 328 | 32.9712 | 0.19983 | 1.1546 | 235 | Tier 3 | ECOP | COBB | Lake | Humboldt | Northern | 5530164 |  | 118127757 | 35137596 | ECOP-MIDDLETOWN 1101-H08-LR4646 | 5131 | 0 | 0 | 0 |  | 2019-73285 | 5121 | 0.96989 | 1026000 | N/A | 0 | 0 | 5131 | 5131 | 0.97178 | 1847160
35174478 | KEEP | ECOP/EST | PLAN | 2021333 | 8.17 | 8.17 |  |  |  |  | 0 | UNSE | 43141101 | MIDDLETOWN 1101 | MIDDLETOWN 1101548 | 298 | 27.4023 | 474 | 47.4878 | 0.15935 | 10.773 | 30 | Tier 3 | ECOP | MIDDLETOWN | Lake | Humboldt | Northern | 5790111 | E.5033917.01 | 118913024 | 35174478 | ECOP - MIDDLETOWN 1101 - H12 - LR548-PH1 | 17557 | 3931 | 2907 | 0 | 2020-51635 | 2020-51816 | 20275 | 3.84 | 5879607 |  | 0 | 0 | 33898 | 33898 | 6.4201 | 12203280
35174479 | KEEP | ECOP/EST | PLAN | 2021333 | 7 | 7 |  |  |  |  | 11772.8 | UNSE | 43141101 | MIDDLETOWN 1101 | MIDDLETOWN 1101548 | 298 | 27.4023 | 474 | 47.4878 | 0.15935 | 9.1198 | 30 | Tier 3 | ECOP | MIDDLETOWN | Lake | Humboldt | Northern | 5790119 | E.5033918.01 | 118913025 | 35174479 | ECOP - MIDDLETOWN 1101 - H12 - LR548-PH2 | 36586 | 12561 | 0 | 0 |  | 2020-53670 | 48840 | 9.25 | 13481516 | 2020-53217 | 0 | 0 | 57341 | 57341 | 10.86 | 20642760
35174501 | KEEP | ECOP/EST | PLAN | 2021333 | 7 | 7 |  |  |  |  | 9454.44 | UNSE | 43141101 | MIDDLETOWN 1101 | MIDDLETOWN 1101548 | 298 | 27.4023 | 474 | 47.4878 | 0.15935 | 9.9062 | 30 | Tier 3 | ECOP | MIDDLETOWN | Lake | Humboldt | Northern | 5790112 | E.5033919.01 | 118913026 | 35174501 | ECOP - MIDDLETOWN 1101 - H12 - LR548-PH3 | 27614 | 23348 | 0 | 0 | 2020-53723 | 2020-53724 | 50952 | 9.65 | 16768361 |  | 0 | 0 | 52061 | 52061 | 9.86 | 18741960
35174470 | KEEP | ECOP/EST | PLAN | 2021108 | 2.6 | 2.6 | 2021 |  |  |  | 8244.43 | UNSE | 42571102 | MOLINO 1102 | MOLINO 1102318 | 228 | 19.3334 | 1669 | 4.5821 | 0.020097 | 0.43229 | 39 | Tier 3 | ECOP | OCCIDENTAL | Sonoma | Sonoma | Northern | 5790008 | E.5033908.01 | 118912761 | 35174470 | ECOP - MOLINO 1102 - H01 - LR318 | 12700 | 1388 | 0 | 0 | 2020-50404 | 2020-50488 | 14097.6 | 2.67 | 3468300 |  | 0 | 1372.8 | 12724.8 | 14097.6 | 2.67 | 5672304
35173754 | KEEP | ECOP/EST | PLAN | 2021333 | 6.3 | 6.3 |  |  |  |  | 12902.72 | UNSE | 152481106 | BRUNSWICK 1106 | BRUNSWICK 110651486 | 656 | 56.6726 | 1788 | 9.7068 | 0.014797 | 0.79755 | 35 | Tier 3 | ECOP | GRASS VALLEY | Nevada | Sierra | Northern | 5790001 | E.5030956.01 | 118911473 | 35173754 | ECOP - BRUNSWICK 1106 - H08 - LR51486 | 48669 | 13408 | 0 | 0 | 2020-53961 | 2020-54186 | 49632 | 9.4 | 12334900 |  | 0 | 11368 | 38441 | 49809 | 9.4335 | 22876320
35176549 | KEEP | ECOP/EST | PLAN | 2022333 | 1 | 1 |  |  |  |  | 7406.84 | UNSE | 42811113 | MONTE RIO 1113 | MONTE RIO 1113180 | 28 | 1.9624 | 2019 | 0.24298 | 0.0086779 | 0.08296 | 142 | Tier 3 | ECOP | GUERNEVILLE | Sonoma | North Coast | Northern | 5539421 | E.5033909.01 | 118912762 | 35176549 | ECOP - MONTE RIO 1113 - H07 - LR180 | 5117 | 0 | 0 | 0 | 2020-48022 | 2020-48307 | 5121 | 0.96989 | 1334148 | N/A | 0 | 0 | 5280 | 5280 | 1 | 1900800
35173756 | KEEP | ECOP/EST | PLAN | 2021333 | 9 | 9 |  |  |  |  | 7281.28 | UNSE | 152762101 | EL DORADO PH 2101 | EL DORADO PH 21016852 | 309 | 25.2427 | 2028 | 2.6354 | 0.0085289 | 0.63759 | 18 | Tier 3 | ECOP | POLLOCK PINES | El Dorado | Sierra | Northern | 5790003 | E.5030964.01 | 118911791 | 35173756 | ECOP - EL DORADO 2101 - H02 - LR6852-PH2 | 48525 | 0 | 1291 | 0 | 2020-51435 | 2020-51436 | 48523 | 9.19 | 12794491 |  | 0 | 0 | 47520 | 47520 | 9 | 17107200
35174465 | KEEP | ECOP/EST | PLAN | 2021097 | 9 | 9 | 2021 |  |  |  | 18621.04 | UNSE | 152762101 | EL DORADO PH 2101 | EL DORADO PH 21016852 | 309 | 25.2427 | 2028 | 2.6354 | 0.0085289 | 0.78974 | 18 | Tier 3 | ECOP | POLLOCK PINES | El Dorado | Sierra | Northern | 5790002 | E.5033921.01 | 118911790 | 35174465 | ECOP - EL DORADO 2101 - H02 - LR6852-Ph1 | 28394 | 32374 | 0 | 0 | 2020-54634 | 2020-54635 | 62673.6 | 11.87 | 21358418 |  | 0 | 42028.8 | 28406.4 | 70435.2 | 13.34 | 43639200
35174466 | KEEP | ECOP/EST | PLAN | 2021333 | 7.35 | 7.35 |  |  |  |  | 11464.47 | UNSE | 152762101 | EL DORADO PH 2101 | EL DORADO PH 21016852 | 309 | 25.2427 | 2028 | 2.6354 | 0.0085289 | 0.51413 | 18 | Tier 3 | ECOP | POLLOCK PINES | El Dorado | Sierra | Northern | 5790004 | E.5033920.01 | 118911793 | 35174466 | ECOP - EL DORADO 2101 - H02 - LR6852-PH3 | 32300 | 0 | 0 | 0 | 2020-51902 | 2020-51953 | 32577 | 6.1699 | 8664332 |  | 0 | 0 | 38808 | 38808 | 7.35 | 13970880
35137599 | KEEP | ECOP/EST | PLAN | 2021088 | 1.29 | 1.29 | 2021 |  |  |  | 2981.38 | UNSE | 43141101 | MIDDLETOWN 1101 | MIDDLETOWN 1101614 | 18 | 1.3811 | 2060 | 0.13857 | 0.0076984 | 0.086716 | 152 | Tier 3 | ECOP | KELSEYVILLE | Lake | Humboldt | Northern | 5530164 |  | 118142262 | 35137599 | ECOP-MIDDLETOWN 1101-H11-LR614 | 6811.2 | 0 | 0 | 0 |  | 2019-73308 | 6811 | 1.29 | 1365600 | N/A | 0 | 0 | 6811.2 | 6811.2 | 1.29 | 2452032
35173755 | KEEP | ECOP/EST | PLAN | 2021107 | 2.28 | 2.28 | 2021 |  |  |  | 12518.15 | ESTS | 163201101 | WEST POINT 1101 | WEST POINT 110136674 | 125 | 9.4101 | 2389 | 0.33299 | 0.0026639 | 0.055016 | 38 | Tier 3 | ECOP | PIONEER | Amador | Stockton | Central Valley | 5790005 | E.5034447.01.01 | 118911674 | 35173755 | ECOP - WEST POINT 1101 - H02 - LR36674 PH1 | 7774 | 300 | 0 | 0 | 2020-33883 | 2020-36163 | 11774.4 | 2.23 | 3367686 | 2020-61635 | 0 | 5016 | 6758.4 | 11774.4 | 2.23 | 6420744
35199560 | KEEP | ECOP/EST | PLAN | 2022132 | 0.85 | 0.85 |  |  |  |  | 1529.29 | ESTS | 163201101 | WEST POINT 1101 | WEST POINT 110136674 | 125 | 9.4101 | 2389 | 0.33299 | 0.0026639 | 0.029137 | 38 | Tier 3 | ECOP | PIONEER | Amador | Stockton | Central Valley | 5790005 | E.5034447.01.02 | 119666808 | 35199560 | ECOP - WEST POINT 1101 - H02 - LR36674 PH2 | 335 | 4694 | 0 | 0 | 2020-33883 | 2020-36163 | 11774.4 | 2.23 | 3367686 | 2020-61635 | 0 | 0 | 4488 | 4488 | 0.85 | 1615680
35174469 | KEEP | ECOP/EST | PLAN | 2021047 | 10.88 | 10.88 | 2021 |  |  |  | 11387.16 | ESTS erdy | 163751102 | PINE GROVE 1102 | PINE GROVE 110245292 | 132 | 10.7812 | 2447 | 0.29501 | 0.002235 | 0.21245 | 5 | Tier 3 | ECOP | PIONEER | Amador | Stockton | Central Valley | 5790105 | E.5033910.01 | 118912983 | 35174469 | ECOP - PINE GROVE 1102 - H01 -LR45292 | 49190 | 6337 | 1373 | 0 | 2020-51138 | 2020-51139 | 55545.6 | 10.52 | 15552044 | N/A | 0 | 6336 | 49209.6 | 55545.6 | 10.52 | 22752576
35176497 | KEEP | ECOP/EST | PLAN | 2022333 | 0.6 | 0.6 |  |  |  |  | 9259.46 | UNSE | 162821702 | STANISLAUS 1702 | STANISLAUS 17021850 | 182 | 13.4596 | 2651 | 0.16988 | 0.00093342 | 0.0054778 | 66 | Tier 3 | ECOP | ARNOLD | Calaveras | Stockton | Central Valley | 5539421 | E.5030966.01 | 118911798 | 35176497 | ECOP - STANISLAUS 1702 - H03 - LR1850 | 3180 | 636 | 0 | 0 | 2020-49973 | 2020-49974 | 3801.6 | 0.72 | 1378925 | N/A | 0 | 633.6 | 3168 | 3801.6 | 0.72 | 1644192 | 2020-49973
35047601 | KEEP | ECOP/EST | PLAN | 2021075 | 8.78 | 8.78 | 2021 |  |  |  | 19491.76 | UNSE | 152481105 | BRUNSWICK 1105 | BRUNSWICK 110532536 | 144 | 10.8972 | 2734 | 0.072262 | 0.00050182 | 0.039009 | 9 | Tier 3 | ECOP | NEVADA CITY | Nevada | Sierra | Northern | 5530173 |  | 114780214 | 35047601 | ECOP-BRUNSWICK 1105-H01-LR32536 ZONE PH2 | 46200 | 0 | 0 | 0 | 2018-57214 | 2018-63030 | 46358.4 | 8.78 | 9389300 | N/A | 0 | 0 | 46358.4 | 46358.4 | 8.78 | 16689024
35048678 | KEEP | ECOP/EST | PLAN | 2021077 | 7 | 7 | 2021 |  |  |  | 13865.13 | UNSE | 152481105 | BRUNSWICK 1105 | BRUNSWICK 110532536 | 144 | 10.8972 | 2734 | 0.072262 | 0.00050182 | 0.0311 | 9 | Tier 3 | ECOP | NEVADA CITY | Nevada | Sierra | Northern | 5530173 |  | 114819747 | 35048678 | ECOP-BRUNSWICK 1105-H01-LR32536 ZONE PH3 | 43824 | 0 | 0 | 0 | 2018-58721 | 2018-80474 | 43824 | 8.3 | 9664900 | N/A | 0 | 6864 | 36960 | 43824 | 8.3 | 18762480
35046371 | KEEP | ECOP/EST | PLAN | 2022013 | 12.92 | 12.92 | 2021 |  |  |  | 21362.29 | UNSE | 162821702 | STANISLAUS 1702 | STANISLAUS 170237276 | 168 | 11.6485 | 2825 | 0.037039 | 0.00022047 | 0.027525 | 37 | Tier 3 | ECOP | ARNOLD | Calaveras | Stockton | Central Valley | 5530176 |  | 114712085 | 35046371 | ECOP - STANISLAUS 1702 LR 37276 | 68112 | 0 | 0 | 0 | 2018-53474 | 2018-61549 | 68112 | 12.9 | 13898600 |  | 0 | 0 | 68204 | 68204 | 12.9174 | 24553440
35191319 | KEEP | ECOP/FUTURE | PLAN |  | 0.76 | 0.76 |  |  |  |  | 1529.29 | UNSE | 42991105 | LAS GALLINAS A 1105 | LAS GALLINAS A 110599904 | 54 | 5.561 | 215 | 13.5032 | 0.25006 | 1.4985 | 213 | Tier 3 | ECOP | NICASIO | Marin | North Bay | Northern | 5541305 | E.5034355.01 | 119518398 | 35191319 | ECOP - LAS GALLINAS A 1105 - H01-LR99904 | 2200 | 1755 | 0 | 0 |  |  |  | 0 | 1444608 | 2019-50352 |  |  |  | 0 | 0
35192284 | KEEP | ECOP/FUTURE | PLAN |  | 5.89 | 5.89 |  |  |  |  | 4273.35 | UNSE | 43432104 | SILVERADO 2104 | SILVERADO 2104726 | 263 | 30.3696 | 279 | 58.7725 | 0.22347 | 7.637 | 582 | Tier 3 | ECOP | POPE VALLEY | Napa | North Bay | Bay Area | 5792107 | E.5034416.01 | 119556691 | 35192284 | ECOP - SILVERADO 2104 - H05-LR726 | 34008 | 0 | 0 | 0 |  |  |  | 0 | 11195712 | 2019-37524 |  |  |  |  | 0
35192280 | KEEP | ECOP/FUTURE | PLAN |  | 2.38 | 2.38 |  |  |  |  | 1529.29 | UNSE | 12022212 | CLAYTON 2212 | CLAYTON 221296224 | 174 | 19.395 | 377 | 32.6329 | 0.18755 | 2.683 | 267 | Tier 3 | ECOP | CONCORD | Contra Costa | Diablo | Bay Area | 5792091 | E.5034400.01 | 119556070 | 35192280 | ECOP - CLAYTON 2212 - H04-LR2951 | 12566.4 | 0 | 0 | 0 |  |  |  | 0 | 4523904 | 2019-50582 |  |  |  | 0 | 0
35191316 | KEEP | ECOP/FUTURE | PLAN | 2022027 | 1.03 | 1.03 | 2022 |  |  |  | 2763.86 | UNSE | 254421103 | OAKHURST 1101 | OAKHURST 110110090 | 435 | 44.0792 | 421 | 75.8506 | 0.17437 | 1.1875 | 123 | Tier 3 | ECOP | FISH CAMP | Mariposa | Yosemite | Central Valley | 5541302 | E.5034351.01 | 119518129 | 35191316 | ECOP - OAKHURST 1103 - H01-LR10190 | 11304 | 0 | 0 | 0 |  |  |  |  | 1957824
35192281 | KEEP | ECOP/FUTURE | PLAN |  | 5.2 | 5.2 |  |  |  |  | 1529.29 | UNSE | 43141101 | MIDDLETOWN 1101 | MIDDLETOWN 110148212 | 110 | 10.6971 | 468 | 17.6327 | 0.1603 | 5.7429 | 375 | Tier 3 | ECOP | MIDDLETOWN | Lake | Humboldt | Northern | 5792097 | E.5034406.01 | 119556250 | 35192281 | ECOP - MIDDLETOWN 1101 - H16-LR48212 - PH 1 | 27456 | 0 | 0 | 0 |  |  |  | 0 | 9884160 | 2019-38810 |  |  |  |  | 0
35192282 | KEEP | ECOP/FUTURE | PLAN |  | 5 | 5 |  |  |  |  | 1529.29 | UNSE | 43141101 | MIDDLETOWN 1101 | MIDDLETOWN 110148212 | 110 | 10.6971 | 468 | 17.6327 | 0.1603 | 5.522 | 375 | Tier 3 | ECOP | MIDDLETOWN | Lake | Humboldt | Northern | 5792098 | E.5034407.01 | 119556300 | 35192282 | ECOP - MIDDLETOWN 1101 - H16-LR48212 - PH 2 | 26400 | 0 | 0 | 0 |  |  |  |  | 9504000
35192292 | KEEP | ECOP/FUTURE | PLAN |  | 2.6 | 2.6 |  |  |  |  | 1529.29 | UNSE | 42561107 | FULTON 1107 | FULTON 1107604 | 169 | 17.4348 | 637 | 20.5661 | 0.12169 | 2.3065 | 225 | Tier 3 | ECOP | SANTA ROSA | Sonoma | Sonoma | Northern | 5792094 | E.5034403.01 | 119556108 | 35192292 | ECOP - FULTON 1107 - H02-LR604 | 15593 | 5377 | 0 | 0 |  |  |  | 0 | 4942080 | 2019-52392 |  |  |  | 0 | 0
35191318 | KEEP | ECOP/FUTURE | PLAN | 2022017 | 1.11 | 1.11 | 2022 |  |  |  | 2908.35 | UNSE | 43432102 | SILVERADO 2102 | SILVERADO 210258626 | 125 | 15.2185 | 663 | 14.6249 | 0.117 | 0.71469 | 250 | Tier 3 | ECOP | SAINT HELENA | Napa | North Bay | Bay Area | 5541303 | E.5034352.01 | 119518390 | 35191318 | ECOP - SILVERADO 2102 - H02-LR58626 | 6410 | 0 | 0 | 0 | 2020-56830 | 2020-56833 | 6441 | 1.2199 | 1153750
35191383 | KEEP | ECOP/FUTURE | PLAN |  | 1.05 | 1.05 |  |  |  |  | 1529.29 | UNSE | 43432102 | SILVERADO 2102 | SILVERADO 210258626 | 125 | 15.2185 | 663 | 14.6249 | 0.117 | 0.67606 | 250 | Tier 3 | ECOP | SAINT HELENA | Napa | North Bay | Bay Area | 5541309 | E.5034359.01 | 119518528 | 35191383 | ECOP - SILVERADO 2102 - H01-LR58626 | 6438 | 0 | 0 | 0 |  |  |  | 0 | 1995840 | 2019-55126 |  |  |  | 0 | 0
35192293 | KEEP | ECOP/FUTURE | PLAN |  | 8.13 | 8.13 |  |  |  |  | 1529.29 | UNSE | 42571102 | MOLINO 1102 | MOLINO 1102396 | 182 | 16.0986 | 802 | 17.099 | 0.093951 | 5.7856 | 161 | Tier 3 | ECOP | OCCIDENTAL | Sonoma | Sonoma | Northern | 5792100 | E.5034409.01 | 119556357 | 35192293 | ECOP - MOLINO 1102 - H03-LR396 - PH 1 | 42926.4 | 0 | 0 | 0 |  |  |  |  | 15453504 | 2019-45040
35192294 | KEEP | ECOP/FUTURE | PLAN |  | 8 | 8 |  |  |  |  | 1529.29 | UNSE | 42571102 | MOLINO 1102 | MOLINO 1102396 | 182 | 16.0986 | 802 | 17.099 | 0.093951 | 5.7363 | 161 | Tier 3 | ECOP | OCCIDENTAL | Sonoma | Sonoma | Northern | 5792101 | E.5034410.01 | 119556373 | 35192294 | ECOP - MOLINO 1102 - H03-LR396 - PH 2 | 44993 | 481 | 238 | 0 |  |  |  |  | 15206400 | 2019-45040
35192290 | KEEP | ECOP/FUTURE | PLAN |  | 2.59 | 2.59 |  |  |  |  | 1529.29 | UNSE | 152261107 | DIAMOND SPRINGS 1107 | DIAMOND SPRINGS 11071402 | 541 | 44.182 | 811 | 49.924 | 0.092281 | 1.9608 | 244 | Tier 3 | ECOP | PLACERVILLE | El Dorado | Sierra | Northern | 5792092 | E.5034401.01 | 119556075 | 35192290 | ECOP - DIAMOND SPRINGS 1101 - H01-LR1402 | 26402 | 0 | 0 | 0 |  |  |  | 0 | 4923072 | 2019-52118 |  |  |  | 0 | 0
35192291 | KEEP | ECOP/FUTURE | PLAN |  | 2.18 | 2.18 |  |  |  |  | 1529.29 | UNSE | 152261107 | DIAMOND SPRINGS 1107 | DIAMOND SPRINGS 11071402 | 541 | 44.182 | 811 | 49.924 | 0.092281 | 1.6504 | 244 | Tier 3 | ECOP | PLACERVILLE | El Dorado | Sierra | Northern | 5792093 | E.5034402.01 | 119556091 | 35192291 | ECOP - DIAMOND SPRINGS 1101 - H02-LR1402 | 15109 | 0 | 0 | 0 |  |  |  | 0 | 4143744 | 2019-52118 |  |  |  | 0 | 0
35174474 | KEEP | ECOP/FUTURE | PLAN | 2021099 | 4.4 | 4.4 | 2021 |  |  |  | 17135.47 | UNSE | 042711101 | CALISTOGA 1101 | CALISTOGA 1101736 | 350 | 34.6551 | 833 | 31.0945 | 0.088841 | 2.6671 | 24 | Tier 3 | ECOP | CALISTOGA | Napa | North Bay | Bay Area | 5790104 | E.5033913.01 | 118912987 | 35174474 | ECOP - CALISTOGA 1101 - H01 - LR736 | 20952 | 0 | 360 | 0 | 2020-53201 | 2020-53202 | 20961.6 | 3.97 | 5652193 |  | 0 | 0 | 23443.2 | 23443.2 | 4.44 | 8524800
35174475 | KEEP | ECOP/FUTURE | PLAN | 2022333 | 2.96 | 2.96 |  |  |  |  | 4396.36 | UNSE | 042711101 | CALISTOGA 1101 | CALISTOGA 1101736 | 350 | 34.6551 | 833 | 31.0945 | 0.088841 | 1.7794 | 24 | Tier 3 | ECOP | CALISTOGA | Napa | North Bay | Bay Area | 5790108 | E.5033914.01 | 118912988 | 35174475 | ECOP-CALISTOGA 1101-H01-LR736- E_O CO3807 | 14993 | 0 | 0 | 0 | 2020-53203 | 2020-53204 | 15628 | 2.9598 | 3963102 |  | 0 | 0 | 15628.8 | 15628.8 | 2.96 | 5683200
35174476 | KEEP | ECOP/FUTURE | PLAN | 2022333 | 8.78 | 8.78 |  |  |  |  | 4716.42 | UNSE | 042711101 | CALISTOGA 1101 | CALISTOGA 1101736 | 350 | 34.6551 | 833 | 31.0945 | 0.088841 | 5.2782 | 24 | Tier 3 | ECOP | CALISTOGA | Sonoma | Sonoma | Bay Area | 5790109 | E.5033915.01 | 118913020 | 35174476 | ECOP - CALISTOGA 1101 - H01 - LR736- S_O 208157 | 47367 | 0 | 0 | 0 | 2020-53487 | 2020-53599 | 46358 | 8.7799 | 10265300 |  | 0 | 0 | 46358.4 | 46358.4 | 8.78 | 16857600
35174477 | KEEP | ECOP/FUTURE | PLAN | 2022333 | 9.53 | 9.53 |  |  |  |  | 5212.56 | UNSE | 042711101 | CALISTOGA 1101 | CALISTOGA 1101736 | 350 | 34.6551 | 833 | 31.0945 | 0.088841 | 5.8904 | 24 | Tier 3 | ECOP | CALISTOGA | Sonoma | North Bay | Bay Area | 5790110 | E.5033916.01 | 118913023 | 35174477 | ECOP - CALISTOGA 1101 - H01 - LR736 - Ph3 | 44692 | 2800 | 0 | 0 | 2020-53484 | 2020-53592 | 50318 | 9.5299 | 10675200 |  | 0 | 2851.2 | 44563.2 | 47414.4 | 8.98 | 17241600
35191130 | KEEP | ECOP/FUTURE | PLAN | 2022333 | 8.1 | 8.1 |  |  |  |  | 4751.29 | UNSE | 042711101 | CALISTOGA 1101 | CALISTOGA 1101736 | 350 | 34.6551 | 833 | 31.0945 | 0.088841 | 4.8694 | 24 | Tier 3 | ECOP | CALISTOGA | Sonoma | North Bay | Bay Area | 5792200 | E.5034420.01 | 119536531 | 35191130 | ECOP - CALISTOGA 1101 - H01 - LR736 - Ph5 | 42057 | 0 | 0 | 0 | 2020-53492 | 2020-53600 | 42768 | 8.1 | 9026120 |  | 0 | 0 | 42768 | 42768 | 8.1 | 15552000
35191937 | KEEP | ECOP/FUTURE | PLAN | 2022020 | 2.13 | 2.13 |  |  |  |  | 3179.19 | UNSE | 43292102 | PUEBLO 2102 | PUEBLO 2102792 | 180 | 19.3365 | 951 | 13.2101 | 0.073389 | 1.095 | 40 | Tier 3 | ECOP | NAPA | Napa | North Bay | Bay Area | 5792064 | E.5034372.01 | 119553837 | 35191937 | ECOP - PUEBLO 2102 - H01-LR792 | 13092 | 4546 | 0 | 0 | 2020-61147 | 2020-61154 | 13094.4 | 2.48 | 3777700
35174472 | KEEP | ECOP/FUTURE | PLAN | 2021104 | 1.89 | 1.89 | 2021 |  |  |  | 13914.3 | UNSE | 042711101 | CALISTOGA 1101 | CALISTOGA 110143924 | 107 | 7.7819 | 1005 | 7.1532 | 0.066852 | 1.4657 | 34 | Tier 3 | ECOP | CALISTOGA | Napa | North Bay | Bay Area | 5790006 | E.5031114.01 | 118912499 | 35174472 | ECOP - CALISTOGA 1101 - H02 - LR43924 | 5560 | 6600 | 0 | 0 | 2020-48878 | 2020-48885 | 12144 | 2.3 | 3600500 | 2020-48878 | 0 | 6600 | 5544 | 12144 | 2.3 | 4416000
35174473 | KEEP | ECOP/FUTURE | PLAN | 2021105 | 1.82 | 1.82 | 2021 |  |  |  | 11538.2 | UNSE | 042711101 | CALISTOGA 1101 | CALISTOGA 110143924 | 107 | 7.7819 | 1005 | 7.1532 | 0.066852 | 1.1209 | 34 | Tier 3 | ECOP | CALISTOGA | Napa | North Bay | Bay Area | 5790007 | E.5031276.01 | 118912760 | 35174473 | ECOP - CALISTOGA 1101 - H03 - LR43924 | 20340 | 0 | 0 | 0 | 2020-51344 | 2020-51348 | 20328 | 3.85 | 5430755 |  | 0 | 0 | 20328 | 20328 | 3.85 | 7392000
35192283 | KEEP | ECOP/FUTURE | PLAN |  | 1.98 | 1.98 |  |  |  |  | 1529.29 | UNSE | 042711101 | CALISTOGA 1101 | CALISTOGA 11011087 | 22 | 1.9617 | 1082 | 1.2681 | 0.05764 | 0.85751 | 523 | Tier 3 | ECOP | CALISTOGA | Napa | North Bay | Bay Area | 5792090 | E.5034399.01 | 119556064 | 35192283 | ECOP - CALISTOGA 1101 - H04-LR1087 | 10454.4 | 0 | 0 | 0 |  |  |  | 0 | 3763584 | 2019-40355 |  |  |  | 0 | 0
35192289 | KEEP | ECOP/FUTURE | PLAN |  | 1.81 | 1.81 |  |  |  |  | 0 | UNSE | 152481106 | BRUNSWICK 1106 | BRUNSWICK 110651484 | 195 | 15.3738 | 1154 | 10.1812 | 0.052211 | 0.80311 | 1503 | Tier 3 | ECOP | GRASS VALLEY | Nevada | Sierra | Northern | 5792089 | E.5034398.01 | 119555969 | 35192289 | ECOP - BRUNSWICK 1106 - H07 - LR 51484 | 9556.8 | 0 | 0 | 0 |  |  |  | 0 | 3440448 | 2019-44239 |  |  |  | 0 | 0
35192021 | KEEP | ECOP/FUTURE | PLAN | 2022016 | 2.21 | 2.21 | 2022 |  |  |  | 8862.98 | UNSE | 43432104 | SILVERADO 2104 | SILVERADO 210478268 | 114 | 9.7228 | 1254 | 4.9171 | 0.043133 | 0.74884 | 64 | Tier 3 | ECOP | ANGWIN | Napa | North Bay | Bay Area | 5792071 | E.5034379.01 | 119553918 | 35192021 | ECOP - SILVERADO 2104 - H02-LR78268 | 11614 | 0 | 0 | 0 | 2020-56825 | 2020-56839 | 11668.8 | 2.21 | 2104150
35192034 | KEEP | ECOP/FUTURE | PLAN | 2022040 | 2.2 | 2.2 | 2022 |  |  |  | 1731.73 | UNSE | 153661104 | APPLE HILL 1104 | APPLE HILL 110413512 | 345 | 28.4538 | 1284 | 14.2801 | 0.041392 | 0.81471 | 99 | Tier 3 | ECOP | CAMINO | El Dorado | Sierra | Northern | 5792076 | E.5034384.01 | 119554053 | 35192034 | ECOP-APPLE HILL 1104-H01-LR13512 | 9552 | 2161 | 395 | 0 |  | 2020-62101 | 11616 | 2.2 | 3151833
35192036 | KEEP | ECOP/FUTURE | PLAN | 2022135 | 10.7 | 10.7 |  |  |  |  | 4112.83 | UNSE | 43321103 | RINCON 1103 | RINCON 1103474 | 174 | 18.3312 | 1342 | 6.4055 | 0.036813 | 2.5051 | 60 | Tier 3 | ECOP | SANTA ROSA | Sonoma | North Coast | Northern | 5792069 | E.5034377.01 | 119553915 | 35192036 | ECOP - RINCON 1103 - H01-LR474 | 56496 | 0 | 0 | 0 |  |  |  | 0 | 20338560
35192301 | KEEP | ECOP/FUTURE | PLAN |  | 1.6 | 1.6 |  |  |  |  | 1529.29 | UNSE | 163201102 | WEST POINT 1102 | WEST POINT 110236676 | 173 | 16.9671 | 1530 | 4.5232 | 0.026145 | 0.28578 | 249 | Tier 3 | ECOP | PIONEER | Amador | Stockton | Central Valley | 5792109 | E.5034418.01 | 119556698 | 35192301 | ECOP - WEST POINT 1102 - H06-LR36676 | 8950 | 0 | 0 | 0 |  |  |  | 0 | 3041280 | 2019-48952 |  |  |  | 0 | 0
35192031 | KEEP | ECOP/FUTURE | PLAN | 2022039 | 4.04 | 4.04 | 2022 |  |  |  | 2962.4 | UNSE | 152471101 | COLUMBIA HILL 1101 | COLUMBIA HILL 110135424 | 147 | 13.8616 | 1580 | 3.4923 | 0.023757 | 0.68195 | 62 | Tier 3 | ECOP | NORTH SAN JUAN | Nevada | Sierra | Northern | 5792070 | E.5034378.01 | 119553917 | 35192031 | ECOP - COLUMBIA HILL 1101 - H01-LR35424 | 15234 | 0 | 0 | 0 |  |  |  |  | 7679232
35192046 | KEEP | ECOP/FUTURE | PLAN | 2022023 | 10.21 | 10.21 | 2022 |  |  |  | 5019.02 | UNSE | 163751102 | PINE GROVE 1102 | PINE GROVE 11023172 | 448 | 37.6774 | 1592 | 10.4588 | 0.023346 | 2.1314 | 80 | Tier 3 | ECOP | PINE GROVE | Amador | Stockton | Central Valley | 5792072 | E.5034380.01.01 | 119553919 | 35192046 | ECOP - PINE GROVE 1102 - H04-LR3172 - PH 1 | 42851 | 14770 | 0 | 0 | 2020-57401 | 2020-57402 | 53908.8 | 10.21 | 14064723
35192047 | KEEP | ECOP/FUTURE | PLAN | 2022024 | 7.133 | 7.133 | 2022 |  |  |  | 5607.59 | UNSE | 163751102 | PINE GROVE 1102 | PINE GROVE 11023172 | 448 | 37.6774 | 1592 | 10.4588 | 0.023346 | 1.3266 | 80 | Tier 3 | ECOP | PINE GROVE | Amador | Stockton | Central Valley | 5792073 | E.5034381.01 | 119554050 | 35192047 | ECOP - PINE GROVE 1102 - H04-LR3172 - PH 2 | 35983 | 0 | 0 | 0 | 2020-57403 | 2020-57404 | 377193.04 | 7.133 | 8274662
35192048 | KEEP | ECOP/FUTURE | PLAN | 2022025 | 10.21 | 10.21 | 2022 |  |  |  | 5240.08 | UNSE | 163751102 | PINE GROVE 1102 | PINE GROVE 11023172 | 448 | 37.6774 | 1592 | 10.4588 | 0.023346 | 1.8989 | 80 | Tier 3 | ECOP | PINE GROVE | Amador | Stockton | Central Valley | 5792074 | E.5034382.01 | 119554051 | 35192048 | ECOP - PINE GROVE 1102 - H04-LR3172 - PH 3 | 50517 | 0 | 0 | 0 | 2020-57405 | 2020-57406 | 53908.8 | 10.21 | 10970526
35192049 | KEEP | ECOP/FUTURE | PLAN | 2022026 | 8.73 | 8.73 | 2022 |  |  |  | 4822.85 | UNSE | 163751102 | PINE GROVE 1102 | PINE GROVE 11023172 | 448 | 37.6774 | 1592 | 10.4588 | 0.023346 | 1.6236 | 80 | Tier 3 | ECOP | PINE GROVE | Amador | Stockton | Central Valley | 5792075 | E.5034383.01 | 119554052 | 35192049 | ECOP - PINE GROVE 1102 - H04-LR3172 - PH 4 | 46106 | 0 | 0 | 0 | 2020-57407 | 2020-57408 | 46094.4 | 8.73 | 10002143
35192295 | KEEP | ECOP/FUTURE | PLAN |  | 6.46 | 6.46 |  |  |  |  | 1529.29 | UNSE | 43321103 | RINCON 1103 | RINCON 1103198 | 62 | 6.4224 | 1618 | 1.3987 | 0.02256 | 0.94262 | 205 | Tier 3 | ECOP | SANTA ROSA | Sonoma | Sonoma | Northern | 5792104 | E.5034413.01 | 119556481 | 35192295 | ECOP - RINCON 1103 - H02-LR198 | 34108.8 | 0 | 0 | 0 |  |  |  |  | 12279168 | 2019-47446
35192052 | KEEP | ECOP/FUTURE | PLAN | 2022010 | 2.18 | 2.18 | 2022 |  |  |  | 2025.89 | UNSE | 163201102 | WEST POINT 1102 | WEST POINT 110234416 | 113 | 10.4524 | 1633 | 2.466 | 0.021823 | 0.3943 | 194 | Tier 3 | ECOP | WEST POINT | Calaveras | Stockton | Central Valley | 5792081 | E.5034390.01 | 119554058 | 35192052 | ECOP - WEST POINT 1102 - H05-LR34416 | 10910 | 4720 | 0 | 0 |  |  |  | 0 | 4143744
35192288 | KEEP | ECOP/FUTURE | PLAN |  | 2.26 | 2.26 |  |  |  |  | 1529.29 | UNSE | 152481106 | BRUNSWICK 1106 | BRUNSWICK 11062416 | 360 | 28.9329 | 1638 | 7.7569 | 0.021547 | 0.40596 | 1049 | Tier 3 | ECOP | GRASS VALLEY | Nevada | Sierra | Northern | 5792088 | E.5034397.01 | 119555953 | 35192288 | ECOP - BRUNSWICK 1106 - H04 - LR2416 | 11932.8 | 0 | 0 | 0 |  |  |  | 0 | 4295808 | 2019-44239 |  |  |  | 0 | 0
35192296 | KEEP | ECOP/FUTURE | PLAN |  | 8.1 | 8.1 |  |  |  |  | 1686.54 | UNSE | 163751102 | PINE GROVE 1102 | PINE GROVE 110283098 | 104 | 7.9156 | 1668 | 2.0942 | 0.020137 | 1.4358 | 167 | Tier 3 | ECOP | PINE GROVE | Amador | Stockton | Central Valley | 5792102 | E.5034411.01 | 119556406 | 35192296 | ECOP - PINE GROVE 1102 - H06-LR83098 | 42265 | 0 | 0 | 0 |  |  |  |  | 15396480
35192035 | KEEP | ECOP/FUTURE | PLAN | 2022034 | 2.3 | 2.3 | 2022 |  |  |  | 1529.29 | UNSE | 42091101 | MIRABEL 1101 | MIRABEL 1101298 | 123 | 12.5851 | 1732 | 2.1202 | 0.017238 | 0.25961 | 43 | Tier 3 | ECOP | GUERNEVILLE | Sonoma | North Coast | Northern | 5792065 | E.5034373.01 | 119553910 | 35192035 | ECOP - MIRABEL 1101 - H01-LR298 | 21898 | 0 | 0 | 0 |  |  |  |  | 4371840
35192303 | KEEP | ECOP/FUTURE | PLAN |  | 8.31 | 8.31 | 2023 |  |  |  | 1529.29 | UNSE | 254452101 | MARIPOSA 2101 | MARIPOSA 210110170 | 149 | 16.3131 | 1809 | 2.1297 | 0.014293 | 0.81724 | 44 | Tier 3 | ECOP | MARIPOSA | Mariposa | Yosemite | Central Valley | 5792095 | E.5034404.01.01 | 119556206 | 35192303 | ECOP - MARIPOSA 2101 - H01-LR10170 - PH 1 | 30514 | 10736 | 0 | 0 |  |  |  |  | 15795648 | 2019-46097
35192304 | KEEP | ECOP/FUTURE | PLAN |  | 8 | 8 | 2023 |  |  |  | 1529.29 | UNSE | 254452101 | MARIPOSA 2101 | MARIPOSA 210110170 | 149 | 16.3131 | 1809 | 2.1297 | 0.014293 | 0.73234 | 44 | Tier 3 | ECOP | MARIPOSA | Mariposa | Yosemite | Central Valley | 5792096 | E.5034405.01 | 119556233 | 35192304 | ECOP - MARIPOSA 2101 - H01-LR10170 - PH 2 | 39543 | 4270 | 0 | 0 |  |  |  |  | 15206400 | 2019-46097
35192025 | KEEP | ECOP/FUTURE | PLAN | 2022035 | 8.18 | 8.18 | 2022 |  |  |  | 1529.29 | UNSE | 152181101 | FORESTHILL 1101 | FORESTHILL 11011802 | 259 | 22.2271 | 1865 | 3.2365 | 0.012496 | 0.81086 | 29 | Tier 3 | ECOP | FORESTHILL | Placer | Sierra | Northern | 5792058 | E.5034366.01 | 119550890 | 35192025 | ECOP - FORESTHILL 1101 - H02-LR1802 - PH 1 | 37463 | 0 | 1264 | 0 |  |  |  |  | 15548544
35192028 | KEEP | ECOP/FUTURE | PLAN | 2022036 | 7 | 7 | 2022 |  |  |  | 1529.29 | UNSE | 152181101 | FORESTHILL 1101 | FORESTHILL 11011802 | 259 | 22.2271 | 1865 | 3.2365 | 0.012496 | 0.68291 | 29 | Tier 3 | ECOP | FORESTHILL | Placer | Sierra | Northern | 5792059 | E.5034367.01 | 119550898 | 35192028 | ECOP - FORESTHILL 1101 - H02-LR1802 - PH 2 | 44405 | 0 | 0 | 0 |  |  |  |  | 13305600
35192029 | KEEP | ECOP/FUTURE | PLAN | 2022037 | 7 | 7 | 2022 |  |  |  | 1529.29 | UNSE | 152181101 | FORESTHILL 1101 | FORESTHILL 11011802 | 259 | 22.2271 | 1865 | 3.2365 | 0.012496 | 0.6971 | 29 | Tier 3 | ECOP | FORESTHILL | Placer | Sierra | Northern | 5792060 | E.5034368.01 | 119551168 | 35192029 | ECOP - FORESTHILL 1101 - H02-LR1802 - PH 3 | 36474 | 0 | 1606 | 0 |  |  |  |  | 13305600
35192287 | KEEP | ECOP/FUTURE | PLAN |  | 2.28 | 2.28 |  |  |  |  | 1529.29 | UNSE | 152481106 | BRUNSWICK 1106 | BRUNSWICK 1106CB | 88 | 8.7406 | 1876 | 1.0703 | 0.012162 | 0.18705 | 292 | Tier 3 | ECOP | GRASS VALLEY | Nevada | Sierra | Northern | 5792087 | E.5034395.01 | 119555883 | 35192287 | ECOP - BRUNSWICK 1106 - H02 - CB | 12038.4 | 0 | 0 | 0 |  |  |  | 0 | 4333824 | 2019-44239 |  |  |  | 0 | 0
35192302 | KEEP | ECOP/FUTURE | PLAN |  | 2.2 | 2.2 |  |  |  |  | 1529.29 | UNSE | 163201102 | WEST POINT 1102 | WEST POINT 110293116 | 453 | 42.3177 | 1909 | 5.1406 | 0.011348 | 0.17906 | 310 | Tier 3 | ECOP | PIONEER | Amador | Stockton | Central Valley | 5792110 | E.5034419.01 | 119556928 | 35192302 | ECOP - WEST POINT 1102 - H07-LR93116 | 27139 | 0 | 0 | 0 |  |  |  | 0 | 4181760 | 2019-48952 |  |  |  | 0 | 0
35192297 | KEEP | ECOP/FUTURE | PLAN |  | 3.12 | 3.12 |  |  |  |  | 1686.54 | UNSE | 163751102 | PINE GROVE 1102 | PINE GROVE 1102CB | 136 | 10.8503 | 1920 | 1.4895 | 0.010952 | 0.28697 | 388 | Tier 3 | ECOP | PINE GROVE | Amador | Stockton | Central Valley | 5792103 | E.5034412.01 | 119556415 | 35192297 | ECOP - PINE GROVE 1102 - H07-CB | 23461 | 0 | 0 | 0 |  |  |  | 0 | 5930496 |  |  |  |  | 0 | 0
35192300 | KEEP | ECOP/FUTURE | PLAN |  | 2.22 | 2.22 |  |  |  |  | 1921.66 | UNSE | 163201101 | WEST POINT 1101 | WEST POINT 1101L3355 | 27 | 2.2482 | 1956 | 0.2728 | 0.010104 | 0.18048 | 176 | Tier 3 | ECOP | PIONEER | Amador | Stockton | Central Valley | 5792108 | E.5034417.01 | 119556696 | 35192300 | ECOP - WEST POINT 1101 - H04-TSL3355 | 11960 | 0 | 0 | 0 |  |  |  |  | 4219776 | 2019-43695
35192053 | KEEP | ECOP/FUTURE | PLAN | 2022029 | 3.99 | 3.99 | 2022 |  |  |  | 5879.72 | UNSE | 254421103 | OAKHURST 1103 | OAKHURST 11035120 | 19 | 6.1593 | 1975 | 0.18333 | 0.0096488 | 0.088083 | 404 | Tier 3 | ECOP | FISH CAMP | Mariposa | Yosemite | Central Valley | 5792082 | E.5034391.01 | 119554059 | 35192053 | ECOP - OAKHURST 1103 - LR 5120 | 36121 | 0 | 0 | 10428 |  |  |  |  | 7584192
35191313 | KEEP | ECOP/FUTURE | PLAN | 2022033 | 1.25 | 1.25 | 2022 |  |  |  | 2569 | UNSE | 42811111 | MONTE RIO 1111 | MONTE RIO 111164758 | 97 | 10.464 | 2014 | 0.8528 | 0.0087918 | 0.068256 | 101 | Tier 3 | ECOP | GUERNEVILLE | Sonoma | North Coast | Northern | 5541301 | E.5034350.01 | 119518128 | 35191313 | ECOP - MONTE RIO 1111 - H01-LR64758 | 6574 | 0 | 0 | 0 | 2020-62191 | 2020-62260 | 6600 | 1.25 | 1423418
35174471 | KEEP | ECOP/FUTURE | PLAN | 2021333 | 1 | 1 |  |  |  |  | 0 | UNSE | 42811113 | MONTE RIO 1113 | MONTE RIO 1113180 | 28 | 1.9624 | 2019 | 0.24298 | 0.0086779 | 0.08296 | 142 | Tier 3 | ECOP |  | Sonoma | Sonoma | Northern | 5539421 | E.9999990.01 | 13869444 | 35174471 | ECOP-MONTE RIO 1113-H07-LR180 | 5280 | 0 | 0 | 0 |  |  |  |  | 1900800
35192050 | KEEP | ECOP/FUTURE | PLAN | 2022008 | 3.62 | 3.62 | 2022 |  |  |  | 1529.29 | UNSE | 163201102 | WEST POINT 1102 | WEST POINT 11021303 | 146 | 15.6632 | 2021 | 1.2651 | 0.0086648 | 0.19589 | 114 | Tier 3 | ECOP | PIONEER | Amador | Stockton | Central Valley | 5792077 | E.5034385.01 | 119554054 | 35192050 | ECOP - WEST POINT 1102 - H01-TS1303 | 18935 | 0 | 0 | 0 |  |  |  | 0 | 6880896
35192039 | KEEP | ECOP/FUTURE | PLAN | 2022028 | 2.72 | 2.72 | 2022 |  |  |  | 2310.68 | UNSE | 42811113 | MONTE RIO 1113 | MONTE RIO 1113320 | 29 | 2.776 | 2061 | 0.22308 | 0.0076924 | 0.14645 | 138 | Tier 3 | ECOP | GUERNEVILLE | Sonoma | North Coast | Northern | 5792080 | E.5034389.01 | 119554057 | 35192039 | ECOP - MONTE RIO 1113 - H04-LR320 | 14364 | 0 | 0 | 0 | 2020-56611 | 2020-56759 | 14364 | 2.7205 | 3048240
35192043 | KEEP | ECOP/FUTURE | PLAN | 2022333 | 7.682 | 7.682 |  |  |  |  | 4226.54 | UNSE | 163751102 | PINE GROVE 1102 | PINE GROVE 110213438 | 172 | 16.5402 | 2136 | 1.1008 | 0.0063999 | 0.34254 | 49 | Tier 3 | ECOP | VOLCANO | Amador | Stockton | Central Valley | 5792066 | E.5034374.01 | 119553911 | 35192043 | ECOP - PINE GROVE 1102 - H03-LR13438 - PH 1 | 39345 | 0 | 0 | 0 | 2020-56129 | 2020-56130 | 40560 | 7.6818 | 8449933 |  | 0 | 0 | 40560.96 | 40560.96 | 7.682 | 14749440
35192044 | KEEP | ECOP/FUTURE | PLAN | 2022022 | 8.836 | 8.836 | 2022 |  |  |  | 4594.15 | UNSE | 163751102 | PINE GROVE 1102 | PINE GROVE 110213438 | 172 | 16.5402 | 2136 | 1.1008 | 0.0063999 | 0.39399 | 49 | Tier 3 | ECOP | VOLCANO | Amador | Stockton | Central Valley | 5792067 | E.5034375.01 | 119553912 | 35192044 | ECOP - PINE GROVE 1102 - H03-LR13438 - PH 2 | 46653 | 0 | 0 | 0 | 2020-56131 | 2020-56132 | 46653 | 8.8358 | 9863973
35192054 | KEEP | ECOP/FUTURE | PLAN | 2022031 | 9.64 | 9.64 | 2022 |  |  |  | 5786.9 | UNSE | 254421103 | OAKHURST 1103 | OAKHURST 11035470 | 104 | 9.3142 | 2158 | 0.61457 | 0.0059093 | 0.42616 | 415 | Tier 3 | ECOP | FISH CAMP | Mariposa | Yosemite | Central Valley | 5792083 | E.5034364.01.01 | 119554090 | 35192054 | ECOP - OAKHURST 1103 - LR 5470 | 59746 | 0 | 0 | 0 |  |  |  |  | 18323712
35192037 | KEEP | ECOP/FUTURE | PLAN | 2022015 | 1.94 | 1.94 | 2022 |  |  |  | 7267.98 | UNSE | 43432105 | SILVERADO 2105 | SILVERADO 2105167360 | 70 | 9.5776 | 2174 | 0.39281 | 0.0056116 | 0.05331 | 125 | Tier 3 | ECOP | SANTA ROSA | Sonoma | North Bay | Northern | 5792078 | E.5034387.01 | 119554055 | 35192037 | ECOP - SILVERADO 2105 - H01-LR1421 | 10935 | 0 | 0 | 0 | 2020-56802 | 2020-56843 | 10929.6 | 2.07 | 2020550
35191930 | KEEP | ECOP/FUTURE | PLAN | 2022004 | 6.42 | 6.42 | 2022 |  |  |  | 4191.05 | UNSE | 43021101 | WOODACRE 1101 | WOODACRE 1101404 | 152 | 12.4119 | 2189 | 0.81576 | 0.0053668 | 0.2827 | 33 | Tier 3 | ECOP | SAN GERONIMO | Marin | North Bay | Northern | 5792062 | E.5034370.01 | 119553788 | 35191930 | ECOP - WOODACRE 1101 - H01-LR404 - PH 1 | 35425 | 0 | 0 | 0 |  |  |  | 0 | 12203136
35191934 | KEEP | ECOP/FUTURE | PLAN | 2022006 | 6 | 6 | 2022 |  |  |  | 1529.29 | UNSE | 43021101 | WOODACRE 1101 | WOODACRE 1101404 | 152 | 12.4119 | 2189 | 0.81576 | 0.0053668 | 0.26421 | 33 | Tier 3 | ECOP | SAN GERONIMO | Marin | North Bay | Northern | 5792063 | E.5034371.01 | 119553797 | 35191934 | ECOP - WOODACRE 1101 - H01-LR404 - PH 2 | 28742 | 0 | 0 | 0 |  |  |  |  | 11404800
35192305 | KEEP | ECOP/FUTURE | PLAN |  | 9.88 | 9.88 |  |  |  |  | 1529.29 | UNSE | 163661702 | MIWUK 1702 | MIWUK 17028130 | 123 | 9.9178 | 2217 | 0.5855 | 0.0047602 | 0.39079 | 83 | Tier 3 | ECOP | TWAIN HARTE | Tuolumne | Yosemite | Central Valley | 5792099 | E.5034408.01 | 119556333 | 35192305 | ECOP - MIWUK 1702 - H01-LR8130 | 52166 | 0 | 0 | 0 |  |  |  | 0 | 18779904 | 2019-42251 |  |  |  | 0 | 0
35181199 | KEEP | ECOP/FUTURE | PLAN | 2021333 | 2.52 | 2.52 |  |  |  |  | 6669.42 | ESTS erdy | 163201101 | WEST POINT 1101 | WEST POINT 1101L373 | 93 | 7.394 | 2260 | 0.36311 | 0.0039044 | 0.082915 | 69 | Tier 3 | ECOP | PIONEER | Amador | Stockton | Central Valley | 5790907 | E.5034007.01 | 118991252 | 35181199 | ECOP - WEST POINT 1101 - H03-TSL373 | 42184 | 0 | 0 | 0 | 2020-56868 | 2020-56877 | 42184 | 7.9894 | 8825795 |  | 0 | 0 | 42184 | 42184 | 7.9894 | 15339636.3636
35200127 | KEEP | ECOP/FUTURE | PLAN | 2022038 | 2.11 | 2.11 | 2022 |  |  |  | 1529.29 | UNSE | 152181101 | FORESTHILL 1101 | FORESTHILL 110150486 | 163 | 11.6734 | 2270 | 0.61325 | 0.0037623 | 0.074267 | 42 | Tier 3 | ECOP | FORESTHILL | Placer | Sierra | Northern | 5792513 | E.5034527.01 | 119768637 | 35200127 | ECOP - FORESTHILL 1101 - H03-LR50486 | 11515 | 0 | 0 | 0
35192298 | KEEP | ECOP/FUTURE | PLAN |  | 6.99 | 6.99 |  |  |  |  | 1529.29 | UNSE | 163692102 | SALT SPRINGS 2102 | SALT SPRINGS 210237300 | 41 | 6.9647 | 2301 | 0.14002 | 0.0034152 | 0.094156 | 227 | Tier 3 | ECOP | ARNOLD | Calaveras | Stockton | Central Valley | 5792105 | E.5034414.01 | 119556492 | 35192298 | ECOP - SALT SPRINGS 2102 - H02-LR37300 | 36907.2 | 0 | 0 | 0 |  |  |  | 0 | 13286592 | 2019-42260 |  |  |  | 0 | 0
35192040 | KEEP | ECOP/FUTURE | PLAN | 2022032 | 1.82 | 1.82 | 2022 |  |  |  | 2148.36 | UNSE | 42811113 | MONTE RIO 1113 | MONTE RIO 1113477 | 25 | 1.831 | 2410 | 0.062875 | 0.002515 | 0.041874 | 639 | Tier 3 | ECOP | GUERNEVILLE | Sonoma | North Coast | Northern | 5792084 | E.5034392.01 | 119554091 | 35192040 | ECOP - MONTE RIO 1113 - H08-LR477 | 9943 | 0 | 0 | 0 |  |  |  |  | 3459456
35192041 | KEEP | ECOP/FUTURE | PLAN | 2022012 | 3.24 | 3.24 | 2022 |  |  |  | 7195.17 | UNSE | 163201101 | WEST POINT 1101 | WEST POINT 11014706 | 138 | 11.4516 | 2468 | 0.28923 | 0.0020959 | 0.057936 | 31 | Tier 3 | ECOP | PIONEER | Amador | Stockton | Central Valley | 5792061 | E.5034369.01 | 119552184 | 35192041 | ECOP - WEST POINT 1101 - H01-LR4706 | 17201 | 2317 | 0 | 0 |  |  |  | 0 | 6158592
35191311 | KEEP | ECOP/FUTURE | PLAN | 2022030 | 1.2 | 1.2 | 2022 |  |  |  | 1554.09 | UNSE | 42811113 | MONTE RIO 1113 | MONTE RIO 11138299 | 13 | 1.2019 | 2514 | 0.02235 | 0.0017192 | 0.014951 | 92 | Tier 3 | ECOP | GUERNEVILLE | Sonoma | North Coast | Northern | 5541300 | E.5034349.01 | 119518125 | 35191311 | ECOP - MONTE RIO 1113 - H06-LR8299 | 6247 | 0 | 0 | 0 |  |  |  |  | 2280960
35192051 | KEEP | ECOP/FUTURE | PLAN | 2022018 | 7.18 | 7.18 | 2022 |  |  |  | 2305.86 | UNSE | 163692102 | SALT SPRINGS 2102 | SALT SPRINGS 21024796 | 114 | 7.1902 | 2563 | 0.16766 | 0.0014707 | 0.11217 | 133 | Tier 3 | ECOP | CAMP CONNELL | Calaveras | Stockton | Central Valley | 5792079 | E.5034388.01 | 119554056 | 35192051 | ECOP - SALT SPRINGS 2102 - H01-LR4796 | 41065 | 0 | 0 | 0 |  | 2020-60448 | 41606.4 | 7.88 | 9117346
35191382 | KEEP | ECOP/FUTURE | PLAN |  | 1.49 | 1.49 |  |  |  |  | 1529.29 | UNSE | 13801105 | MORAGA 1105 | MORAGA 1105CB | 121 | 5.7441 | 2619 | 0.13044 | 0.001078 | 0.02267 | 234 | Tier 2 | ECOP | CANYON | Contra Costa | Diablo | Bay Area | 5541308 | E.5034358.01 | 119518526 | 35191382 | ECOP - MORAGA 1105 - H01-CB | 7867.2 | 0 | 0 | 0 |  |  |  | 0 | 2832192 | 2019-44389 |  |  |  | 0 | 0
35192299 | KEEP | ECOP/FUTURE | PLAN |  | 5.09 | 5.09 |  |  |  |  | 1529.29 | UNSE | 163692102 | SALT SPRINGS 2102 | SALT SPRINGS 210297924 | 49 | 5.1496 | 2620 | 0.052198 | 0.0010653 | 0.044326 | 290 | Tier 3 | ECOP | ARNOLD | Calaveras | Stockton | Central Valley | 5792106 | E.5034415.01 | 119556522 | 35192299 | ECOP - SALT SPRINGS 2102 - H04-LR97924 | 5536 | 8000 | 0 | 0 |  |  |  | 0 | 9675072 | 2019-42260 |  |  |  | 0 | 0
35174174 | KEEP | ECOP/FUTURE | PLAN | 2021333 | 0.6 | 0.6 |  |  |  |  | 0 | UNSE | 162821702 | STANISLAUS 1702 | STANISLAUS 17021850 | 182 | 13.4596 | 2651 | 0.16988 | 0.00093342 | 0.0050739 | 66 | Tier 3 | ECOP | ARNOLD | Calaveras | Stockton | Central Valley | 5539421 | E.9999990.01 | 13867552 | 35174174 | ECOP-STANISLAUS 1702-H03-LR1850 | 3168 | 0 | 0 | 0 |  |  |  |  | 1140480
35192285 | KEEP | ECOP/FUTURE | PLAN |  | 10 | 10 |  |  |  |  | 1529.29 | UNSE | 152481106 | BRUNSWICK 1106 | BRUNSWICK 11062796 | 253 | 19.8724 | 2685 | 0.17585 | 0.00069507 | 0.059289 | 180 | Tier 3 | ECOP | GRASS VALLEY | Nevada | Sierra | Northern | 5792085 | E.5034393.01 | 119555791 | 35192285 | ECOP - BRUNSWICK 1106 - H01 - LR2796 - PH 1 | 52800 | 0 | 0 | 0 |  |  |  |  | 19008000 | 2019-44239
35192286 | KEEP | ECOP/FUTURE | PLAN |  | 9.87 | 9.87 |  |  |  |  | 1529.29 | UNSE | 152481106 | BRUNSWICK 1106 | BRUNSWICK 11062796 | 253 | 19.8724 | 2685 | 0.17585 | 0.00069507 | 0.058518 | 180 | Tier 3 | ECOP | GRASS VALLEY | Nevada | Sierra | Northern | 5792086 | E.5034394.01 | 119555811 | 35192286 | ECOP - BRUNSWICK 1106 - H01 - LR2796 - PH 2 | 52113.6 | 0 | 0 | 0 |  |  |  |  | 18760896 | 2019-44239
35191380 | KEEP | ECOP/FUTURE | PLAN |  | 1.01 | 1.01 |  |  |  |  | 1529.29 | UNSE | 163661702 | MIWUK 1702 | MIWUK 17029270 | 68 | 5.8227 | 2745 | 0.03101 | 0.00045602 | 0.0036039 | 206 | Tier 3 | ECOP | TWAIN HARTE | Tuolumne | Yosemite | Central Valley | 5541306 | E.5034356.01 | 119518524 | 35191380 | ECOP - MIWUK 1702 - H02-LR9270 | 5381 | 0 | 0 | 0 |  |  |  | 0 | 1919808 | 2019-42251 |  |  |  | 0 | 0
35191381 | KEEP | ECOP/FUTURE | PLAN |  | 1.2 | 1.2 |  |  |  |  | 1529.29 | UNSE | 163661702 | MIWUK 1702 | MIWUK 17029270 | 68 | 5.8227 | 2745 | 0.03101 | 0.00045602 | 0.0042818 | 206 | Tier 3 | ECOP | TWAIN HARTE | Tuolumne | Yosemite | Central Valley | 5541307 | E.5034356.01 | 119518525 | 35191381 | ECOP - MIWUK 1702 - H03-LR9270 | 6461 | 0 | 0 | 0 |  |  |  | 0 | 2280960 | 2019-42251 |  |  |  | 0 | 0
35174467 |  | ECOP/FUTURE | PLAN | 2021333 | 6 | 6 |  |  |  |  | 3175.4 | ESTS erdy | 162821702 | STANISLAUS 1702 | STANISLAUS 170237276 | 168 | 11.6485 | 2825 | 0.037039 | 0.00022047 | #VALUE! | 37 | Tier 3 | ECOP | ARNOLD | Calaveras | Stockton | Central Valley | 5790106 | E.5033911.01 | 118912984 | 35174467 | CWSP - STANISLAUS 1702 LR 37276 PH1.2 ECOP - STANISLAUS 1702 - H01 - LR37276-Ph1 | moved to 35046371 |  |  |  |  | 2018-61549 | 34056 | 6.45 | 6949300 |  | 0 | 0 | 34056 | 34056 | 6.45 | 12384000
35174468 |  | ECOP/FUTURE | PLAN | 2021333 | 5.72 | 5.72 |  |  |  |  | 2800.77 | ESTS erdy | 162821702 | STANISLAUS 1702 | STANISLAUS 170237276 | 168 | 11.6485 | 2825 | 0.037039 | 0.00022047 | #VALUE! | 37 | Tier 3 | ECOP | ARNOLD | Calaveras | Stockton | Central Valley | 5790107 | E.5033912.01 | 118912985 | 35174468 | CWSP - STANISLAUS 1702 LR 37276 PH1.3 ECOP - STANISLAUS 1702 - H01 - LR37276-Ph2 | moved to 35046371 |  |  |  |  | 2018-61549 | 34056 | 6.45 | 6949300 |  | 0 | 0 | 34056 | 34056 | 6.45 | 12384000
35192045 | KEEP | ECOP/FUTURE | PLAN | 2022014 | 5.4 | 5.4 | 2022 |  |  |  | 3418.02 | UNSE | 162821702 | STANISLAUS 1702 | STANISLAUS 170275348 | 77 | 5.3018 | 2878 | 0.0073521 | 9.5481e-05 | 0.0050171 | 53 | Tier 3 | ECOP | ARNOLD | Calaveras | Stockton | Central Valley | 5792068 | E.5034376.01 | 119553913 | 35192045 | ECOP - STANISLAUS 1702 - H02-LR75348 | 28512 | 0 | 0 | 0 | 2020-54851 | 2020-54852 | 27984 | 5.3 | 7605052
35191317 | KEEP | ECOP/FUTURE | PLAN |  | 1.36 | 1.36 |  |  |  |  | 1529.29 | UNSE | 152481106 | BRUNSWICK 1106 | BRUNSWICK 11064639 | 44 | 3.2486 | 2891 | 0.0029871 | 6.7888e-05 | 0.00083783 | 833 | Tier 3 | ECOP | GRASS VALLEY | Nevada | Sierra | Northern | 5541304 | E.5034353.01 | 119518394 | 35191317 | ECOP - BRUNSWICK 1106 - H03 - LR4639 | 7180.8 | 0 | 0 | 0 |  |  |  | 0 | 2585088 | 2019-44239 |  |  |  | 0 | 0
35114053 | KEEP | EST/COMP | PLAN | 2021138 | 1.56 | 1.56 | 2021 |  |  |  | 75646.16 | ADER erdy | 163751102 | PINE GROVE 1102 | PINE GROVE 11021222 | 218 | 17.2561 | 2271 | 0.81905 | 0.0037571 | 0.04961 | 20 | Tier 3 | PRE | PIONEER | Amador | Stockton | Central Valley | 5786137 | E.5014742.08 | 117502416 | 35114053 | CWSP - PINE GROVE 1102 - LR1222 - PH 2.8 | 8212 | 0 | 0 | 0 |  | 2018-54633 | 83964.72 | 1.59 | 1718171.43 | 2019-35972 | 0 | 0 | 8212 | 8212 | 1.5553 | 2986181.8182 | 2019-80903
35095163 | KEEP | EST/COMP | PLAN | 2021333 | 1.24 | 1.24 |  |  |  |  | 118841.43 | ADER erdy | 163751102 | PINE GROVE 1102 | PINE GROVE 11021222 | 218 | 17.2561 | 2271 | 0.81905 | 0.0037571 | 0.039433 | 20 | Tier 3 | PRE | PIONEER | Amador | Stockton | Central Valley | 5785227 | E.5014742.01 | 114708366 | 35095163 | CWSP - PINE GROVE 1102 - LR1222 - PH 2.1 | 6559 | 0 | 0 | 0 |  | 2020-58296 | 58608 | 11.1 | 2806785 | 2019-35972 | 0 | 0 | 6559 | 6559 | 1.2422 | 2385090.9091 | 2020-00360
35112976 | KEEP | EST/COMP | PLAN |  | 1.83 | 1.83 |  |  |  |  | 18662.98 | ADER erdy | 163201101 | WEST POINT 1101 | WEST POINT 110113444 | 221 | 17.0174 | 2293 | 0.77919 | 0.0035258 | 0.056141 | 63 | Tier 3 | PRE | PIONEER | Amador | Stockton | Central Valley | 5786005 | E.5014727.06 | 117491849 | 35112976 | CWSP - WEST POINT 1101 -LR 13444- PH 1.6 | 9662.4 | 0 | 0 | 0 |  | 2018-70913 | 7761.6 | 1.47 | 1573714 | 2019-35881
35112974 | KEEP | EST/COMP | PLAN |  | 2.61 | 2.61 |  |  |  |  | 184548.95 | ADER erdy | 163201101 | WEST POINT 1101 | WEST POINT 110113444 | 221 | 17.0174 | 2293 | 0.77919 | 0.0035258 | 0.08007 | 63 | Tier 3 | PRE | PIONEER | Amador | Stockton | Central Valley | 5786003 | E.5014727.04 | 117491414 | 35112974 | CWSP - WEST POINT 1101 -LR 13444- PH 1.4 | 13780.8 | 0 | 0 | 0 |  | 2018-70913 | 7761.6 | 1.47 | 1573714 | 2019-35881 | [6 empty] | 2019-78879
35072361 | KEEP | EST/COMP | PLAN | 2021051 | 1.46 | 1.46 | 2021 |  |  |  | 146787.09 | ADER erdy | 163692102 | SALT SPRINGS 2102 | SALT SPRINGS 21023142 | 256 | 17.9587 | 2659 | 0.22061 | 0.00086175 | 0.012016 | 8 | Tier 3 | PRE | ARNOLD | Calaveras | Stockton | Central Valley | 5783907 | E.5015235.01 | 114754228 | 35072361 | CWSP-SALT SPRINGS 2102-LR3142L491-PH1.1 | 7703 | 0 | 0 | 0 |  | 2018-60530 | 10644.48 | 2.016 | 2201000 | 2019-35969 | 0 | 0 | 7703 | 7703 | 1.4589 | 2801090.9091 | 2020-47401
35173959 | KEEP | EST/COMP | PLAN | 2022130 | 2.19 | 2.19 |  |  |  |  | 0 | ADER erdy | 163661702 | MIWUK 1702 | MIWUK 170238218 | 132 | 10.9393 | 2678 | 0.098599 | 0.00074696 | 0.013225 | 32 | Tier 3 | PRE | TWAIN HARTE | Tuolumne | Yosemite | Central Valley | 5785985 |  | 118940594 | 35173959 | CWSP-MIWUK 1702-LR38218-PH1.6 | 11546 | 0 | 0 | 0 |  | 2018-60918 | 9768 | 1.85 | 1963016 | 2019-35889 | 0 | 0 | 4261 | 4261 | 0.80701 | 1549454.5455 | 2020-29263 | 2020-17350 | 0 | 0 | 11546 | 11546 | 2.1867 | 4023891 | 5180025 | 348.5095
35116440 | KEEP | EST/COMP | PLAN | 2021333 | 1.89 | 1.89 |  |  |  |  | 193842.26 | ADER erdy | 163661702 | MIWUK 1702 | MIWUK 17028090 | 53 | 4.0399 | 2829 | 0.011216 | 0.00021162 | 0.0035157 | 102 | Tier 2 | PRE | TWAIN HARTE | Tuolumne | Yosemite | Central Valley | 5785933 | E.5014722.06 | 117604512 | 35116440 | CWSP-MIWUK 1702-LR8090-PH 1.6 | 9980 | 0 | 0 | 0 |  | 2018-63127 | 10296 | 1.95 | 2134266 | 2019-35902 | 0 | 0 | 9980 | 9980 | 1.8902 | 3629090.9091 | 2019-70479
35119968 | KEEP | IN-FLIGHT | PLAN | 2022333 | 0.41 | 0.41 | 2021 |  |  |  | 4963.93 | UNSE | 82021106 | LOS GATOS 1106 | LOS GATOS 1106LB44 | 213 | 19.3494 | 1864 | 2.6623 | 0.012499 | 0.037796 | 841 | Tier 3 | WDDB | LOS GATOS | Santa Clara | De Anza | Central Coast | 5786604 | E.5014535.06 | 117721842 | 35119968 | CWSP - LOS GATOS 1106 - LB44 - PH 3.6 | 2164.8 | 0 | 0 | 0 |  | 2018-31688 | 4800 | 0.90909 | 543400 | N/A | 0 | 0 | 2164.8 | 2164.8 | 0.41 | 787200
35119967 | KEEP | IN-FLIGHT | PLAN | 2022333 | 0.87 | 0.87 | 2021 |  |  |  | 4158.14 | UNSE | 82021106 | LOS GATOS 1106 | LOS GATOS 1106LB44 | 213 | 19.3494 | 1864 | 2.6623 | 0.012499 | 0.080201 | 841 | Tier 3 | WDDB | LOS GATOS | Santa Clara | De Anza | Central Coast | 5786605 | E.5014535.05 | 117721746 | 35119967 | CWSP - LOS GATOS 1106 - LB44 - PH 3.5 | 4593.6 | 0 | 0 | 0 |  | 2018-31688 | 4800 | 0.90909 | 543400 | N/A | 0 | 0 | 4593.6 | 4593.6 | 0.87 | 1670400
35113111 | KEEP | IN-FLIGHT | PLAN | 2022333 | 0.77 | 0.77 | 2021 |  |  |  | 4261.36 | UNSE | 82021106 | LOS GATOS 1106 | LOS GATOS 1106LB44 | 213 | 19.3494 | 1864 | 2.6623 | 0.012499 | 0.070982 | 841 | Tier 3 | WDDB | LOS GATOS | Santa Clara | De Anza | Central Coast | 5786057 | E.5014535.04 | 117492280 | 35113111 | CWSP - LOS GATOS 1106 - LB44 - PH 3.4 | 4065.6 | 0 | 0 | 0 |  | 2018-31688 | 4800 | 0.90909 | 543400 | N/A | 0 | 0 | 4065.6 | 4065.6 | 0.77 | 1478400
35113110 | KEEP | IN-FLIGHT | PLAN | 2022333 | 1.5 | 1.5 | 2021 |  |  |  | 4534.28 | UNSE | 82021106 | LOS GATOS 1106 | LOS GATOS 1106LB44 | 213 | 19.3494 | 1864 | 2.6623 | 0.012499 | 0.13828 | 841 | Tier 3 | WDDB | LOS GATOS | Santa Clara | De Anza | Central Coast | 5786056 | E.5014535.03 | 117492259 | 35113110 | CWSP - LOS GATOS 1106 - LB44 - PH 3.3 | 7920 | 0 | 0 | 0 |  | 2018-31688 | 4800 | 0.90909 | 543400 | N/A | 0 | 0 | 7920 | 7920 | 1.5 | 2880000
35113107 | KEEP | IN-FLIGHT | PLAN | 2022333 | 0.53 | 0.53 | 2021 |  |  |  | 5207.47 | ESTS | 82021106 | LOS GATOS 1106 | LOS GATOS 1106LB44 | 213 | 19.3494 | 1864 | 2.6623 | 0.012499 | 0.048858 | 841 | Tier 3 | WDDB | LOS GATOS | Santa Clara | De Anza | Central Coast | 5786053 | E.5014534.03 | 117492254 | 35113107 | CWSP - LOS GATOS 1106 - LB44 - PH 2.3C | 2798.4 | 0 | 0 | 0 |  | 2018-31656 | 12116 | 2.2947 | 1355000 | N/A | 0 | 0 | 2798.4 | 2798.4 | 0.53 | 1017600
35113106 | KEEP | IN-FLIGHT | PLAN | 2022333 | 0.87 | 0.87 | 2021 |  |  |  | 4920.59 | UNSE | 82021106 | LOS GATOS 1106 | LOS GATOS 1106LB44 | 213 | 19.3494 | 1864 | 2.6623 | 0.012499 | 0.080201 | 841 | Tier 3 | WDDB | LOS GATOS | Santa Clara | De Anza | Central Coast | 5786052 | E.5014534.02 | 117492252 | 35113106 | CWSP - LOS GATOS 1106 - LB44 - PH 2.2B | 4593.6 | 0 | 0 | 0 |  | 2018-31656 | 12116 | 2.2947 | 1355000 | N/A | 0 | 0 | 4593.6 | 4593.6 | 0.87 | 1670400
35119972 | KEEP | IN-FLIGHT | PLAN | 2021179 | 1.62 | 1.62 | 2021 |  |  |  | 89103.71 | UNSE | 82021106 | LOS GATOS 1106 | LOS GATOS 1106LB44 | 213 | 19.3494 | 1864 | 2.6623 | 0.012499 | 0.14934 | 841 | Tier 3 | WDDB | LOS GATOS | Santa Clara | De Anza | Central Coast | 5786589 | E.5015493.01 | 114749460 | 35119972 | CWSP - LOS GATOS 1106 - LB44 - PH 4.1 | 8553.6 | 0 | 0 | 0 |  | 2018-56407 | 23971.2 | 4.54 | 4835000 | N/A | 0 | 0 | 8553.6 | 8553.6 | 1.62 | 3110400
35072147 | KEEP | IN-FLIGHT | PLAN | 2021175 | 1.49 | 1.49 | 2021 |  |  |  | 130026.25 | ESTS | 82021106 | LOS GATOS 1106 | LOS GATOS 1106LB44 | 213 | 19.3494 | 1864 | 2.6623 | 0.012499 | 0.13736 | 841 | Tier 3 | WDDB | LOS GATOS | Santa Clara | De Anza | Central Coast | 5782536 | E.5014319.01 | 114474286 | 35072147 | CWSP - LOS GATOS 1106 - LB44 - PH 1.1 | 7867.2 | 0 | 0 | 0 |  | 2018-30241 |  | 0 |  | N/A | 0 | 0 | 7867.2 | 7867.2 | 1.49 | 2860800
35031663 | KEEP | IN-FLIGHT | PLAN | 2021176 | 0.69 | 0.69 | 2021 |  |  |  | 40032.8 | ESTS | 82021106 | LOS GATOS 1106 | LOS GATOS 1106LB44 | 213 | 19.3494 | 1864 | 2.6623 | 0.012499 | 0.063607 | 841 | Tier 3 | WDDB | LOS GATOS | Santa Clara | De Anza | Central Coast | 5780842 | E.5014535.01 | 114474316 | 35031663 | CWSP - LOS GATOS 1106 - LB44 - PH 3.1 | 3643.2 | 0 | 0 | 0 |  | 2018-31688 | 4800 | 0.90909 | 543400 | N/A | 0 | 0 | 3643.2 | 3643.2 | 0.69 | 1324800
35094395 | KEEP | IN-FLIGHT | PLAN | 2022333 | 0.59 | 0.59 | 2021 |  |  |  | 53042.41 | ESTS | 43311102 | KONOCTI 1102 | KONOCTI 1102532 | 124 | 9.7294 | 1999 | 1.1234 | 0.0090595 | 0.045642 | 153 | Tier 3 | PRE | KELSEYVILLE | Lake | Humboldt | Northern | 5785165 | E.5015029.09 | 117130858 | 35094395 | CWSP - KONOCTI 1102 - LR 532 - PH8 | 3132 | 0 | 0 | 0 |  | 2018-50209 | 4593.6 | 0.87 | 930690 | N/A | 0 | 0 | 3132 | 3132 | 0.59318 | 1138909.0909
35094389 | KEEP | IN-FLIGHT | PLAN | 2022333 | 0.52 | 0.52 | 2021 |  |  |  | 70540.85 | ESTS | 43311102 | KONOCTI 1102 | KONOCTI 1102532 | 124 | 9.7294 | 1999 | 1.1234 | 0.0090595 | 0.040227 | 153 | Tier 3 | PRE | KELSEYVILLE | Lake | Humboldt | Northern | 5785159 | E.5015029.03 | 117130852 | 35094389 | CWSP - KONOCTI 1102 - LR 532 - PH2 | 2741 | 0 | 0 | 0 |  | 2018-50209 | 4593.6 | 0.87 | 930690 | N/A | 0 | 0 | 2741 | 2741 | 0.51913 | 996727.2727
35058272 | KEEP | IN-FLIGHT | PLAN |  | 10.25 | 10.25 |  |  |  |  | 5637.12 | UNSE | 152762101 | EL DORADO PH 2101 | EL DORADO PH 2101CB | 74 | 7.4561 | 2250 | 0.3064 | 0.0041406 | 0.28221 | 76 | Tier 3 | PRE | POLLOCK PINES | El Dorado | Sierra | Northern | 5782589 | E.5015419.01 | 114987334 | 35058272 | CWSP- EL DORADO 2101 OCB ZONE PHASE 2 | 54120 | 0 | 0 | 0 | 2018-78694 | 2018-81386 | 54120 | 10.25 | 11380340 |  |  |  |  | 0 | 0
35116389 | KEEP | IN-FLIGHT | PLAN | 2021115 | 1.89 | 1.89 | 2021 |  |  |  | 220804.77 | ESTS | 163661701 | MIWUK 1701 | MIWUK 1701953336 | 132 | 11.8555 | 2267 | 0.50381 | 0.0038168 | 0.053813 | 12 | Tier 2 | PRE | TWAIN HARTE | Tuolumne | Yosemite | Central Valley | 5785970 | E.5014733.06 | 117604676 | 35116389 | CWSP - MIWUK 1701 - LR 8060 - PH 1.6 | 9970 | 0 | 0 | 0 |  | 2018-59382 | 62304 | 11.8 | 12757300 | 2019-35887 | 0 | 0 | 9970 | 9970 | 1.8883 | 3625454.5455 | 2020-01521
35114046 | KEEP | IN-FLIGHT | PLAN | 2021133 | 1.23 | 1.23 | 2021 |  |  |  | 75149.45 | ESTS erdy | 163751102 | PINE GROVE 1102 | PINE GROVE 11021222 | 218 | 17.2561 | 2271 | 0.81905 | 0.0037571 | 0.039115 | 20 | Tier 3 | PRE | PIONEER | Amador | Stockton | Central Valley | 5785996 | E.5014742.02 | 117499462 | 35114046 | CWSP - PINE GROVE 1102 - LR1222 - PH 2.2 | 6113 | 0 | 0 | 0 |  | 2018-54633 | 83964.72 | 1.59 | 1718171.43 | 2019-35972 | 0 | 0 | 6113 | 6113 | 1.1578 | 2222909.0909 | 2020-21513
35112972 | KEEP | IN-FLIGHT | PLAN | 2021333 | 1.26 | 1.26 |  |  |  |  | 24865.01 | ESTS erdy | 163201101 | WEST POINT 1101 | WEST POINT 110113444 | 221 | 17.0174 | 2293 | 0.77919 | 0.0035258 | 0.038654 | 63 | Tier 3 | PRE | PIONEER | Amador | Stockton | Central Valley | 5786001 | E.5014727.02 | 117491267 | 35112972 | CWSP - WEST POINT 1101 -LR 13444- PH 1.2 | 7761 | 0 | 0 | 0 |  | 2018-70913 | 7761.6 | 1.47 | 1573714 | 2019-35881 | 0 | 0 | 7761 | 7761 | 1.4699 | 2822181.8182 | 2020-64148
35112975 | KEEP | IN-FLIGHT | PLAN |  | 1.45 | 1.45 |  |  |  |  | 185699.82 | ESTS | 163201101 | WEST POINT 1101 | WEST POINT 110113444 | 221 | 17.0174 | 2293 | 0.77919 | 0.0035258 | 0.044483 | 63 | Tier 3 | PRE | PIONEER | Amador | Stockton | Central Valley | 5786004 | E.5014727.05 | 117491771 | 35112975 | CWSP - WEST POINT 1101 -LR 13444- PH 1.5 | 7656 | 0 | 0 | 0 |  | 2018-70913 | 7761.6 | 1.47 | 1573714 | 2019-35881 | [6 empty] | 2019-80056
35052824 | KEEP | IN-FLIGHT | PLAN | 2022129 | 11.6 | 11.6 |  |  |  |  | 203.59 | UNSE | 163661702 | MIWUK 1702 | MIWUK 1702823548 | 231 | 19.7276 | 2411 | 0.57976 | 0.0025098 | 0.22841 | 23 | Tier 3 | PRE | TWAIN HARTE | Tuolumne | Yosemite | Central Valley | 5786460 | E.5014725.01 | 114697826 | 35052824 | CWSP - MIWUK 1702 - LR6018 - PH 2 | 61248 | 0 | 0 | 0 |  |  |  |  | 22049280
| KEEP | IN-FLIGHT | PLAN |  | 0.442 | 0.442 | 2021 |  |  |  | #N/A | #N/A | 83622106 | CAMP EVERS 2106 | CAMP EVERS 21065020 | 185 | 15.0702 | 2464 | 0.3934 | 0.0021265 | 0.0077305 | 46 | Tier 3 | PRE | SCOTTS VALLEY | Santa Cruz | Central Coast | Central Coast | 5530159 | E.5015682.01.02 | 119896242 |  | CWSP - CAMP EVERS 2106 - LR5020 - PH 3.2 | 2335 |  |  |  |  | 2018-64528 | 7708.8 | 1.46 | 1560056 | N/A | 0 | 0 | 2335 | 2335 | 0.44223 | 849090.9091
| KEEP | IN-FLIGHT | PLAN |  | 1.586 | 1.586 | 2021 |  |  |  | #N/A | #N/A | 83622106 | CAMP EVERS 2106 | CAMP EVERS 21065020 | 185 | 15.0702 | 2464 | 0.3934 | 0.0021265 | 0.027739 | 46 | Tier 3 | PRE | SCOTTS VALLEY | Santa Cruz | Central Coast | Central Coast | 5530159 | E.5015682.01.03 | 119896249 |  | CWSP - CAMP EVERS 2106 -LR5020 - PH 3.3 | 8375 |  |  |  |  | 2018-64528 | 7708.8 | 1.46 | 1560056 | N/A | 0 | 0 | 8375 | 8375 | 1.5862 | 3045454.5455
| KEEP | IN-FLIGHT | PLAN |  | 1.948 | 1.948 | 2021 |  |  |  | #N/A | #N/A | 83622106 | CAMP EVERS 2106 | CAMP EVERS 21065020 | 185 | 15.0702 | 2464 | 0.3934 | 0.0021265 | 0.03407 | 46 | Tier 3 | PRE | SCOTTS VALLEY | Santa Cruz | Central Coast | Central Coast | 5530159 | E.5015682.01.04 | 119896480 |  | CWSP - CAMP EVERS 2106 -LR5020 - PH 3.4 | 10284 |  |  |  |  | 2018-64528 | 7708.8 | 1.46 | 1560056 | N/A | 0 | 0 | 10284 | 10284 | 1.9477 | 3739636.3636
| KEEP | IN-FLIGHT | PLAN |  | 1.9 | 1.9 | 2021 |  |  |  | #N/A | #N/A | 83622106 | CAMP EVERS 2106 | CAMP EVERS 21065020 | 185 | 15.0702 | 2464 | 0.3934 | 0.0021265 | 0.033231 | 46 | Tier 3 | PRE | SCOTTS VALLEY | Santa Cruz | Central Coast | Central Coast | 5530159 | E.5015682.01.05 | 119896482 |  | CWSP - CAMP EVERS 2106 -LR5020 - PH 3.5 | 10033 |  |  |  |  | 2018-64528 | 7708.8 | 1.46 | 1560056 | N/A | 0 | 0 | 10033 | 10033 | 1.9002 | 3648363.6364
35051472 | KEEP | IN-FLIGHT | PLAN | 2022333 | 0.867 | 0.867 | 2021 |  |  |  | 23237.42 | ESTS erdy | 83622106 | CAMP EVERS 2106 | CAMP EVERS 21065020 | 185 | 15.0702 | 2464 | 0.3934 | 0.0021265 | 0.015164 | 46 | Tier 3 | PRE | SCOTTS VALLEY | Santa Cruz | Central Coast | Central Coast | 5530159 | E.5015682.01.01 | 114865601 | 35051472 | CWSP - CAMP EVERS 2106 - LR5020 - PH 3.1 | 4577 | 0 | 0 | 0 | 2018-63027 | 2018-64528 | 7708.8 | 1.46 | 1560056 | N/A | 0 | 0 | 4577 | 4577 | 0.86686 | 1664363.6364
35047311 | KEEP | IN-FLIGHT | PLAN |  | 8.87 | 8.87 | 2022 |  |  |  | 22141.8 | UNSE | 83622106 | CAMP EVERS 2106 | CAMP EVERS 21065020 | 185 | 15.0702 | 2464 | 0.3934 | 0.0021265 | 0.15513 | 46 | Tier 3 | PRE | SCOTTS VALLEY | Santa Cruz | Central Coast | Central Coast | 5530159 |  | 114758053 | 35047311 | CWSP-CAMP EVERS 2106-LR5020-PH1.1 | 46833.6 | 0 | 0 | 0 | 2018-56530 | 2018-58912 | 46833.6 | 8.87 | 9176000
35129767 | KEEP | IN-FLIGHT | PLAN | 2021333 | 2.59 | 2.59 |  |  |  |  | 108795.1 | ESTS erdy | 152481103 | BRUNSWICK 1103 | BRUNSWICK 11032200 | 64 | 5.5712 | 2521 | 0.10808 | 0.0016888 | 0.033666 | 117 | Tier 3 | PRE | NEVADA CITY | Nevada | Sierra | Northern | 5746480 | E.5015531.02 | 114810960 | 35129767 | CWSP-BRUNSWICK 1103-LR2200-PH1 | 13700 | 0 | 0 | 0 |  | 2018-65949 | 7392 | 1.4 | 1477500 |  | 0 | 0 | 13700 | 13700 | 2.5947 | 4981818.1818
35115847 | KEEP | IN-FLIGHT | PLAN | 2021063 | 1.81 | 1.81 | 2021 |  |  |  | 65290.49 | ESTS | 163692102 | SALT SPRINGS 2102 | SALT SPRINGS 21023142 | 256 | 17.9587 | 2659 | 0.22061 | 0.00086175 | 0.014897 | 8 | Tier 3 | PRE | ARNOLD | Calaveras | Stockton | Central Valley | 5786018 | E.5015236.02 | 117602056 | 35115847 | CWSP-SALT SPRINGS 2102-LR3142-PH 2.2 | 9566 | 0 | 0 | 0 |  | 2018-60542 | 7708.8 | 1.46 | 1574171 | 2019-35904 | 0 | 0 | 9566 | 9566 | 1.8117 | 3478545.4545 | 2019-65615
35116441 | KEEP | IN-FLIGHT | PLAN | 2021333 | 2.28 | 2.28 |  |  |  |  | 42012.76 | ESTS erdy | 163661702 | MIWUK 1702 | MIWUK 170238218 | 132 | 10.9393 | 2678 | 0.098599 | 0.00074696 | 0.013769 | 32 | Tier 3 | PRE | TWAIN HARTE | Tuolumne | Yosemite | Central Valley | 5785981 | E.5014776.02 | 117605164 | 35116441 | CWSP-MIWUK 1702-LR38218-PH1.2 | 12015 | 0 | 0 | 0 |  | 2018-60918 | 9768 | 1.85 | 1963016 | 2019-35889 | 0 | 0 | 12015 | 12015 | 2.2756 | 4369090.9091 | 2019-65015
35116398 | KEEP | IN-FLIGHT | PLAN | 2021333 | 1.84 | 1.84 |  |  |  |  | 26981.48 | ESTS erdy | 163661702 | MIWUK 1702 | MIWUK 17028090 | 53 | 4.0399 | 2829 | 0.011216 | 0.00021162 | 0.0034227 | 102 | Tier 2 | PRE | TWAIN HARTE | Tuolumne | Yosemite | Central Valley | 5785931 | E.5014722.04 | 117604615 | 35116398 | CWSP-MIWUK 1702-LR8090-PH 1.4 | 9730 | 0 | 0 | 0 |  | 2018-63127 | 10296 | 1.95 | 2134266 | 2019-35902 | 0 | 0 | 9730 | 9730 | 1.8428 | 3538181.8182 | 2020-62924
74022389 |  | NEED REVIEW | PLAN |  | 13.39 | 13.39 | 2022 |  |  |  | 19628.44 | UNSE | 102831106 | PARADISE 1106 | PARADISE 11062234 | 0 | 0 | 0 | 0 | 0 | #DIV/0! | 28 | Tier 3 | PRE | PARADISE | Butte | North Valley | Northern | 5782907 | E.5015532.01 | 114742450 | 74022389 | CWSP - PARADISE 1106 - OCB & LR 2234 | 0
35052738 |  | NEED REVIEW | PLAN |  |  | 0 |  |  |  |  | 0 | UNSE | 163351705 | CURTIS 1705 | CURTIS 1705843 | 0 | 0 | 0 | 0 | 0 | #DIV/0! | 149 | Tier 3 | PRE | SONORA | Tuolumne | Yosemite | Central Valley | 5530178 |  | 114688224 | 35052738 | CWSP-CURTIS 1705-TS843-PH1.1
35052327 |  | NEED REVIEW | PLAN |  |  | 0 |  |  |  |  | 2807.79 | UNSE | 102831101 | PARADISE 1101 | PARADISE 1101CB | 0 | 0 | 0 | 0 | 0 | #DIV/0! | 328 | Tier 3 | PRE | PARADISE | Butte | North Valley | Northern | 5530169 |  | 114884306 | 35052327 | CWSP-PARADISE 1101-OCB | [7 empty] | 0 | [5 empty] | 0 | 0
35060027 |  | NEED REVIEW | PLAN |  |  | 0 |  |  |  |  | 171.99 | UNSE | 102831104 | PARADISE 1104 | PARADISE 11041571 | 0 | 0 | 0 | 0 | 0 | #DIV/0! | 484 | Tier 3 | PRE | PARADISE | Butte | North Valley | Northern | 5530169 |  | 115079333 | 35060027 | CWSP-PARADISE 1104-TS 1571 | [5 empty] | 2018-82456 |  | 0 | [5 empty] | 0 | 0
35047316 |  | NEED REVIEW |  |  | 11.6 | 11.6 |  |  |  |  | 9809.56 | UNSE | 043432104 | BEN LOMOND 0401 | CAMP EVERS 21055206 | 0 | 0 | 0 | 0 | 0 | #DIV/0! |  | Tier 3 | PRE | BEN LOMOND | Santa Cruz | Central Coast | Central Coast | 5786126 | # | 114760990 | 35047316 | CWSP - CAMPEVERS2105 - LR 5206 - 4KV PH3 | 61248 | 0 | 0 | 0 |  | 2018-81731 | 61248 | 11.6 | 12469100 |  |  |  |  | 0 | 0
35047317 |  | NEED REVIEW |  |  |  | 0 |  |  |  |  | 4737.11 | UNSE | 083622105 | CAMP EVERS 2105 | CAMP EVERS 21055300 | 0 | 0 | 0 | 0 | 0 | #DIV/0! |  | Tier 3 | PRE | FELTON | Santa Cruz | Central Coast | Central Coast |  |  | 114760995 | 35047317 | CWSP - CAMPEVERS2105 - LR 5300 - 4KV PH7 | [5 empty] | 2018-83742 | 53856 | 10.2 | 11084200 |  |  |  |  | 0 | 0
74022664 |  | NEED REVIEW |  |  |  | 0 |  |  |  |  | 84655.22 | FICL redl | 043432105 | ORO FINO 1101 |  | 0 | 0 | 0 | 0 | 0 | #DIV/0! |  | Tier 3 | BUTTE | PARADISE | Butte | North Valley | Northern |  | E.5015609.01 | 115344105 | 74022664 | CAMP FIRE RECONDUCTOR LINE DEPOT RD | [7 empty] | 0 | [5 empty] | 0 | 0
74022663 |  | NEED REVIEW |  |  |  | 0 |  |  |  |  | -990236.86 | DOCC idoc | 103081105 | BUTTE 1105 |  | 0 | 0 | 0 | 0 | 0 | #DIV/0! |  | Tier 3 | BUTTE | PARADISE | Butte | North Valley | Northern | 5530166 | E.5015613.01 | 115345680 | 74022663 | CAMP FIRE RECOND LINE HONEY RN BUTTE 05 | [7 empty] | 0 | [5 empty] | 0 | 0
35059696 |  | NEED REVIEW |  |  |  | 0 |  |  |  |  | 675.26 | UNSE | 158031101 | ECHO SUMMIT 1101 |  | 0 | 0 | 0 | 0 | 0 | #DIV/0! |  | Tier 3 | PRE | LITTLE NORWAY | El Dorado | Sierra | Northern | 5786461 |  | 115061014 | 35059696 | ECHO SUMMIT 1101 – REPLACING TREE ATTACH | [7 empty] | 0 | [5 empty] | 0 | 0
35066622 |  | NEED REVIEW | PLAN |  |  | 0 |  |  |  |  | 50019.24 | UNSE erdy hold | 182951101 | FOOTHILL 1101 | FOOTHILL 1101CB | 149 | 13.3933 | 908 | 11.8181 | 0.079316 | #DIV/0! | 668 | Tier 3 | WDDB | SAN LUIS OBISPO | San Luis Obispo | Los Padres | Central Coast | 5783289 | E.5015594.01 | 113245749 | 35066622 | FOOTHILL 1101 LS CO9973 RECONDUCTOR, SLO | [5 empty] | 2018-02855 |  | 0 | [5 empty] | 0 | 0
31364228 |  | NEED REVIEW | PLAN |  |  | 0 |  |  |  |  | 645.06 | UNSE | 182951101 | FOOTHILL 1101 | FOOTHILL 1101CB | 149 | 13.3933 | 908 | 11.8181 | 0.079316 | #DIV/0! | 668 | Tier 1 | WDDB | SAN LUIS OBISPO | San Luis Obispo | Los Padres | Central Coast | 5530166 |  | 113782453 | 31364228 | RECOND 4490FT OF 4ACSR WITH 2CU TW | [5 empty] | 2018-89198 |  | 0 | [5 empty] | 0 | 0
31291639 |  | NEED REVIEW | PLAN |  |  | 0 |  |  |  |  | 112584.18 | ESTS hold | 182951101 | FOOTHILL 1101 | FOOTHILL 1101CB | 149 | 13.3933 | 908 | 11.8181 | 0.079316 | #DIV/0! | 668 | Tier 3 | WDDB | SAN LUIS OBISPO | San Luis Obispo | Los Padres | Central Coast | 5530166 |  | 112443196 | 31291639 | FH 1101 O'CONNOR WY RECOND 12 SPANS, SLO | [5 empty] | 2017-02976 |  | 0 | [5 empty] | 0 | 0 |  | 2018-64266
35060383 |  | NEED REVIEW | PLAN |  |  | 0 |  |  |  |  | 0 | UNSE | 192311142 | FRUITLAND 1142 | FRUITLAND 1142CB | 116 | 10.5018 | 1105 | 6.5332 | 0.056321 | #DIV/0! | 671 | Tier 2 | WDDB | MYERS FLAT | Humboldt | Humboldt | Northern | 5530164 |  | 112190914 | 35060383 | WDDB - FRUITLAND 1142CB C/O 1679 | [5 empty] | 2016-120488 |  | 0 | [5 empty] | 0 | 0
35181939 |  | NEED REVIEW | PLAN |  |  | 0 |  |  |  |  | 0 | UNSE | 102911103 | WYANDOTTE 1103 | WYANDOTTE 11031508 | 249 | 27.2114 | 1176 | 12.4656 | 0.050062 | #DIV/0! | 1086 | Tier 3 | WDDB | BERRY CREEK | Butte | North Valley | Northern | 5791278 | E.5034174.01 | 119146963 | 35181939 | WD RECONDUCTORING ON WYANDOTTE 1103 | [7 empty] | 0 | [5 empty] | 0 | 0
35057921 |  | NEED REVIEW | PLAN |  |  | 0 |  |  |  |  | 1232.06 | UNSE | 43292103 | PUEBLO 2103 | PUEBLO 2103678 | 325 | 35.3298 | 1224 | 14.9751 | 0.046077 | #DIV/0! | 760 | Tier 3 | WDDB | NAPA | Napa | North Bay | Bay Area | 5530168 |  | 115025758 | 35057921 | PUEBLO 2103 RECOND W TW PAST FUSE 2013 | [5 empty] | 2019-24780 |  | 0 | [5 empty] | 0 | 0
35073059 |  | NEED REVIEW | PLAN |  |  | 0 |  |  |  |  | 3724.58 | UNSE erdy | 42721104 | SONOMA 1104 | SONOMA 110478372 | 198 | 16.6228 | 1334 | 7.3862 | 0.037304 | #DIV/0! | 1476 | Tier 2 | WDDB | SONOMA | Sonoma | Sonoma | Northern | 5530175 |  | 115768648 | 35073059 | SONOMA1104 WIREDOWN | [7 empty] | 0 | [5 empty] | 0 | 0
31272374 |  | NEED REVIEW | 0 |  |  | 0 |  |  |  |  | 2284586.1 | PEND | 82931101 | POINT MORETTI 1101 | POINT MORETTI 11015076 | 67 | 7.4932 | 1393 | 2.2618 | 0.033758 | #DIV/0! | 2568 | Tier 3 | WDDB | DAVENPORT | Santa Cruz | Central Coast | Central Coast | 5788791 | P.11381 | 111973964 | 31272374 | R2RECONDUCT PT.MORETTI FROM 5043 TO 5955 | [7 empty] | 0 | [5 empty] | 0 | 0
31361969 |  | NEED REVIEW | 0 |  |  | 0 |  |  |  |  | 1200.31 | UNSE erdy | 43381101 | POINT ARENA 1101 | POINT ARENA 11013702 | 35 | 4.8865 | 1490 | 0.99668 | 0.028477 | #DIV/0! | 2712 | Tier 3 | WDDB | POINT ARENA | Mendocino | Sonoma | Northern | 5530159 | # | 113752520 | 31361969 | RECON 9,400 FT - POINT ARENA 1101 | [7 empty] | 0 | [5 empty] | 0 | 0
35024428 |  | NEED REVIEW | PLAN |  |  | 0 |  |  |  |  | 220.19 | UNSE | 152591101 | SUMMIT 1101 | SUMMIT 110148632 | 38 | 2.7288 | 1529 | 1.0003 | 0.026323 | #DIV/0! | 2032 | Tier 2 | WDDB | SODA SPRINGS | Placer | Sierra | Northern | 5530173 |  | 114127299 | 35024428 | SUMMIT 1101 RECONDUCTOR W TREE WIRE | [7 empty] | 0 | [5 empty] | 0 | 0
35052822 |  | NEED REVIEW | PLAN |  | 11.8 | 11.8 | 2022 |  |  |  | 566.77 | UNSE | 163661701 | MIWUK 1701 | MIWUK 17018050 | 137 | 12.1095 | 1569 | 3.3307 | 0.024311 | #DIV/0! | 45 | Tier 3 | PRE | TWAIN HARTE | Tuolumne | Yosemite | Central Valley | 5530178 |  | 114637561 | 35052822 | CWSP - MIWUK 1701 - LR 8050 | 0
35135005 |  | NEED REVIEW | PLAN |  |  | 0 |  |  |  |  | 8238.33 | UNSE | 042031125 | ALTO 1125 | ALTO 1125902 | 83 | 12.0881 | 1654 | 1.7351 | 0.020905 | #DIV/0! | 970 | Tier 3 | WDDB | MILL VALLEY | Marin | North Bay | Bay Area | 5530168 | P.11644 | 111104641 | 35135005 | MVWF ALTO 1125 MUIR WOOD DR,MUIR BEACH | 0 | 0 | 0 | 0 |  |  |  | 0 | [5 empty] | 0 | 0
35074009 |  | NEED REVIEW | PLAN |  |  | 0 |  |  |  |  | 0 | UNSE | 042031124 | ALTO 1124 | ALTO 1124432 | 72 | 7.8444 | 1714 | 1.2765 | 0.017729 | 0 | 904 | Tier 3 | WDDB | MILL VALLEY | Marin | North Bay | Bay Area | 5530168 |  | 115826672 | 35074009 | ALTO 1124 WIRE DOWN ILIS 18-0109573 | 5000 | 0 | 0 | 0 |  | 2017-99508 | 5000 | 0.94697 | 500000 |  |  |  |  | 0 | 0
|  | NEED REVIEW | PLAN |  |  | 0 |  |  |  |  | #N/A | #N/A | 82021107 | LOS GATOS 1107 | LOS GATOS 110760114 | 220 | 24.3149 | 1738 | 3.7337 | 0.016971 | #DIV/0! | 15
35048009 |  | NEED REVIEW | PLAN |  |  | 0 |  |  |  |  | 0 | UNSE | 153662102 | APPLE HILL 2102 | APPLE HILL 210297982 | 104 | 9.6597 | 1847 | 1.3407 | 0.012892 | 0 | 255 | Tier 3 | PRE | SOMERSET | El Dorado | Sierra | Northern | 5530173 | # | 114790791 | 35048009 | CWSP-APPLE HILL 2102-LR97982-PH1.1 | 53856 | 0 | 0 | 0 |  | 2018-56997 | 53856 | 10.2 | 10900000 |  |  |  |  | 0 | 0
35061810 |  | NEED REVIEW | PLAN |  |  | 0 |  |  |  |  | 4129.82 | UNSE | 152762101 | EL DORADO PH 2101 | EL DORADO PH 210119612 | 102 | 9.1274 | 2037 | 0.85418 | 0.0083743 | #DIV/0! | 238 | Tier 2 | PRE | EL DORADO | El Dorado | Sierra | Northern | 5783177 | E.5015573.01 | 115217232 | 35061810 | CWSP - EL DORADO PH 2101 ZONE 19612 | [7 empty] | 0 | [5 empty] | 0 | 0
31272375 |  | NEED REVIEW | 0 |  |  | 0 |  |  |  |  | 79225.3 | PEND | 82931101 | POINT MORETTI 1101 | POINT MORETTI 110112122 | 63 | 6.5681 | 2199 | 0.32133 | 0.0051004 | #DIV/0! | 2707 | Tier 3 | WDDB | DAVENPORT | Santa Cruz | Central Coast | Central Coast | 5530159 | P.11379 | 111973967 | 31272375 | R2 RECONDUCT PT. MORETTI BEYOND 5995 | [7 empty] | 0 | [5 empty] | 0 | 0
35065842 |  | NEED REVIEW | PLAN |  |  | 0 |  |  |  |  | 1547.88 | UNSE | 152762101 | EL DORADO PH 2101 | EL DORADO PH 210126000 | 339 | 34.369 | 2252 | 1.3974 | 0.0041222 | #DIV/0! | 67 | Tier 3 | PRE | EL DORADO | El Dorado | Sierra | Northern | 5782591 | E.5015430.01 | 115417043 | 35065842 | CWSP-EL DORADO 2101-LR26000-PH3.1 | [7 empty] | 0 | [5 empty] | 0 | 0
|  | NEED REVIEW | PLAN | 2022093 | 6.27 | 6.27 |  |  |  |  | #N/A | #N/A | 42811113 | MONTE RIO 1113 | MONTE RIO 1113524 | 76 | 6.2626 | 2286 | 0.2749 | 0.0036171 | #DIV/0! | 17 | Tier 3 | PRE | GUERNEVILLE | Sonoma | North Coast | Northern | [5 empty] | 0
35049538 |  | NEED REVIEW | PLAN |  |  | 0 |  |  |  |  | 8388.56 | UNSE | 082841102 | BIG BASIN 1102 | BIG BASIN 110212758 | 70 | 5.9807 | 2358 | 0.20629 | 0.002947 | 0 | 537 | Tier 3 | PRE | BOULDER CREEK | Santa Clara | Central Coast | Central Coast | 5792090 |  | 114832089 | 35049538 | CWSP-BIG BASIN 1102-LR12758-PH1.1 | 44088 | 0 | 0 | 0 | 2018-62221 | 2018-66371 | 44088 | 8.35 | 9003540 |  |  |  |  | 0 | 0
35019004 |  | NEED REVIEW | 0 |  |  | 0 |  |  |  |  | 8820.84 | UNSE | 182971101 | PURISIMA 1101 | PURISIMA 110149394 | 111 | 1.1414 | 2443 | 0.24985 | 0.0022509 | #DIV/0! | 2713 | Tier 3 | WDDB | LOMPOC, CA 93436 | San Luis Obispo | Central Coast | Central Coast | 5530175 | # | 113677313 | 35019004 | PURISIMA 1101 LS SW8139 REPL OH LINE | [7 empty] | 0 | [5 empty] | 0 | 0
74011865 |  | NEED REVIEW | 0 |  |  | 0 |  |  |  |  | 90798.31 | UNSE | 158031101 | ECHO SUMMIT 1101 | ECHO SUMMIT 1101344250 | 10 | 0.80733 | 2461 | 0.021484 | 0.0021484 | #DIV/0! | 2789 | Tier 3 | WDDB | ECHO LAKE | El Dorado | Sierra | Northern | 5530166 | E.0000088.01 | 112804948 | 74011865 | PH.3 - RECON. ECHO SUMMIT 1101 11,600' | [7 empty] | 0 | [5 empty] | 0 | 0
35060387 |  | NEED REVIEW | PLAN |  |  | 0 |  |  |  |  | 0 | UNSE | 043081101 | BIG RIVER 1101 | BIG RIVER 11013002 | 76 | 7.2429 | 2564 | 0.11126 | 0.001464 | #DIV/0! | 1540 | Tier 2 | WDDB | MENDOCINO | Mendocino | Humboldt | Northern | 5513264 |  | 112404866 | 35060387 | WDDB BIG RIVER 1101 FUSE 5187 RECONDUCTO | 0 | 0 | 0 | 0 |  |  |  | 0 | [5 empty] | 0 | 0
31344017 |  | NEED REVIEW | PLAN |  |  | 0 |  |  |  |  | 1088.43 | UNSE | 42291101 | OLEMA 1101 | OLEMA 11011318 | 113 | 8.5087 | 2583 | 0.14661 | 0.0012974 | #DIV/0! | 476 | Tier 3 | WDDB | POINT REYES STATION | Marin | North Bay | Bay Area | 5530168 |  | 113163271 | 31344017 | 2019 OLEMA 1101 HIGH SPLICE CNT_2 | [5 empty] | 2017-104655 |  | 0 | [5 empty] | 0 | 0
31246787 |  | NEED REVIEW | 0 |  |  | 0 |  |  |  |  | 2500.01 | UNSE | 014101105 | ALHAMBRA 1105 | ALHAMBRA 110581514 | 65 | 2.971 | 2593 | 0.08141 | 0.0012525 | #DIV/0! | 2465 | Tier 2 | WDDB | MARTINEZ | Contra Costa | San Francisco | Bay Area | 5788780 |  | 111710769 | 31246787 | RECONDUCTOR 4 SPANS - 100 DEODARA WAY | 0 | 0 | 0 | 0 |  |  |  | 0 | [5 empty] | 0 | 0
35076130 |  | NEED REVIEW | PLAN |  |  | 0 |  |  |  |  | 0 | UNSE | 152291101 | Tamarack 1101 | TAMARACK 1101CB | 148 | 17.4753 | 2630 | 0.14896 | 0.0010065 | #DIV/0! | 1169 | Tier 2 | WDDB | SODA SPRINGS | Nevada | Sierra | Northern | 5530173 |  | 116489079 | 35076130 | TAMARACK 1101 WD 19-0011942 | [7 empty] | 0 | [5 empty] | 0 | 0
31361489 |  | NEED REVIEW | PLAN |  |  | 0 |  |  |  |  | 870.75 | UNSE | 42291101 | OLEMA 1101 | OLEMA 110150396 | 162 | 12.9415 | 2644 | 0.15566 | 0.00096084 | #DIV/0! | 357 | Tier 3 | WDDB | INVERNESS | Marin | North Bay | Bay Area | 5530168 |  | 113745486 | 31361489 | OLEMA 1101 HIGH SPLICE COUNT 3 | [7 empty] | 0 | [5 empty] | 0 | 0
31344016 |  | NEED REVIEW | PLAN |  |  | 0 |  |  |  |  | 818.88 | UNSE | 42291101 | OLEMA 1101 | OLEMA 110150396 | 162 | 12.9415 | 2644 | 0.15566 | 0.00096084 | #DIV/0! | 357 | Tier 3 | WDDB | INVERNESS | Marin | North Bay | Bay Area | 5530168 |  | 113163270 | 31344016 | 2019 OLEMA 1101 HIGH SPLICE CNT_1 | [5 empty] | 2017-121180 |  | 0 | [5 empty] | 0 | 0
35052727 |  | NEED REVIEW | PLAN |  |  | 0 |  |  |  |  | 18340.76 | UNSE | 82021106 | LOS GATOS 1106 | LOS GATOS 110660116 | 151 | 12.2001 | 2646 | 0.14421 | 0.00095505 | #DIV/0! | 917 | Tier 3 | PRE | LOS GATOS | Santa Clara | De Anza | Central Coast | 5530160 |  | 114642563 | 35052727 | CWSP LOS GATOS 1106 LR 1106 PHASE 2 | [7 empty] | 0 | [5 empty] | 0 | 0
35052726 |  | NEED REVIEW | PLAN |  |  | 0 |  |  |  |  | 27219.3 | UNSE | 82021106 | LOS GATOS 1106 | LOS GATOS 110660116 | 151 | 12.2001 | 2646 | 0.14421 | 0.00095505 | #DIV/0! | 917 | Tier 3 | PRE | LOS GATOS | Santa Clara | De Anza | Central Coast | 5530160 |  | 114623448 | 35052726 | CWSP - LOS GATOS 1106 LR 60116 PH1 | [7 empty] | 0 | [5 empty] | 0 | 0
35040506 |  | NEED REVIEW | PLAN |  |  | 0 |  |  |  |  | 2868.14 | UNSE | 83692105 | ROB ROY 2105 | ROB ROY 21055090 | 245 | 21.2625 | 2679 | 0.18191 | 0.00074249 | #DIV/0! | 844 | Tier 2 | PRE | APTOS | Santa Cruz | Central Coast | Central Coast | 5530159 |  | 114607613 | 35040506 | RR2105 RESILIENCE - 5090 ZONE STEEL & TW | [7 empty] | 0 | [5 empty] | 0 | 0
35076129 |  | NEED REVIEW | PLAN |  |  | 0 |  |  |  |  | 0 | UNSE | 152261105 | DIAMOND SPRINGS 1105 | DIAMOND SPRINGS 1105CB | 47 | 2.0694 | 2707 | 0.028118 | 0.00059825 | #DIV/0! | 898 | Tier 3 | WDDB | EL DORADO | El Dorado | Sierra | Northern | 5784105 | E.5019947.01 | 116489047 | 35076129 | DIAMOND SPRINGS 1105 RECOND WD18-0105867 | [7 empty] | 0 | [5 empty] | 0 | 0
35052728 |  | NEED REVIEW | PLAN |  |  | 0 |  |  |  |  | 21890.4 | UNSE | 82021107 | LOS GATOS 1107 | LOS GATOS 110760092 | 108 | 9.7115 | 2767 | 0.041919 | 0.00038814 | #DIV/0! | 1150 | Tier 3 | PRE | LOS GATOS | Santa Clara | De Anza | Central Coast | 5530160 |  | 114670659 | 35052728 | CWSP - LOS GATOS 1107 LR 60092 PH1 | [7 empty] | 0 | [5 empty] | 0 | 0
35071495 |  | NEED REVIEW | 0 |  |  | 0 |  |  |  |  | 840.73 | UNSE erdy | 182731102 | RESERVATION ROAD 1102 | RESERVATION ROAD 11023032 | 84 | 3.6034 | 2804 | 0.023638 | 0.00028141 | #DIV/0! | 2831 | Tier 2 | WDDB | SALINAS | Monterey | Central Coast | Central Coast | 5775246 | P.11988 | 115700424 | 35071495 | RPL OH.CON.RESERVATION RD.1102 18-011072 | [7 empty] | 0 | [5 empty] | 0 | 0
74022723 |  | NEED REVIEW | PLAN |  |  | 0 |  |  |  |  | 55789.49 | PEND | 102831106 | PARADISE 1106 | PARADISE 1106CB | 53 | 4.6433 | 2813 | 0.013022 | 0.0002457 | #DIV/0! | 219 | Tier 3 | BUTTE | PARADISE | Butte | North Valley | Northern | 5783287 | E.5015604.01 | 115342359 | 74022723 | CWSP - CAMP FIRE PDSE 1106 PONDEROSA WAY | [7 empty] | 0 | [5 empty] | 0 | 0
74022614 |  | NEED REVIEW | PLAN |  |  | 0 |  |  |  |  | 0 | UNSE | 102831105 | PARADISE 1105 | PARADISE 1106CB | 53 | 4.6433 | 2813 | 0.013022 | 0.0002457 | #DIV/0! | 219 | Tier 3 | BUTTE | PARADISE | Butte | North Valley | Northern | 5783285 | E.5015606.01 | 115340065 | 74022614 | CWSP - CAMP FIRE PADSE 1105 QUAIL RD | [7 empty] | 0 | [5 empty] | 0 | 0
35042603 |  | NEED REVIEW | PLAN |  |  | 0 |  |  |  |  | 0 | UNSE | 152261103 | DIAMOND SPRINGS 1103 | DIAMOND SPRINGS 1103CB | 109 | 0.55026 | 2815 | 0.026412 | 0.00024231 | #DIV/0! | 1387 | Tier 3 | WDDB | PLACERVILLE | El Dorado | Sierra | Northern | 5530173 |  | 114628116 | 35042603 | DIAMOND SPRINGS 1103 RECOND 18-0029738 | [7 empty] | 0 | [5 empty] | 0 | 0
35051485 |  | NEED REVIEW | PLAN |  |  | 0 |  |  |  |  | 9929.56 | UNSE | 42811111 | MONTE RIO 1111 | MONTE RIO 11111701 | 18 | 1.3975 | 2818 | 0.0042401 | 0.00023556 | #DIV/0! | 276 | Tier 3 | PRE | CAZADERO | Sonoma | Sonoma | Northern | 5530175 |  | 114779853 | 35051485 | CWSP - MONTE RIO 1111 - 1701 |  |  |  |  | 2018-73854 | 2018-73855 | 52852.8 | 10.01 | 11106500 |  |  |  |  | 0 | 0
35052729 |  | NEED REVIEW | PLAN |  |  | 0 |  |  |  |  | 13476.34 | UNSE | 183582101 | BURNS 2101 | BURNS 2101CB | 19 | 1.704 | 2946 | 0.00051453 | 2.7081e-05 | 0 | 308 | Tier 3 | PRE | SANTA CRUZ | Santa Cruz | Central Coast | Central Coast | 5530159 |  | 114573040 | 35052729 | CWSP-BURNS 2101-OCB-PH1.1 | 38332.8 | 2587.2 | 0 | 0 |  | 2018-42418 | 40920 | 7.75 | 12514500 |  |  |  |  | 0 | 0
35049537 |  | NEED REVIEW | PLAN |  |  | 0 |  |  |  |  | 5617.41 | UNSE | 082841102 | BIG BASIN 1102 | BIG BASIN 11029741 | 10 | 0.64403 | 2967 | 0.00018794 | 1.8794e-05 | 0 | 419 | Tier 3 | PRE | BOULDER CREEK | Santa Clara | Central Coast | Central Coast | 5530159 |  | 114832083 | 35049537 | CWSP-BIG BASIN 1102-LR9741-PH1.1 | 29568 | 0 | 0 | 0 | 2018-62943 | 2018-68017 | 29568 | 5.6 | 5948800 |  |  |  |  | 0 | 0
35085847 |  | NEED REVIEW | 0 |  |  | 0 |  |  |  |  | 65368.09 | PEND | 83692105 | ROB ROY 2105 | ROB ROY 210512474 | 105 | 3.4096 | 3283 | 0.00048831 | 4.6505e-06 | #DIV/0! | 2523 | Tier 3 | WDDB | APTOS | Santa Cruz | Central Coast | Central Coast | 5530169 | P.12006 | 113255606 | 35085847 | OH RECONDUCTOR - ROB ROY 2105 -S027CC118 | [7 empty] | 0 | [5 empty] | 0 | 0
35015704 |  | NEED REVIEW | 0 |  |  | 0 |  |  |  |  | 54611.66 | PEND | 83692105 | ROB ROY 2105 | ROB ROY 210512474 | 105 | 3.4096 | 3283 | 0.00048831 | 4.6505e-06 | #DIV/0! | 2523 | Tier 3 | WDDB | APTOS | Santa Cruz | Central Coast | Central Coast | 5533644 |  | 113255603 | 35015704 | OH RECONDUCTR ROB ROY 2105 -S026CC117 | [7 empty] | 0 | [5 empty] | 0 | 0
35093737 |  | NEED REVIEW | 0 |  |  | 0 |  |  |  |  | 560 | UNSE | 13432207 | FAIRVIEW 2207 | FAIRVIEW 2207P142 | 41 | 1.2201 | 3346 | 0.00015757 | 3.8432e-06 | #DIV/0! | 2961 | Tier 3 | WDDB | CROCKETT | Contra Costa | Diablo | Bay Area | 5530164 | # | 117123046 | 35093737 | FAIRVIEW 2207-CROCKETT BLVD-WIRE DOWN | [7 empty] | 0 | [5 empty] | 0 | 0
35048613 |  | NEED REVIEW | PLAN | 2022047 | 11.4 | 11.4 | 2022 |  |  |  | 11828.05 | UNSE | 102831106 | PARADISE 1106 | PARADISE 11062084 | 0 | 0 | 0 | 0 | 0 | #DIV/0! | 14 | Tier 3 | PRE | MAGALIA | Butte | North Valley | Northern | 5530169 |  | 114819461 | 35048613 | CWSP - PARADISE 1106 - LR 2084 | 60192 |  |  |  | 2018-65289 | 2018-71031 | 60192 | 11.4 | 12717100 |  |  |  |  | 0 | 0
35173387 |  | NEED REVIEW | PLAN |  | 3.38 | 3.38 |  |  |  |  | 0 | ESTS erdy | 102831103 | PARADISE 1103 | PARADISE 110343008 | 0 | 0 | 0 | 0 | 0 | #DIV/0! | 1606 | Tier 3 | BUTTE | PARADISE | Butte | North Valley | Northern | 5786123 |  | 118935079 | 35173387 | CWSP - Paradise 1103 - Zone LR 43008 - Skyway Road (Phase 3) | 17846.4 |  |  |  |  | 2020-27418 | 17846.4 | 3.38 | 7174300 |  |  |  |  | 0 | 0
35185714 |  | NEED REVIEW | PLAN |  | 2.38 | 2.38 |  |  |  |  | 1774.77 | UNSE | 182941102 | OTTER 1102 | OTTER 1102LR2002 | 0 | 0 | 0 | 0 | 0 | #DIV/0! | 2728 | Tier 2 | WDDB | BIG SUR | Monterey | Central Coast | Central Coast | 5791660 | E.5034242.01 | 119231992 | 35185714 | WDDB - OTTER 1102 - LR 2002 | 12566.4 |  |  |  |  | 2020-50489 | 12566.4 | 2.38 | 4452594
35129308 |  | Other/ADER | PLAN | 2021333 | 1.66 | 1.66 |  |  |  |  | 62325.31 | ADER | 103031102 | ORO FINO 1102 | ORO FINO 11022560 | 179 | 16.7233 | 1921 | 1.9534 | 0.010913 | 0.12991 | 61 | Tier 3 | PRE | MAGALIA | Butte | North Valley | Northern | 5786763 | E.5014720.02 | 117873010 | 35129308 | CWSP - ORO FINO 1102 - LR2560 PH 2.2 | 8778 |  |  |  |  | 2018-67940 | 9472.32 | 1.794 | 1899860 | 2019-76255 | 0 | 0 | 8778 | 8778 | 1.6625 | 3192000 | 2020-02029
35129304 |  | Other/ADER | PLAN | 2022333 | 1.79 | 1.79 | 2021 |  |  |  | 80883.55 | ADER cont | 103031102 | ORO FINO 1102 | ORO FINO 11022560 | 179 | 16.7233 | 1921 | 1.9534 | 0.010913 | 0.14009 | 61 | Tier 3 | PRE | MAGALIA | Butte | North Valley | Northern | 5786759 | E.5014721.02 | 117872785 | 35129304 | CWSP - ORO FINO 1102 - LR2560 PH 1.2 | 9428 |  |  |  |  | 2018-67838 | 8162.88 | 1.546 | 1646520 | 2019-76226 | 0 | 0 | 9428 | 9428 | 1.7856 | 3428363.6364
35095160 |  | Other/ADER | PLAN | 2021155 | 1.59 | 1.59 | 2021 |  |  |  | 66490.02 | ADER | 103031102 | ORO FINO 1102 | ORO FINO 11022560 | 179 | 16.7233 | 1921 | 1.9534 | 0.010913 | 0.12444 | 61 | Tier 3 | PRE | MAGALIA | Butte | North Valley | Northern | 5785224 | E.5014720.01 | 114708381 | 35095160 | CWSP - ORO FINO 1102 - LR2560 PH 2.1 | 8398 |  |  |  |  | 2018-67940 | 9472.32 | 1.794 | 1899860 | 2019-76255 | 0 | 0 | 8398 | 8398 | 1.5905 | 3053818.1818 | 2020-03703
35094519 |  | Other/ADER | PLAN | 2022333 | 1.82 | 1.82 | 2021 |  |  |  | 146280.88 | ADER erdy | 103031102 | ORO FINO 1102 | ORO FINO 11022560 | 179 | 16.7233 | 1921 | 1.9534 | 0.010913 | 0.14244 | 61 | Tier 3 | PRE | MAGALIA | Butte | North Valley | Northern | 5785223 | E.5014721.01 | 114708278 | 35094519 | CWSP - ORO FINO 1102 - LR2560 PH 1.1 | 9589 |  |  |  |  | 2018-67838 | 8162.88 | 1.546 | 1646520 | 2019-76226 | 0 | 0 | 9589 | 9589 | 1.8161 | 3486909.0909 | 2019-81463
35109546 |  | Other/ADER | PLAN | 2021119 | 2.77 | 2.77 | 2021 |  |  |  | 521674.65 | ADER | 152762101 | EL DORADO PH 2101 | EL DORADO PH 210119752 | 436 | 36.5147 | 1946 | 4.4909 | 0.0103 | 0.22826 | 13 | Tier 3 | PRE | POLLOCK PINES | El Dorado | Sierra | Northern | 5785517 | E.5015416.03 | 117349071 | 35109546 | CWSP - EL DORADO 2101 - 19752 - PH 2.3 | 14625.6 |  |  |  |  | 2018-78870 | 9556.8 | 1.81 | 1856290 | 2019-52013 | 0 | 0 | 14625.6 | 14625.6 | 2.77 | 5318400 | 2020-61719
35129656 |  | Other/ADER | PLAN |  | 1.59 | 1.59 |  |  |  |  | 231.13 | ADER | 103031102 | ORO FINO 1102 | ORO FINO 11022090 | 183 | 14.7428 | 2440 | 0.41496 | 0.0022675 | 0.029985 | 72 | Tier 3 | PRE | MAGALIA | Butte | North Valley | Northern | 5786781 | E.5014724.08 | 117873106 | 35129656 | CWSP - ORO FINO 1102 - OCB&LR2090 PH 1.8 | 8397 |  |  |  |  | 2018-62075 | 7972.8 | 1.51 | 1624822.22 | 2019-76266 | 0 | 0 | 8397 | 8397 | 1.5903 | 3053454.5455 | 2020-50884
35113994 |  | Other/ADER | PLAN | 2021333 | 1.33 | 1.33 |  |  |  |  | 27529.64 | ADER | 163201101 | WEST POINT 1101 | WEST POINT 110112256 | 86 | 6.4779 | 2589 | 0.10855 | 0.0012622 | 0.014932 | 96 | Tier 3 | PRE | PIONEER | Amador | Stockton | Central Valley | 5786013 | E.5014728.03 | 117501694 | 35113994 | CWSP-WEST POINT 1101-OCB&LR12256-PH1.3 | 7001 |  |  |  |  | 2018-57103 | 7128 | 1.35 | 1455162 | 2019-35877 | 0 | 0 | 7001 | 7001 | 1.3259 | 2545818.1818 | 2020-25739
35116924 |  | Other/ADER | PLAN | 2021125 | 1.88 | 1.88 | 2021 |  |  |  | 80909.23 | ADER | 162821702 | STANISLAUS 1702 | STANISLAUS 17021804 | 118 | 8.3779 | 2712 | 0.069602 | 0.00058985 | 0.010465 | 19 | Tier 3 | PRE | ARNOLD | Calaveras | Stockton | Central Valley | 5786033 | E.5014540.05 | 117605550 | 35116924 | CWSP-STANISLAUS 1702-LR1804&4905-PH 1.5 | 9910 |  |  |  |  | 2018-52369 | 8131.2 | 1.54 | 1660057.143 | 2019-35971 | 0 | 0 | 9910 | 9910 | 1.8769 | 3603636.3636 | 2020-46904
35043422 |  | Other/ADER | PLAN |  | 10.28 | 10.28 |  |  |  |  | 46903.36 | ADER | 182941102 | WEST POINT 1101 | WEST POINT 1101L2219 | 41 | 3.3847 | 2757 | 0.017329 | 0.00042266 | 0.035264 | 137 | Tier 3 | PRE | PIONEER | Amador | Stockton | Central Valley | 5785229 | E.5014727.01 | 114678720 | 35043422 | CWSP - WEST POINT 1101 -LR 13444- PH 1.1 | 54278 |  |  |  | 2018-61566 | 2018-70913 | 7761.6 | 1.47 | 1573714 | 2019-35881 | 0 | 0 | 54278 | 54278 | 10.2799 | 19737454.5455 | 2020-01879
35129434 |  | Other/ADER | PLAN | 2021140 | 2.02 | 2.02 | 2021 |  |  |  | 171100.77 | ADER erdy | 103031102 | ORO FINO 1102 | ORO FINO 110276008 | 170 | 15.9511 | 2763 | 0.068169 | 0.000401 | 0.005784 | 27 | Tier 3 | PRE | MAGALIA | Butte | North Valley | Northern | 5786767 | E.5014719.02 | 117873015 | 35129434 | CWSP-ORO FINO 1102-LR76008-PH1.2 | 10670 |  |  |  |  | 2018-71370 | 9271.68 | 1.756 | 1884880 | 2019-76257 | 0 | 0 | 10670 | 10670 | 2.0208 | 3880000 | 2020-01696
35095162 |  | Other/ADER | PLAN | 2021144 | 1.21 | 1.21 | 2021 |  |  |  | 125180.79 | ADER erdy | 103031102 | ORO FINO 1102 | ORO FINO 110276008 | 170 | 15.9511 | 2763 | 0.068169 | 0.000401 | 0.0034646 | 27 | Tier 3 | PRE | MAGALIA | Butte | North Valley | Northern | 5785226 | E.5014718.01 | 114708386 | 35095162 | CWSP-ORO FINO 1102-LR76008-PH2.1 | 6398 |  |  |  |  | 2018-71377 | 7751.04 | 1.468 | 1591420 | 2019-76261 | 0 | 0 | 6398 | 6398 | 1.2117 | 2326545.4545 | 2020-63881 | [10 empty] | 2020-62964
35116923 |  | Other/ADER | PLAN | 2021124 | 1.2 | 1.2 | 2021 |  |  |  | 29334.94 | ADER erdy | 162821702 | STANISLAUS 1702 | STANISLAUS 17024905 | 35 | 2.3016 | 2766 | 0.01361 | 0.00038885 | 0.0047541 | 82 | Tier 3 | PRE | ARNOLD | Calaveras | Stockton | Central Valley | 5786032 | E.5014540.04 | 117605459 | 35116923 | CWSP-STANISLAUS 1702-LR1804&4905-PH 1.4 | 6326 |  |  |  |  | 2018-52369 | 8131.2 | 1.54 | 1660057.143 | 2019-35971 | 0 | 0 | 6326 | 6326 | 1.1981 | 2300363.6364 | 2019-70283
35058026 |  | Other/ESTS | PLAN | 2022333 | 0.57 | 0.57 | 2021 |  |  |  | 54668.27 | ESTS erdy | 152762101 | EL DORADO PH 2101 | EL DORADO PH 210163464 | 70 | 13.621 | 1138 | 3.7492 | 0.05356 | 0.10512 | 1639 | Tier 3 | PRE | PACIFIC HOUSE | El Dorado | Sierra | Northern | 5530173 |  | 115027447 | 35058026 | CWSP:EL DORADO PH 2101 LR 63464 OH TO UG | 3009.6 |  |  |  |  | 2018-77803 | 3000 | 0.56818 | 900000 | N/A | 0 | 0 | 3009.6 | 3009.6 | 0.57 | 1094400
35160346 |  | Other/ESTS | PLAN | 2021201 | 0.56 | 0.56 |  |  |  |  | 301.36 | ESTS erdy | 152481105 | BRUNSWICK 1105 | BRUNSWICK 11052210 | 280 | 22.9525 | 1902 | 3.2229 | 0.01151 | 0.077846 | 21 | Tier 3 | PRE | NEVADA CITY | Nevada | Sierra | Northern | 5789711 | E.5015550.07 | 118532571 | 35160346 | CWSP-BRUNSWICK 1105-LR 2210-PH2.7 | 0 | 2953 | 0 | 0 |  | 2018-84704 | 8923.2 | 1.69 | 1787214.29 | 2020-08025 | 0 | 2953 | 0 | 2953 | 0.55928 | 2348977.2727
35160345 |  | Other/ESTS | PLAN | 2021200 | 3.32 | 3.32 |  |  |  |  | 2162.76 | ESTS erdy | 152481105 | BRUNSWICK 1105 | BRUNSWICK 11052210 | 280 | 22.9525 | 1902 | 3.2229 | 0.01151 | 0.31234 | 21 | Tier 3 | PRE | NEVADA CITY | Nevada | Sierra | Northern | 5789710 | E.5015550.06 | 118532570 | 35160345 | CWSP-BRUNSWICK 1105-LR 2210-PH2.6 | 18633 | 0 | 0 | 0 |  | 2018-84704 | 8923.2 | 1.69 | 1787214.29 | 2020-08025 | 0 | 0 | 18633 | 18633 | 3.529 | 6775636.3636
35160344 |  | Other/ESTS | PLAN | 2021199 | 2.69 | 2.69 |  |  |  |  | 602.71 | ESTS erdy | 152481105 | BRUNSWICK 1105 | BRUNSWICK 11052210 | 280 | 22.9525 | 1902 | 3.2229 | 0.01151 | 0.25307 | 21 | Tier 2 | PRE | NEVADA CITY | Nevada | Sierra | Northern | 5789709 | E.5015550.05 | 118532438 | 35160344 | CWSP-BRUNSWICK 1105-LR 2210-PH2.5 | 14202 | 0 | 0 | 0 |  | 2018-84704 | 8923.2 | 1.69 | 1787214.29 | 2020-08025 | 0 | 0 | 14202 | 14202 | 2.6898 | 5164363.6364
35160343 |  | Other/ESTS | PLAN | 2021198 | 2.63 | 2.63 |  |  |  |  | 902.05 | ESTS erdy | 152481105 | BRUNSWICK 1105 | BRUNSWICK 11052210 | 280 | 22.9525 | 1902 | 3.2229 | 0.01151 | 0.24742 | 21 | Tier 3 | PRE | NEVADA CITY | Nevada | Sierra | Northern | 5789708 | E.5015550.04 | 118532436 | 35160343 | CWSP-BRUNSWICK 1105-LR 2210-PH2.4 | 14092 | 0 | 0 | 0 |  | 2018-84704 | 8923.2 | 1.69 | 1787214.29 | 2020-08025 | 0 | 0 | 14092 | 14092 | 2.6689 | 5124363.6364
35160342 |  | Other/ESTS | PLAN | 2021197 | 1.48 | 1.48 |  |  |  |  | 3602.43 | ESTS | 152481105 | BRUNSWICK 1105 | BRUNSWICK 11052210 | 280 | 22.9525 | 1902 | 3.2229 | 0.01151 | 0.18895 | 21 | Tier 3 | PRE | NEVADA CITY | Nevada | Sierra | Northern | 5789707 | E.5015550.03 | 118532435 | 35160342 | CWSP-BRUNSWICK 1105-LR 2210-PH2.3 | 1848 | 5472 | 0 | 0 |  | 2018-84704 | 8923.2 | 1.69 | 1787214.29 | 2020-08025 | 0 | 5472 | 1848 | 7320 | 1.3864 | 5023200
35160341 |  | Other/ESTS | PLAN | 2021196 | 1.55 | 1.55 |  |  |  |  | 2803.39 | ESTS | 152481105 | BRUNSWICK 1105 | BRUNSWICK 11052210 | 280 | 22.9525 | 1902 | 3.2229 | 0.01151 | 0.16074 | 21 | Tier 3 | PRE | NEVADA CITY | Nevada | Sierra | Northern | 5789706 | E.5015550.02 | 118532433 | 35160341 | CWSP-BRUNSWICK 1105-LR 2210-PH2.2 | 6494 | 1770 | 0 | 0 |  | 2018-84704 | 8923.2 | 1.69 | 1787214.29 | 2020-08025 | 0 | 1770 | 6494 | 8264 | 1.5652 | 3768600
35160098 |  | Other/ESTS | PLAN | 2021194 | 1.04 | 1.04 |  |  |  |  | 26818.6 | ESTS | 152481105 | BRUNSWICK 1105 | BRUNSWICK 11052210 | 280 | 22.9525 | 1902 | 3.2229 | 0.01151 | 0.14457 | 21 | Tier 3 | PRE | NEVADA CITY | Nevada | Sierra | Northern | 5789705 | E.5015549.09 | 118532430 | 35160098 | CWSP-BRUNSWICK 1105-LR 2210-PH1.9 | 0 | 5500 | 0 | 0 |  | 2018-84687 | 6758.4 | 1.28 | 1353622.22 | 2020-08007 | 0 | 5500 | 0 | 5500 | 1.0417 | 4375000
35160097 |  | Other/ESTS | PLAN | 2021193 | 1.99 | 1.99 |  |  |  |  | 43220.69 | ESTS erdy | 152481105 | BRUNSWICK 1105 | BRUNSWICK 11052210 | 280 | 22.9525 | 1902 | 3.2229 | 0.01151 | 0.18722 | 21 | Tier 2 | PRE | NEVADA CITY | Nevada | Sierra | Northern | 5789704 | E.5015549.08 | 118532318 | 35160097 | CWSP-BRUNSWICK 1105-LR 2210-PH1.8 | 10504 | 0 | 0 | 0 |  | 2018-84687 | 6758.4 | 1.28 | 1353622.22 | 2020-08007 | 0 | 0 | 10504 | 10504 | 1.9894 | 3819636.3636
35160096 |  | Other/ESTS | PLAN | 2021192 | 0.99 | 0.99 |  |  |  |  | 54718.58 | ESTS | 152481105 | BRUNSWICK 1105 | BRUNSWICK 11052210 | 280 | 22.9525 | 1902 | 3.2229 | 0.01151 | 0.13762 | 21 | Tier 3 | PRE | NEVADA CITY | Nevada | Sierra | Northern | 5789703 | E.5015549.07 | 118532317 | 35160096 | CWSP-BRUNSWICK 1105-LR 2210-PH1.7 | 0 | 5204 | 0 | 0 |  | 2018-84687 | 6758.4 | 1.28 | 1353622.22 | 2020-08007 | 0 | 5204 | 0 | 5204 | 0.98561 | 4139545.4545
35160095 |  | Other/ESTS | PLAN | 2021191 | 1.83 | 1.83 |  |  |  |  | 60194.55 | ESTS erdy | 152481105 | BRUNSWICK 1105 | BRUNSWICK 11052210 | 280 | 22.9525 | 1902 | 3.2229 | 0.01151 | 0.19173 | 21 | Tier 3 | PRE | NEVADA CITY | Nevada | Sierra | Northern | 5789702 | E.5015549.06 | 118532315 | 35160095 | CWSP-BRUNSWICK 1105-LR 2210-PH1.6 | 7364 | 2300 | 0 | 0 |  | 2018-84687 | 6758.4 | 1.28 | 1353622.22 | 2020-08007 | 0 | 2300 | 7364 | 9664 | 1.8303 | 4494000
35160094 |  | Other/ESTS | PLAN | 2021190 | 1.2 | 1.2 |  |  |  |  | 40575.09 | ESTS erdy | 152481105 | BRUNSWICK 1105 | BRUNSWICK 11052210 | 280 | 22.9525 | 1902 | 3.2229 | 0.01151 | 0.11289 | 21 | Tier 3 | PRE | NEVADA CITY | Nevada | Sierra | Northern | 5789701 | E.5015549.05 | 118532313 | 35160094 | CWSP-BRUNSWICK 1105-LR 2210-PH1.5 | 6312 | 0 | 0 | 0 |  | 2018-84687 | 6758.4 | 1.28 | 1353622.22 | 2020-08007 | 0 | 0 | 6312 | 6312 | 1.1955 | 2295272.7273
35160093 |  | Other/ESTS | PLAN | 2021189 | 1.07 | 1.07 |  |  |  |  | 41357.05 | ESTS | 152481105 | BRUNSWICK 1105 | BRUNSWICK 11052210 | 280 | 22.9525 | 1902 | 3.2229 | 0.01151 | 0.10066 | 21 | Tier 3 | PRE | NEVADA CITY | Nevada | Sierra | Northern | 5789700 | E.5015549.04 | 118532312 | 35160093 | CWSP-BRUNSWICK 1105-LR 2210-PH1.4 | 5667 | 0 | 0 | 0 |  | 2018-84687 | 6758.4 | 1.28 | 1353622.22 | 2020-08007 | 0 | 0 | 5667 | 5667 | 1.0733 | 2060727.2727
35160091 |  | Other/ESTS | PLAN | 2021188 | 0.68 | 0.68 |  |  |  |  | 43706.52 | ESTS | 152481105 | BRUNSWICK 1105 | BRUNSWICK 11052210 | 280 | 22.9525 | 1902 | 3.2229 | 0.01151 | 0.094527 | 21 | Tier 3 | PRE | NEVADA CITY | Nevada | Sierra | Northern | 5789699 | E.5015549.03 | 118532310 | 35160091 | CWSP-BRUNSWICK 1105-LR 2210-PH1.3 | 0 | 3600 | 0 | 0 |  | 2018-84687 | 6758.4 | 1.28 | 1353622.22 | 2020-08007 | 0 | 3600 | 0 | 3600 | 0.68182 | 2863636.3636
35158717 |  | Other/ESTS | PLAN | 2021187 | 1.43 | 1.43 | 2021 |  |  |  | 45676.25 | ESTS erdy | 152481105 | BRUNSWICK 1105 | BRUNSWICK 11052210 | 280 | 22.9525 | 1902 | 3.2229 | 0.01151 | 0.13453 | 21 | Tier 3 | PRE | NEVADA CITY | Nevada | Sierra | Northern | 5789698 | E.5015549.02 | 118531819 | 35158717 | CWSP-BRUNSWICK 1105-LR 2210-PH1.2 | 7561 | 0 | 0 | 0 |  | 2018-84687 | 6758.4 | 1.28 | 1353622.22 | 2020-08007 | 0 | 0 | 7561 | 7561 | 1.432 | 2749454.5455
35060994 |  | Other/ESTS | PLAN | 2021186 | 1.07 | 1.07 | 2021 |  |  |  | 80882.07 | ESTS erdy | 152481105 | BRUNSWICK 1105 | BRUNSWICK 11052210 | 280 | 22.9525 | 1902 | 3.2229 | 0.01151 | 0.12528 | 21 | Tier 3 | PRE | NEVADA CITY | Nevada | Sierra | Northern | 5783060 | E.5015549.01 | 115101557 | 35060994 | CWSP-BRUNSWICK 1105-LR 2210-PH1.1 | 2755 | 2890 | 0 | 0 |  | 2018-84687 | 6758.4 | 1.28 | 1353622.22 | 2020-08007 | 0 | 2890 | 2755 | 5645 | 1.0691 | 3297360
35060993 |  | Other/ESTS | PLAN | 2021195 | 1.05 | 1.05 |  |  |  |  | 11630.95 | ESTS erdy | 152481105 | BRUNSWICK 1105 | BRUNSWICK 11052210 | 280 | 22.9525 | 1902 | 3.2229 | 0.01151 | 0.13806 | 21 | Tier 3 | PRE | NEVADA CITY | Nevada | Sierra | Northern | 5783061 | E.5015550.01 | 115101776 | 35060993 | CWSP-BRUNSWICK 1105-LR 2210-PH2.1 | 925 | 4600 | 0 | 0 |  | 2018-84704 | 8923.2 | 1.69 | 1787214.29 | 2020-08025 | 0 | 4600 | 925 | 5525 | 1.0464 | 3982800
35109541 |  | Other/ESTS | PLAN | 2021117 | 2.67 | 2.67 | 2021 |  |  |  | 511043.95 | ESTS | 152762101 | EL DORADO PH 2101 | EL DORADO PH 210119752 | 436 | 36.5147 | 1946 | 4.4909 | 0.0103 | 0.22002 | 13 | Tier 3 | PRE | POLLOCK PINES | El Dorado | Sierra | Northern | 5785513 | E.5015417.03 | 117348508 | 35109541 | CWSP - EL DORADO 2101 - LR19752 - PH 1.3 | 14097.6 |  |  |  |  | 2018-78760 | 27482.4 | 5.205 | 5577870 | 2019-32231 | 0 | 0 | 14097.6 | 14097.6 | 2.67 | 5126400 | 2019-67211
35057010 |  | Other/ESTS | PLAN | 2021118 | 1.31 | 1.31 | 2021 |  |  |  | 146347.87 | ESTS | 152762101 | EL DORADO PH 2101 | EL DORADO PH 210119752 | 436 | 36.5147 | 1946 | 4.4909 | 0.0103 | 0.10795 | 13 | Tier 3 | PRE | POLLOCK PINES | El Dorado | Sierra | Northern | 5782533 | E.5015416.01 | 114987251 | 35057010 | CWSP - EL DORADO 2101 - 19752 - PH 2.1 | 57446 |  |  |  |  | 2018-78870 | 9556.8 | 1.81 | 1856290 | 2019-52013 | 0 | 0 | 57446 | 57446 | 10.8799 | 20889454.5455 | 2020-60830 | [10 empty] | 2020-35209
35168823 |  | Other/ESTS | PLAN | 2022052 | 0.31 | 0.31 | 2022 |  |  |  | 0 | ESTS erdy | 153082106 | PLACERVILLE 2106 | PLACERVILLE 21061104 | 462 | 49.4883 | 2131 | 2.9785 | 0.0064469 | 0.018471 | 16 | Tier 3 | PRE | GEORGETOWN | El Dorado | Sierra | Northern | 5539427 | E.5015426.07 | 118738440 | 35168823 | CWSP - PLACERVILLE 2106 - LR 1104 - PH 1.7 | 0 | 1615 |  |  |  | 2018-83825 | 5649.6 | 1.07 | 1163600 | 2020-08079 | 0 | 1615 | 0 | 1615 | 0.30587 | 1284659.0909
35168822 |  | Other/ESTS | PLAN | 2022050 | 0.49 | 0.49 | 2022 |  |  |  | 0 | ESTS erdy | 153082106 | PLACERVILLE 2106 | PLACERVILLE 21061104 | 462 | 49.4883 | 2131 | 2.9785 | 0.0064469 | 0.019759 | 16 | Tier 3 | PRE | GEORGETOWN | El Dorado | Sierra | Northern | 5539426 | E.5015426.06 | 118738366 | 35168822 | CWSP - PLACERVILLE 2106 - LR 1104 - PH 1.6 | 2583 |  |  |  |  | 2018-83825 | 5649.6 | 1.07 | 1163600 | 2020-08079 | 0 | 0 | 2583 | 2583 | 0.4892 | 939272.7273
35168821 |  | Other/ESTS | PLAN | 2022049 | 0.86 | 0.86 | 2022 |  |  |  | 412.71 | ESTS | 153082106 | PLACERVILLE 2106 | PLACERVILLE 21061104 | 462 | 49.4883 | 2131 | 2.9785 | 0.0064469 | 0.034679 | 16 | Tier 3 | PRE | GEORGETOWN | El Dorado | Sierra | Northern | 5539425 | E.5015426.05 | 118738363 | 35168821 | CWSP - PLACERVILLE 2106 - LR 1104 - PH 1.5 | 4525 |  |  |  |  | 2018-83825 | 5649.6 | 1.07 | 1163600 | 2020-08079 | 0 | 0 | 4525 | 4525 | 0.85701 | 1645454.5455 | 2020-55388
35168820 |  | Other/ESTS | PLAN | 2022048 | 1.36 | 1.36 | 2022 |  |  |  | 0 | ESTS | 153082106 | PLACERVILLE 2106 | PLACERVILLE 21061104 | 462 | 49.4883 | 2131 | 2.9785 | 0.0064469 | 0.054841 | 16 | Tier 3 | PRE | GEORGETOWN | El Dorado | Sierra | Northern | 5539424 | E.5015426.04 | 118738238 | 35168820 | CWSP - PLACERVILLE 2106 - LR 1104 - PH 1.4 | 7173 |  |  |  |  | 2018-83825 | 5649.6 | 1.07 | 1163600 | 2020-08079 | 0 | 0 | 7173 | 7173 | 1.3585 | 2608363.6364
35167138 |  | Other/ESTS | PLAN | 2021185 | 2.04 | 2.04 | 2021 |  |  |  | 600 | ESTS | 153082106 | PLACERVILLE 2106 | PLACERVILLE 21061104 | 462 | 49.4883 | 2131 | 2.9785 | 0.0064469 | 0.082262 | 16 | Tier 3 | PRE | GEORGETOWN | El Dorado | Sierra | Northern | 5790011 | E.5015426.03 | 118729544 | 35167138 | CWSP - PLACERVILLE 2106 - LR 1104 - PH 1.3 | 10745 |  |  |  |  | 2018-83825 | 5649.6 | 1.07 | 1163600 | 2020-08079 | 0 | 0 | 10745 | 10745 | 2.035 | 3907272.7273
35167136 |  | Other/ESTS | PLAN | 2021333 | 0.95 | 0.95 |  |  |  |  | 214.56 | ESTS | 153082106 | PLACERVILLE 2106 | PLACERVILLE 21061104 | 462 | 49.4883 | 2131 | 2.9785 | 0.0064469 | 0.038308 | 16 | Tier 3 | PRE | GEORGETOWN | El Dorado | Sierra | Northern | 5539442 | E.5015426.02 | 118729469 | 35167136 | CWSP - PLACERVILLE 2106 - LR 1104 - PH 1.2 | 5000 |  |  |  |  | 2018-83825 | 5649.6 | 1.07 | 1163600 | 2020-08079 | 0 | 0 | 5000 | 5000 | 0.94697 | 1818181.8182
35056387 |  | Other/ESTS | PLAN | 2021183 | 1.13 | 1.13 | 2021 |  |  |  | 21860.57 | ESTS erdy | 153082106 | PLACERVILLE 2106 | PLACERVILLE 21061104 | 462 | 49.4883 | 2131 | 2.9785 | 0.0064469 | 0.045566 | 16 | Tier 3 | PRE | GEORGETOWN | El Dorado | Sierra | Northern | 5782580 | E.5015426.01 | 114985530 | 35056387 | CWSP - PLACERVILLE 2106 - LR 1104 - PH 1.1 | 5981 |  |  |  |  | 2018-83825 | 5649.6 | 1.07 | 1163600 | 2020-08079 | 0 | 0 | 5981 | 5981 | 1.1328 | 2174909.0909
35129615 |  | Other/ESTS | PLAN | 2021024 | 2.08 | 2.08 | 2021 |  |  |  | 39586.7 | ESTS | 103031101 | ORO FINO 1101 | ORO FINO 1101CB | 271 | 22.3257 | 2289 | 0.96987 | 0.0035789 | 0.060541 | 3 | Tier 3 | PRE | MAGALIA | Butte | North Valley | Northern | 5786758 | E.5014746.04 | 117873076 | 35129615 | CWSP-ORO FINO 1101-OCB-PH 3.4 | 10990 |  |  |  |  | 2018-47850 | 9108 | 1.725 | 1880350 | 2019-76221 | 0 | 0 | 10990 | 10990 | 2.0814 | 3996363.6364
35094518 |  | Other/ESTS | PLAN | 2021019 | 1.69 | 1.69 | 2021 |  |  |  | 34596.24 | ESTS erdy | 103031101 | ORO FINO 1101 | ORO FINO 1101CB | 271 | 22.3257 | 2289 | 0.96987 | 0.0035789 | 0.049189 | 3 | Tier 3 | PRE | MAGALIA | Butte | North Valley | Northern | 5785240 | E.5014746.01 | 114668862 | 35094518 | CWSP-ORO FINO 1101-OCB-PH 3.1 | 8931 |  |  |  |  | 2018-47850 | 9108 | 1.725 | 1880350 | 2019-76221 | 0 | 0 | 8931 | 8931 | 1.6915 | 3247636.3636 | 2020-61825
35129648 |  | Other/ESTS | PLAN | 2021333 | 1.16 | 1.16 |  |  |  |  | 10763.06 | ESTS erdy | 103031101 | ORO FINO 1101 | ORO FINO 11012022 | 207 | 16.0866 | 2420 | 0.50113 | 0.0024209 | 0.024211 | 10 | Tier 3 | PRE | MAGALIA | Butte | North Valley | Northern | 5786744 | E.5015030.02 | 117873099 | 35129648 | CWSP-ORO FINO 1101-LR2022-PH 3.2 | 6113 |  |  |  |  | 2018-53504 | 7920 | 1.5 | 1750050 | 2019-76204 | 0 | 0 | 6113 | 6113 | 1.1578 | 2222909.0909 | 2020-43084
35129647 |  | Other/ESTS | PLAN | 2021333 | 1.22 | 1.22 |  |  |  |  | 27576.67 | ESTS erdy | 103031101 | ORO FINO 1101 | ORO FINO 11012022 | 207 | 16.0866 | 2420 | 0.50113 | 0.0024209 | 0.025464 | 10 | Tier 3 | PRE | MAGALIA | Butte | North Valley | Northern | 5786743 | E.5014755.06 | 117873098 | 35129647 | CWSP-ORO FINO 1101-LR2022-PH 2.6 | 6429 |  |  |  |  | 2018-47836 | 7619.04 | 1.443 | 1575750 | 2019-76198 | 0 | 0 | 6429 | 6429 | 1.2176 | 2337818.1818 | 2020-01101
35129642 |  | Other/ESTS | PLAN | 2021333 | 1.18 | 1.18 |  |  |  |  | 22461.97 | ESTS | 103031101 | ORO FINO 1101 | ORO FINO 11012022 | 207 | 16.0866 | 2420 | 0.50113 | 0.0024209 | 0.024629 | 10 | Tier 3 | PRE | MAGALIA | Butte | North Valley | Northern | 5786738 | E.5014760.08 | 117873093 | 35129642 | CWSP-ORO FINO 1101-LR2022-PH 1.8 | 6255 |  |  |  |  | 2018-47822 | 7233.6 | 1.37 | 1520311.11 | 2019-73903 | 0 | 0 | 6255 | 6255 | 1.1847 | 2274545.4545 | 2020-02362
35094515 |  | Other/ESTS | PLAN | 2021085 | 1.65 | 1.65 | 2021 |  |  |  | 28858.41 | ESTS | 103031101 | ORO FINO 1101 | ORO FINO 11012022 | 207 | 16.0866 | 2420 | 0.50113 | 0.0024209 | 0.034439 | 10 | Tier 3 | PRE | MAGALIA | Butte | North Valley | Northern | 5785243 | E.5014755.01 | 114656547 | 35094515 | CWSP-ORO FINO 1101-LR2022-PH 2.1 | 8723 |  |  |  |  | 2018-47836 | 7619.04 | 1.443 | 1575750 | 2019-76198 | 0 | 0 | 8723 | 8723 | 1.6521 | 3172000 | 2020-58944
35129657 |  | Other/ESTS | PLAN |  | 1.42 | 1.42 |  |  |  |  | 8861.29 | ESTS | 103031102 | ORO FINO 1102 | ORO FINO 11022090 | 183 | 14.7428 | 2440 | 0.41496 | 0.0022675 | 0.026779 | 72 | Tier 3 | PRE | MAGALIA | Butte | North Valley | Northern | 5786782 | E.5014724.09 | 117873107 | 35129657 | CWSP - ORO FINO 1102 - OCB&LR2090 PH 1.9 | 7516 |  |  |  |  | 2018-62075 | 7972.8 | 1.51 | 1624822.22 | 2019-76266 | 0 | 0 | 7516 | 7516 | 1.4235 | 2733090.9091 | 2020-34810
35129653 |  | Other/ESTS | PLAN |  | 1.26 | 1.26 |  |  |  |  | 21564.36 | ESTS | 103031102 | ORO FINO 1102 | ORO FINO 11022090 | 183 | 14.7428 | 2440 | 0.41496 | 0.0022675 | 0.023761 | 72 | Tier 3 | PRE | MAGALIA | Butte | North Valley | Northern | 5786778 | E.5014724.05 | 117873103 | 35129653 | CWSP - ORO FINO 1102 - OCB&LR2090 PH 1.5 | 6678 |  |  |  |  | 2018-62075 | 7972.8 | 1.51 | 1624822.22 | 2019-76266 | 0 | 0 | 6678 | 6678 | 1.2648 | 2428363.6364
35129649 |  | Other/ESTS | PLAN | 2021157 | 1.63 | 1.63 | 2021 |  |  |  | 14447.02 | ESTS erdy | 103031102 | ORO FINO 1102 | ORO FINO 11022090 | 183 | 14.7428 | 2440 | 0.41496 | 0.0022675 | 0.030739 | 72 | Tier 3 | PRE | MAGALIA | Butte | North Valley | Northern | 5786775 | E.5014724.02 | 117873100 | 35129649 | CWSP - ORO FINO 1102 - OCB&LR2090 PH 1.2 | 8596 |  |  |  |  | 2018-62075 | 7972.8 | 1.51 | 1624822.22 | 2019-76266 | 0 | 0 | 8596 | 8596 | 1.628 | 3125818.1818 | 2020-21600
35117007 |  | Other/ESTS | PLAN | 2022333 | 1.59 | 1.59 | 2021 |  |  |  | 8254.94 | ESTS | 103031102 | ORO FINO 1102 | ORO FINO 11022090 | 183 | 14.7428 | 2440 | 0.41496 | 0.0022675 | 0.029985 | 72 | Tier 3 | PRE | MAGALIA | Butte | North Valley | Northern | 5786327 | E.5014724.01 | 114708276 | 35117007 | CWSP - ORO FINO 1102 - OCB&LR2090 PH 1.1 | 8402 |  |  |  |  | 2018-62075 | 7972.8 | 1.51 | 1624822.22 | 2019-76266 | 0 | 0 | 8402 | 8402 | 1.5913 | 3055272.7273 | 2020-54146
35113999 |  | Other/ESTS | PLAN |  | 1.693 | 1.693 |  |  |  |  | 10074.77 | ESTS | 163201101 | WEST POINT 1101 | WEST POINT 110112256 | 86 | 6.4779 | 2589 | 0.10855 | 0.0012622 | 0.019008 | 96 | Tier 3 | PRE | PIONEER | Amador | Stockton | Central Valley | 5786134 | E.5014728.08 | 117500661 | 35113999 | CWSP-WEST POINT 1101-OCB&LR12256-PH1.8 | 8940 |  |  |  |  | 2018-57103 | 7128 | 1.35 | 1455162 | 2019-35877 | 0 | 0 | 8940 | 8940 | 1.6932 | 3250909.0909 | 2020-06771
35113993 |  | Other/ESTS | PLAN | 2021333 | 2.12 | 2.12 |  |  |  |  | 14481.98 | ESTS | 163201101 | WEST POINT 1101 | WEST POINT 110112256 | 86 | 6.4779 | 2589 | 0.10855 | 0.0012622 | 0.023802 | 96 | Tier 3 | PRE | PIONEER | Amador | Stockton | Central Valley | 5786012 | E.5014728.02 | 117501693 | 35113993 | CWSP-WEST POINT 1101-OCB&LR12256-PH1.2 | 11178 |  |  |  |  | 2018-57103 | 7128 | 1.35 | 1455162 | 2019-35877 | 0 | 0 | 11178 | 11178 | 2.117 | 4064727.2727 | 2020-04093
35043421 |  | Other/ESTS | PLAN | 2021333 | 2.21 | 2.21 |  |  |  |  | 32093.61 | ESTS | 163201101 | WEST POINT 1101 | WEST POINT 110112256 | 86 | 6.4779 | 2589 | 0.10855 | 0.0012622 | 0.024812 | 96 | Tier 3 | PRE | PIONEER | Amador | Stockton | Central Valley | 5784647 | E.5014728.01 | 114676761 | 35043421 | CWSP-WEST POINT 1101-OCB&LR12256-PH1.1 | 11665 |  |  |  |  | 2018-57103 | 7128 | 1.35 | 1455162 | 2019-35906 | 0 | 0 | 11665 | 11665 | 2.2093 | 4241818.1818
35115049 |  | Other/ESTS | PLAN | 2021005 | 2.25 | 2.25 | 2021 |  |  |  | 190475.19 | ESTS erdy | 163661701 | MIWUK 1701 | MIWUK 170110600 | 161 | 13.2769 | 2690 | 0.10996 | 0.000683 | 0.012486 | 1 | Tier 3 | PRE | TWAIN HARTE | Tuolumne | Yosemite | Central Valley | 5785958 | E.5014723.05 | 117497752 | 35115049 | CWSP - MIWUK 1701 - LR 10600 PH 1.5 | 11880 |  |  |  |  | 2018-61433 | 13305.6 | 2.52 | 2730940 | 2019-35884 | 0 | 0 | 11880 | 11880 | 2.25 | 4320000
35115048 |  | Other/ESTS | PLAN | 2021004 | 2.15 | 2.15 | 2021 |  |  |  | 26244.66 | ESTS | 163661701 | MIWUK 1701 | MIWUK 170110600 | 161 | 13.2769 | 2690 | 0.10996 | 0.000683 | 0.011931 | 1 | Tier 3 | PRE | TWAIN HARTE | Tuolumne | Yosemite | Central Valley | 5785937 | E.5014723.04 | 117497751 | 35115048 | CWSP - MIWUK 1701 - LR 10600 PH 1.4 | 11352 |  |  |  |  | 2018-61433 | 13305.6 | 2.52 | 2730940 | 2019-35884 | 0 | 0 | 11352 | 11352 | 2.15 | 4128000 | 2019-65924
35116925 |  | Other/ESTS | PLAN | 2021126 | 1.7 | 1.7 | 2021 |  |  |  | 35091.18 | ESTS | 162821702 | STANISLAUS 1702 | STANISLAUS 17021804 | 118 | 8.3779 | 2712 | 0.069602 | 0.00058985 | 0.0094626 | 19 | Tier 3 | PRE | ARNOLD | Calaveras | Stockton | Central Valley | 5786034 | E.5014540.06 | 117605552 | 35116925 | CWSP-STANISLAUS 1702-LR1804&4905-PH 1.6 | 8968 |  |  |  |  | 2018-52369 | 8131.2 | 1.54 | 1660057.143 | 2019-35971 | 0 | 0 | 8968 | 8968 | 1.6985 | 3261090.9091 | 2019-73793
35043296 |  | Other/Pend/UNSC | PLAN | 2021333 | 1.27 | 1.27 |  |  |  |  | 146868.45 | UNSC | 192171103 | WILLOW CREEK 1103 | WILLOW CREEK 11033090 | 58 | 10.8079 | 1598 | 1.3443 | 0.023177 | 0.10583 | 2204 | Tier 2 | WDDB | WILLOW CREEK | Humboldt | Humboldt | Northern | 5530164 |  | 112191208 | 35043296 | WDDB - WILLOW CRK 1103 LR 3090 | 6300 |  |  |  |  | 2016-120186 | 6300 | 1.1932 | 704000 | 2019-24940 | 0 | 0 | 6300 | 6300 | 1.1932 | 2290909.0909 | 2020-30698
35129311 |  | Other/Pend/UNSC | PLAN | 2021333 | 1.99 | 1.99 |  |  |  |  | 34312.26 | UNSC | 103031102 | ORO FINO 1102 | ORO FINO 11022560 | 179 | 16.7233 | 1921 | 1.9534 | 0.010913 | 0.15574 | 61 | Tier 3 | PRE | MAGALIA | Butte | North Valley | Northern | 5786766 | E.5014720.05 | 117873013 | 35129311 | CWSP - ORO FINO 1102 - LR2560 PH 2.5 | 10500 |  |  |  |  | 2018-67940 | 9472.32 | 1.794 | 1899860 | 2019-76255 | 0 | 0 | 10500 | 10500 | 1.9886 | 3818181.8182 | 2020-52615
35129310 |  | Other/Pend/UNSC | PLAN | 2021333 | 1.91 | 1.91 |  |  |  |  | 25699.68 | UNSC | 103031102 | ORO FINO 1102 | ORO FINO 11022560 | 179 | 16.7233 | 1921 | 1.9534 | 0.010913 | 0.14948 | 61 | Tier 3 | PRE | MAGALIA | Butte | North Valley | Northern | 5786765 | E.5014720.04 | 117873012 | 35129310 | CWSP - ORO FINO 1102 - LR2560 PH 2.4 | 10718 |  |  |  |  | 2018-67940 | 9472.32 | 1.794 | 1899860 | 2019-76255 | 0 | 0 | 10718 | 10718 | 2.0299 | 3897454.5455 | 2020-52952
35129309 |  | Other/Pend/UNSC | PLAN | 2021333 | 1.69 | 1.69 |  |  |  |  | 25061.89 | UNSC | 103031102 | ORO FINO 1102 | ORO FINO 11022560 | 179 | 16.7233 | 1921 | 1.9534 | 0.010913 | 0.13226 | 61 | Tier 3 | PRE | MAGALIA | Butte | North Valley | Northern | 5786764 | E.5014720.03 | 117873011 | 35129309 | CWSP - ORO FINO 1102 - LR2560 PH 2.3 | 8902 |  |  |  |  | 2018-67940 | 9472.32 | 1.794 | 1899860 | 2019-76255 | 0 | 0 | 8902 | 8902 | 1.686 | 3237090.9091 | 2020-07233
35129307 |  | Other/Pend/UNSC | PLAN | 2021154 | 1.77 | 1.77 | 2021 |  |  |  | 130924.38 | UNSC erdy srdy | 103031102 | ORO FINO 1102 | ORO FINO 11022560 | 179 | 16.7233 | 1921 | 1.9534 | 0.010913 | 0.13852 | 61 | Tier 3 | PRE | MAGALIA | Butte | North Valley | Northern | 5786762 | E.5014721.05 | 117872788 | 35129307 | CWSP - ORO FINO 1102 - LR2560 PH 1.5 | 9325 |  |  |  |  | 2018-67838 | 8162.88 | 1.546 | 1646520 | 2019-76226 | 0 | 0 | 9325 | 9325 | 1.7661 | 3390909.0909 | 2020-36267 | 2020-51201 | 0 | 0 | 8419 | 8419 | 1.5945 | 2537383 | 3319922 | 301.3877
35129306 |  | Other/Pend/UNSC | PLAN | 2021153 | 1.47 | 1.47 | 2021 |  |  |  | 29292.54 | PEND erdy | 103031102 | ORO FINO 1102 | ORO FINO 11022560 | 179 | 16.7233 | 1921 | 1.9534 | 0.010913 | 0.11504 | 61 | Tier 3 | PRE | MAGALIA | Butte | North Valley | Northern | 5786761 | E.5014721.04 | 117872787 | 35129306 | CWSP - ORO FINO 1102 - LR2560 PH 1.4 | 7772 |  |  |  |  | 2018-67838 | 8162.88 | 1.546 | 1646520 | 2019-76226 | 0 | 0 | 7772 | 7772 | 1.472 | 2826181.8182 | 2020-60187
35129305 |  | Other/Pend/UNSC | PLAN | 2021152 | 0.83 | 0.83 | 2021 |  |  |  | 21717.29 | UNSC | 103031102 | ORO FINO 1102 | ORO FINO 11022560 | 179 | 16.7233 | 1921 | 1.9534 | 0.010913 | 0.064957 | 61 | Tier 3 | PRE | MAGALIA | Butte | North Valley | Northern | 5786760 | E.5014721.03 | 117872786 | 35129305 | CWSP - ORO FINO 1102 - LR2560 PH 1.3 | 4373 |  |  |  |  | 2018-67838 | 8162.88 | 1.546 | 1646520 | 2019-76226 | 0 | 0 | 4373 | 4373 | 0.82822 | 1590181.8182 | 2020-33978 | 2020-51195 | 0 | 0 | 2947 | 2947 | 0.55814 | 1195101 | 1594611 | 405.5314
35057018 |  | Other/Pend/UNSC | PLAN | 2021120 | 2.01 | 2.01 | 2021 |  |  |  | 234272.41 | PEND | 152762101 | EL DORADO PH 2101 | EL DORADO PH 210119752 | 436 | 36.5147 | 1946 | 4.4909 | 0.0103 | 0.16563 | 13 | Tier 3 | PRE | POLLOCK PINES | El Dorado | Sierra | Northern | 5782535 | E.5015414.01 | 114987363 | 35057018 | CWSP - EL DORADO 2101 - LR19752 - PH4.1 | 507 |  |  |  |  | 2018-78881 | 37118.4 | 7.03 | 7593680 | 2019-32237 | 0 | 11379 | 507 | 11886 | 2.2511 | 9246720 | 2019-54822 | [10 empty] | 2020-35302
35056733 |  | Other/Pend/UNSC | PLAN | 2021116 | 2.13 | 2.13 | 2021 |  |  |  | 563399.1 | PEND | 152762101 | EL DORADO PH 2101 | EL DORADO PH 210119752 | 436 | 36.5147 | 1946 | 4.4909 | 0.0103 | 0.17552 | 13 | Tier 3 | PRE | POLLOCK PINES | El Dorado | Sierra | Northern | 5782532 | E.5015417.01 | 114987201 | 35056733 | CWSP - EL DORADO 2101 - 19752 - PH 1.1 | 11246.4 |  |  |  |  | 2018-78760 | 27482.4 | 5.205 | 5577870 | 2019-32231 | 0 | 0 | 11246.4 | 11246.4 | 2.13 | 4089600 | 2020-50008 | 2019-55678 | [9 empty] | 2020-33819
31334291 |  | Other/Pend/UNSC | PLAN | 2021159 | 0.51 | 0.51 | 2021 |  |  |  | 334556.69 | PEND | 42761101 | FORT BRAGG A 1101 | FORT BRAGG A 11013113 | 68 | 10.0248 | 2140 | 0.42396 | 0.0062347 | 0.014451 | 2292 | Tier 3 | WDDB | FORT BRAGG | Mendocino | Humboldt | Northern | 5530164 |  | 112994395 | 31334291 | RECON-6 SPANS CAMP ONE TEN MILE FT BRAGG | 2692.8 |  |  |  |  | 2018-10393 | 1920 | 0.36364 | 212000 | N/A | 0 | 0 | 2692.8 | 2692.8 | 0.51 | 979200 |  | 2019-31651 | 0 | 0 | 2710 | 2710 | 0.51326 | 688000 | 1115000 | 253.8745 |  | 2019-19275
35052823 |  | Other/Pend/UNSC | PLAN | 2021333 | 1.53 | 1.53 |  |  |  |  | 35662.48 | UNSC srdy | 163661702 | MIWUK 1702 | MIWUK 17028130 | 123 | 9.9178 | 2217 | 0.5855 | 0.0047602 | 0.060517 | 83 | Tier 2 | PRE | TWAIN HARTE | Tuolumne | Yosemite | Central Valley | 5791727 | E.5014730.01 | 114678857 | 35052823 | CWSP-MIWUK 1702-LR6018-PH 1.1 | 7835 |  |  |  |  | 2018-55685 | 9398.4 | 1.78 | 1921966 | 2019-35900 | 0 | 0 | 7835 | 7835 | 1.4839 | 2849090.9091 | 2020-37595 | 2020-49472 | 0 | 0 | 8100 | 8100 | 1.5341 | 4349460 | 6133206 | 536.9704
35129614 |  | Other/Pend/UNSC | PLAN | 2021022 | 1.68 | 1.68 | 2021 |  |  |  | 31224.71 | PEND erdy | 103031101 | ORO FINO 1101 | ORO FINO 1101CB | 271 | 22.3257 | 2289 | 0.96987 | 0.0035789 | 0.048898 | 3 | Tier 3 | PRE | MAGALIA | Butte | North Valley | Northern | 5786757 | E.5014746.03 | 117873075 | 35129614 | CWSP-ORO FINO 1101-OCB-PH 3.3 | 8896 |  |  |  |  | 2018-47850 | 9108 | 1.725 | 1880350 | 2019-76221 | 0 | 0 | 8896 | 8896 | 1.6848 | 3234909.0909 | 2020-55903
35129613 |  | Other/Pend/UNSC | PLAN | 2021020 | 1.38 | 1.38 | 2021 |  |  |  | 45651.8 | PEND | 103031101 | ORO FINO 1101 | ORO FINO 1101CB | 271 | 22.3257 | 2289 | 0.96987 | 0.0035789 | 0.040167 | 3 | Tier 3 | PRE | MAGALIA | Butte | North Valley | Northern | 5786756 | E.5014746.02 | 117873074 | 35129613 | CWSP-ORO FINO 1101-OCB-PH 3.2 | 7303 |  |  |  |  | 2018-47850 | 9108 | 1.725 | 1880350 | 2019-76221 | 0 | 0 | 7303 | 7303 | 1.3831 | 2655636.3636 | 2020-60446
35129612 |  | Other/Pend/UNSC | PLAN | 2021018 | 1.14 | 1.14 | 2021 |  |  |  | 10694.92 | PEND erdy | 103031101 | ORO FINO 1101 | ORO FINO 1101CB | 271 | 22.3257 | 2289 | 0.96987 | 0.0035789 | 0.033181 | 3 | Tier 3 | PRE | MAGALIA | Butte | North Valley | Northern | 5786755 | E.5014747.06 | 117873073 | 35129612 | CWSP-ORO FINO 1101-OCB-PH 2.6 | 5997 |  |  |  |  | 2018-47848 | 7022.4 | 1.33 | 1469033.33 | 2019-76219 | 0 | 0 | 5997 | 5997 | 1.1358 | 2180727.2727 | 2020-44454
35129611 |  | Other/Pend/UNSC | PLAN | 2021017 | 1.3 | 1.3 | 2021 |  |  |  | 17186.15 | PEND erdy | 103031101 | ORO FINO 1101 | ORO FINO 1101CB | 271 | 22.3257 | 2289 | 0.96987 | 0.0035789 | 0.037838 | 3 | Tier 3 | PRE | MAGALIA | Butte | North Valley | Northern | 5786754 | E.5014747.05 | 117873072 | 35129611 | CWSP-ORO FINO 1101-OCB-PH 2.5 | 6878 |  |  |  |  | 2018-47848 | 7022.4 | 1.33 | 1469033.33 | 2019-76219 | 0 | 0 | 6878 | 6878 | 1.3027 | 2501090.9091 | 2020-34450
35129610 |  | Other/Pend/UNSC | PLAN | 2021016 | 1.57 | 1.57 | 2021 |  |  |  | 114059.19 | PEND | 103031101 | ORO FINO 1101 | ORO FINO 1101CB | 271 | 22.3257 | 2289 | 0.96987 | 0.0035789 | 0.045697 | 3 | Tier 3 | PRE | MAGALIA | Butte | North Valley | Northern | 5786753 | E.5014747.04 | 117873071 | 35129610 | CWSP-ORO FINO 1101-OCB-PH 2.4 | 8284 |  |  |  |  | 2018-47848 | 7022.4 | 1.33 | 1469033.33 | 2019-76219 | 0 | 0 | 8284 | 8284 | 1.5689 | 3012363.6364 | 2020-44455
35129609 |  | Other/Pend/UNSC | PLAN | 2021015 | 1.07 | 1.07 | 2021 |  |  |  | 20835.18 | PEND erdy | 103031101 | ORO FINO 1101 | ORO FINO 1101CB | 271 | 22.3257 | 2289 | 0.96987 | 0.0035789 | 0.031144 | 3 | Tier 3 | PRE | MAGALIA | Butte | North Valley | Northern | 5786752 | E.5014747.03 | 117873070 | 35129609 | CWSP-ORO FINO 1101-OCB-PH 2.3 | 5626 |  |  |  |  | 2020-60320 | 9247 | 1.7513 | 2090000 | 2019-76219 | 0 | 0 | 5626 | 5626 | 1.0655 | 2045818.1818 | 2020-26542
35129608 |  | Other/Pend/UNSC | PLAN | 2021014 | 1.47 | 1.47 | 2021 |  |  |  | 35092.41 | PEND | 103031101 | ORO FINO 1101 | ORO FINO 1101CB | 271 | 22.3257 | 2289 | 0.96987 | 0.0035789 | 0.042786 | 3 | Tier 3 | PRE | MAGALIA | Butte | North Valley | Northern | 5786751 | E.5014747.02 | 117873039 | 35129608 | CWSP-ORO FINO 1101-OCB-PH 2.2 | 7812 |  |  |  |  | 2018-47848 | 7022.4 | 1.33 | 1469033.33 | 2019-76219 | 0 | 0 | 7812 | 7812 | 1.4795 | 2840727.2727 | 2020-62009
35129607 |  | Other/Pend/UNSC | PLAN | 2021012 | 1.51 | 1.51 | 2021 |  |  |  | 94951.58 | PEND erdy | 103031101 | ORO FINO 1101 | ORO FINO 1101CB | 271 | 22.3257 | 2289 | 0.96987 | 0.0035789 | 0.04395 | 3 | Tier 3 | PRE | MAGALIA | Butte | North Valley | Northern | 5786750 | E.5014748.07 | 117873038 | 35129607 | CWSP-ORO FINO 1101-OCB-PH 1.7 | 7972 |  |  |  |  | 2018-47846 | 7434.24 | 1.408 | 1546850 | 2019-76212 | 0 | 0 | 7972 | 7972 | 1.5098 | 2898909.0909 | 2020-11589
35129606 |  | Other/Pend/UNSC | PLAN | 2021010 | 0.99 | 0.99 | 2021 |  |  |  | 15190.37 | UNSC srdy | 103031101 | ORO FINO 1101 | ORO FINO 1101CB | 271 | 22.3257 | 2289 | 0.96987 | 0.0035789 | 0.028815 | 3 | Tier 3 | PRE | MAGALIA | Butte | North Valley | Northern | 5786749 | E.5014748.06 | 117873037 | 35129606 | CWSP-ORO FINO 1101-OCB-PH 1.6 | 5223 |  |  |  |  | 2018-47846 | 7434.24 | 1.408 | 1546850 | 2019-76212 | 0 | 0 | 5223 | 5223 | 0.9892 | 1899272.7273 | 2020-22794
35129605 |  | Other/Pend/UNSC | PLAN | 2021011 | 1.58 | 1.58 | 2021 |  |  |  | 42326.56 | PEND erdy | 103031101 | ORO FINO 1101 | ORO FINO 1101CB | 271 | 22.3257 | 2289 | 0.96987 | 0.0035789 | 0.045988 | 3 | Tier 3 | PRE | MAGALIA | Butte | North Valley | Northern | 5786748 | E.5014748.05 | 117873036 | 35129605 | CWSP-ORO FINO 1101-OCB-PH 1.5 | 8342 |  |  |  |  | 2018-47846 | 7434.24 | 1.408 | 1546850 | 2019-76212 | 0 | 0 | 8342 | 8342 | 1.5799 | 3033454.5455 | 2020-09940
35129604 |  | Other/Pend/UNSC | PLAN | 2021009 | 1.45 | 1.45 | 2021 |  |  |  | 31753.87 | PEND erdy | 103031101 | ORO FINO 1101 | ORO FINO 1101CB | 271 | 22.3257 | 2289 | 0.96987 | 0.0035789 | 0.042204 | 3 | Tier 3 | PRE | MAGALIA | Butte | North Valley | Northern | 5786747 | E.5014748.04 | 117873035 | 35129604 | CWSP-ORO FINO 1101-OCB-PH 1.4 | 7682 |  |  |  |  | 2018-47846 | 7434.24 | 1.408 | 1546850 | 2019-76212 | 0 | 0 | 7682 | 7682 | 1.4549 | 2793454.5455 | 2020-52799
35129603 |  | Other/Pend/UNSC | PLAN | 2021008 | 1.32 | 1.32 | 2021 |  |  |  | 9270.02 | PEND | 103031101 | ORO FINO 1101 | ORO FINO 1101CB | 271 | 22.3257 | 2289 | 0.96987 | 0.0035789 | 0.03842 | 3 | Tier 3 | PRE | MAGALIA | Butte | North Valley | Northern | 5786746 | E.5014748.03 | 117873034 | 35129603 | CWSP-ORO FINO 1101-OCB-PH 1.3 | 6970 |  |  |  |  | 2018-47846 | 7434.24 | 1.408 | 1546850 | 2019-76212 | 0 | 0 | 6970 | 6970 | 1.3201 | 2534545.4545 | 2020-22793
35129602 |  | Other/Pend/UNSC | PLAN | 2021007 | 1.08 | 1.08 | 2021 |  |  |  | 15113.3 | PEND erdy | 103031101 | ORO FINO 1101 | ORO FINO 1101CB | 271 | 22.3257 | 2289 | 0.96987 | 0.0035789 | 0.031435 | 3 | Tier 3 | PRE | MAGALIA | Butte | North Valley | Northern | 5786745 | E.5014748.02 | 117873033 | 35129602 | CWSP-ORO FINO 1101-OCB-PH 1.2 | 5722 |  |  |  |  | 2018-47846 | 7434.24 | 1.408 | 1546850 | 2019-76212 | 0 | 0 | 5722 | 5722 | 1.0837 | 2080727.2727 | 2020-02657
35094517 |  | Other/Pend/UNSC | PLAN | 2021013 | 1.45 | 1.45 | 2021 |  |  |  | 89218.69 | PEND erdy | 103031101 | ORO FINO 1101 | ORO FINO 1101CB | 271 | 22.3257 | 2289 | 0.96987 | 0.0035789 | 0.042204 | 3 | Tier 3 | PRE | MAGALIA | Butte | North Valley | Northern | 5785241 | E.5014747.01 | 114668689 | 35094517 | CWSP-ORO FINO 1101-OCB-PH 2.1 | 7634 |  |  |  |  | 2018-47848 | 7022.4 | 1.33 | 1469033.33 | 2019-76219 | 0 | 0 | 7634 | 7634 | 1.4458 | 2776000 | 2020-34187
35094516 |  | Other/Pend/UNSC | PLAN | 2021006 | 1.95 | 1.95 | 2021 |  |  |  | 74700.99 | PEND | 103031101 | ORO FINO 1101 | ORO FINO 1101CB | 271 | 22.3257 | 2289 | 0.96987 | 0.0035789 | 0.056757 | 3 | Tier 3 | PRE | MAGALIA | Butte | North Valley | Northern | 5785242 | E.5014748.01 | 114668686 | 35094516 | CWSP-ORO FINO 1101-OCB-PH 1.1 | 10300 |  |  |  |  | 2018-47822 | 7233.6 | 1.37 | 1520311.11 | 2019-73903 | 0 | 0 | 10300 | 10300 | 1.9508 | 3745454.5455 | 2020-37077
35116519 |  | Other/Pend/UNSC | PLAN | 2021032 | 1.76 | 1.76 | 2021 |  |  |  | 66827.35 | UNSC | 162821702 | STANISLAUS 1702 | STANISLAUS 17021888 | 231 | 18.9145 | 2386 | 0.62036 | 0.0026855 | 0.038675 | 4 | Tier 2 | PRE | ARNOLD | Calaveras | Stockton | Central Valley | 5786038 | E.5015701.04 | 117608026 | 35116519 | CWSP–STANISLAUS 1702-LR1888-PH 1.4 | 9579 |  |  |  |  | 2018-78320 | 8764.8 | 1.66 | 1793000 | 2019-35975 | 0 | 0 | 9579 | 9579 | 1.8142 | 3483272.7273 | 2019-71107
35116518 |  | Other/Pend/UNSC | PLAN | 2021036 | 2.07 | 2.07 | 2021 |  |  |  | 81255.35 | PEND erdy | 162821702 | STANISLAUS 1702 | STANISLAUS 17021888 | 231 | 18.9145 | 2386 | 0.62036 | 0.0026855 | 0.045487 | 4 | Tier 2 | PRE | ARNOLD | Calaveras | Stockton | Central Valley | 5786040 | E.5015701.06 | 117608188 | 35116518 | CWSP–STANISLAUS 1702-LR1888-PH 1.6 | 10922 |  |  |  |  | 2018-78320 | 8764.8 | 1.66 | 1793000 | 2019-35975 | 0 | 0 | 10922 | 10922 | 2.0686 | 3971636.3636 | 2019-69862
35116517 |  | Other/Pend/UNSC | PLAN | 2021034 | 2.4 | 2.4 | 2021 |  |  |  | 83600.99 | PEND | 162821702 | STANISLAUS 1702 | STANISLAUS 17021888 | 231 | 18.9145 | 2386 | 0.62036 | 0.0026855 | 0.052739 | 4 | Tier 2 | PRE | ARNOLD | Calaveras | Stockton | Central Valley | 5786039 | E.5015701.05 | 117608185 | 35116517 | CWSP–STANISLAUS 1702-LR1888-PH 1.5 | 10921 |  |  |  |  | 2018-78320 | 8764.8 | 1.66 | 1793000 | 2019-35975 | 0 | 0 | 10921 | 10921 | 2.0684 | 3971272.7273 | 2019-69686
35116516 |  | Other/Pend/UNSC | PLAN | 2021028 | 0.91 | 0.91 | 2021 |  |  |  | 114802.93 | PEND erdy | 162821702 | STANISLAUS 1702 | STANISLAUS 17021888 | 231 | 18.9145 | 2386 | 0.62036 | 0.0026855 | 0.019997 | 4 | Tier 3 | PRE | ARNOLD | Calaveras | Stockton | Central Valley | 5786037 | E.5015701.03 | 117608020 | 35116516 | CWSP–STANISLAUS 1702-LR1888-PH 1.3 | 4528 |  |  |  |  | 2018-78320 | 8764.8 | 1.66 | 1793000 | 2019-35975 | 0 | 0 | 4528 | 4528 | 0.85758 | 1646545.4545 | 2020-30061 | 2020-50281 | 0 | 0 | 4825 | 4825 | 0.91383 | 2239022 | 3210873 | 464.046
35116515 |  | Other/Pend/UNSC | PLAN | 2021030 | 1.75 | 1.75 | 2021 |  |  |  | 122351.88 | UNSC srdy | 162821702 | STANISLAUS 1702 | STANISLAUS 17021888 | 231 | 18.9145 | 2386 | 0.62036 | 0.0026855 | 0.038455 | 4 | Tier 3 | PRE | ARNOLD | Calaveras | Stockton | Central Valley | 5786036 | E.5015701.02 | 117607998 | 35116515 | CWSP–STANISLAUS 1702-LR1888-PH 1.2 | 8765 |  |  |  |  | 2018-78320 | 8764.8 | 1.66 | 1793000 | 2019-35975 | 0 | 0 | 8765 | 8765 | 1.66 | 3187272.7273 | 2019-69359 | 2020-48497 | 0 | 0 | 9222 | 9222 | 1.7466 | 3203035 | 4438411 | 347.3254
35116514 |  | Other/Pend/UNSC | PLAN | 2021046 | 2.06 | 2.06 | 2021 |  |  |  | 70645.45 | PEND | 162821702 | STANISLAUS 1702 | STANISLAUS 17021888 | 231 | 18.9145 | 2386 | 0.62036 | 0.0026855 | 0.045268 | 4 | Tier 2 | PRE | ARNOLD | Calaveras | Stockton | Central Valley | 6786044 | E.5015394.05 | 117608818 | 35116514 | CWSP–STANISLAUS 1702-LR1888-PH 2.5 | 10882 |  |  |  | N/A | 2018-67963 | 8659.2 | 1.64 | 1768880 | 2019-35973 | 0 | 0 | 10882 | 10882 | 2.061 | 3957090.9091 | 2020-44614
35116513 |  | Other/Pend/UNSC | PLAN | 2021044 | 2.13 | 2.13 | 2021 |  |  |  | 74438.05 | PEND erdy | 162821702 | STANISLAUS 1702 | STANISLAUS 17021888 | 231 | 18.9145 | 2386 | 0.62036 | 0.0026855 | 0.046806 | 4 | Tier 2 | PRE | ARNOLD | Calaveras | Stockton | Central Valley | 6786043 | E.5015394.04 | 117608814 | 35116513 | CWSP–STANISLAUS 1702-LR1888-PH 2.4 | 11249 |  |  |  | N/A | 2018-67963 | 8659.2 | 1.64 | 1768880 | 2019-35973 | 0 | 0 | 11249 | 11249 | 2.1305 | 4090545.4545 | 2019-70798
35116512 |  | Other/Pend/UNSC | PLAN | 2021042 | 1.75 | 1.75 | 2021 |  |  |  | 81709.77 | PEND erdy | 162821702 | STANISLAUS 1702 | STANISLAUS 17021888 | 231 | 18.9145 | 2386 | 0.62036 | 0.0026855 | 0.038455 | 4 | Tier 2 | PRE | ARNOLD | Calaveras | Stockton | Central Valley | 6786042 | E.5015394.03 | 117608788 | 35116512 | CWSP–STANISLAUS 1702-LR1888-PH 2.3 | 9387 |  |  |  | N/A | 2018-67963 | 8659.2 | 1.64 | 1768880 | 2019-35973 | 0 | 0 | 9387 | 9387 | 1.7778 | 3413454.5455 | 2020-40526
35116511 |  | Other/Pend/UNSC | PLAN | 2021040 | 1.2 | 1.2 | 2021 |  |  |  | 65006.39 | PEND erdy | 162821702 | STANISLAUS 1702 | STANISLAUS 17021888 | 231 | 18.9145 | 2386 | 0.62036 | 0.0026855 | 0.026369 | 4 | Tier 2 | PRE | ARNOLD | Calaveras | Stockton | Central Valley | 5786041 | E.5015394.02 | 117608780 | 35116511 | CWSP–STANISLAUS 1702-LR1888-PH 2.2 | 6934 |  |  |  | N/A | 2018-67963 | 8659.2 | 1.64 | 1768880 | 2019-35973 | 0 | 0 | 6934 | 6934 | 1.3133 | 2521454.5455 | 2019-71058
35095168 |  | Other/Pend/UNSC | PLAN | 2021026 | 1.27 | 1.27 | 2021 |  |  |  | 72507.61 | PEND erdy | 162821702 | STANISLAUS 1702 | STANISLAUS 17021888 | 231 | 18.9145 | 2386 | 0.62036 | 0.0026855 | 0.027908 | 4 | Tier 3 | PRE | ARNOLD | Calaveras | Stockton | Central Valley | 5785247 | E.5015701.01 | 114832575 | 35095168 | CWSP–STANISLAUS 1702-LR1888-PH 1.1 | 6461 |  |  |  |  | 2018-78320 | 8764.8 | 1.66 | 1793000 | 2019-35975 | 0 | 0 | 6461 | 6461 | 1.2237 | 2349454.5455 | 2020-29753
35095167 |  | Other/Pend/UNSC | PLAN | 2021038 | 1.12 | 1.12 | 2021 |  |  |  | 70737.49 | PEND | 162821702 | STANISLAUS 1702 | STANISLAUS 17021888 | 231 | 18.9145 | 2386 | 0.62036 | 0.0026855 | 0.024612 | 4 | Tier 2 | PRE | ARNOLD | Calaveras | Stockton | Central Valley | 5785246 | E.5015394.01 | 114832579 | 35095167 | CWSP–STANISLAUS 1702-LR1888-PH 2.1 | 5833 |  |  |  | N/A | 2018-67963 | 8659.2 | 1.64 | 1768880 | 2019-35973 | 0 | 0 | 5833 | 5833 | 1.1047 | 2121090.9091 | 2020-38020 | 2020-51849 | 0 | 0 | 5899 | 5899 | 1.1172 | 2365952 | 3732876 | 401.0768
35030568 |  | Other/Pend/UNSC | PLAN |  | 0.888 | 0.888 |  |  |  |  | 58912.93 | PEND erdy cont | 24101101 | HALF MOON BAY 1101 | HALF MOON BAY 1101CB | 80 | 1.5979 | 2409 | 0.20127 | 0.0025158 | 0.074941 | 1132 | Tier 2 | WDDB | HALF MOON BAY | San Mateo | Peninsula | Central Coast | 5531041 |  | 114435598 | 35030568 | TW ON HALF MOON BAY1101 FUCO 4141 | 4690 |  |  |  | 2019-21707 | 2018-25302 | 4690 | 0.88826 | 445000 |  |  |  |  | 0 | 0
35129645 |  | Other/Pend/UNSC | PLAN | 2021333 | 1.21 | 1.21 |  |  |  |  | 16454.77 | PEND | 103031101 | ORO FINO 1101 | ORO FINO 11012022 | 207 | 16.0866 | 2420 | 0.50113 | 0.0024209 | 0.025255 | 10 | Tier 3 | PRE | MAGALIA | Butte | North Valley | Northern | 5786741 | E.5014755.04 | 117873096 | 35129645 | CWSP-ORO FINO 1101-LR2022-PH 2.4 | 6367 |  |  |  |  | 2018-47836 | 7619.04 | 1.443 | 1575750 | 2019-76198 | 0 | 0 | 6367 | 6367 | 1.2059 | 2315272.7273 | 2020-47835
35129644 |  | Other/Pend/UNSC | PLAN | 2021333 | 0.99 | 0.99 |  |  |  |  | 19216.02 | PEND | 103031101 | ORO FINO 1101 | ORO FINO 11012022 | 207 | 16.0866 | 2420 | 0.50113 | 0.0024209 | 0.020663 | 10 | Tier 3 | PRE | MAGALIA | Butte | North Valley | Northern | 5786740 | E.5014755.03 | 117873095 | 35129644 | CWSP-ORO FINO 1101-LR2022-PH 2.3 | 5214 |  |  |  |  | 2018-47836 | 7619.04 | 1.443 | 1575750 | 2019-76198 | 0 | 0 | 5214 | 5214 | 0.9875 | 1896000 | 2019-82268
35129643 |  | Other/Pend/UNSC | PLAN | 2021333 | 2.06 | 2.06 |  |  |  |  | 55966.96 | PEND erdy | 103031101 | ORO FINO 1101 | ORO FINO 11012022 | 207 | 16.0866 | 2420 | 0.50113 | 0.0024209 | 0.042996 | 10 | Tier 3 | PRE | MAGALIA | Butte | North Valley | Northern | 5786739 | E.5014755.02 | 117873094 | 35129643 | CWSP-ORO FINO 1101-LR2022-PH 2.2 | 10869 |  |  |  |  | 2018-47836 | 7619.04 | 1.443 | 1575750 | 2019-76198 | 0 | 0 | 10869 | 10869 | 2.0585 | 3952363.6364 | 2020-59750
35129641 |  | Other/Pend/UNSC | PLAN | 2021333 | 1.33 | 1.33 |  |  |  |  | 34644.52 | PEND erdy | 103031101 | ORO FINO 1101 | ORO FINO 11012022 | 207 | 16.0866 | 2420 | 0.50113 | 0.0024209 | 0.02776 | 10 | Tier 3 | PRE | MAGALIA | Butte | North Valley | Northern | 5786677 | E.5014760.07 | 117873092 | 35129641 | CWSP-ORO FINO 1101-LR2022-PH 1.7 | 7019 |  |  |  |  | 2018-47822 | 7233.6 | 1.37 | 1520311.11 | 2019-73903 | 0 | 0 | 7019 | 7019 | 1.3294 | 2552363.6364 | 2020-00247
35129640 |  | Other/Pend/UNSC | PLAN | 2021333 | 1.62 | 1.62 |  |  |  |  | 10852.12 | PEND | 103031101 | ORO FINO 1101 | ORO FINO 11012022 | 207 | 16.0866 | 2420 | 0.50113 | 0.0024209 | 0.033813 | 10 | Tier 3 | PRE | MAGALIA | Butte | North Valley | Northern | 5786676 | E.5014760.06 | 117873091 | 35129640 | CWSP-ORO FINO 1101-LR2022-PH 1.6 | 8536 |  |  |  |  | 2018-47822 | 7233.6 | 1.37 | 1520311.11 | 2019-73903 | 0 | 0 | 8536 | 8536 | 1.6167 | 3104000 | 2020-00116
35129619 |  | Other/Pend/UNSC | PLAN | 2021333 | 1.66 | 1.66 |  |  |  |  | 73752.88 | PEND | 103031101 | ORO FINO 1101 | ORO FINO 11012022 | 207 | 16.0866 | 2420 | 0.50113 | 0.0024209 | 0.034647 | 10 | Tier 3 | PRE | MAGALIA | Butte | North Valley | Northern | 5786675 | E.5014760.05 | 117873090 | 35129619 | CWSP-ORO FINO 1101-LR2022-PH 1.5 | 8750 |  |  |  |  | 2018-47822 | 7233.6 | 1.37 | 1520311.11 | 2019-73903 | 0 | 0 | 8750 | 8750 | 1.6572 | 3181818.1818 | 2020-60535
35129618 |  | Other/Pend/UNSC | PLAN | 2021333 | 1.99 | 1.99 |  |  |  |  | 25818.07 | PEND | 103031101 | ORO FINO 1101 | ORO FINO 11012022 | 207 | 16.0866 | 2420 | 0.50113 | 0.0024209 | 0.041535 | 10 | Tier 3 | PRE | MAGALIA | Butte | North Valley | Northern | 5786674 | E.5014760.04 | 117873079 | 35129618 | CWSP-ORO FINO 1101-LR2022-PH 1.4 | 10520 |  |  |  |  | 2018-47822 | 7233.6 | 1.37 | 1520311.11 | 2019-73903 | 0 | 0 | 10520 | 10520 | 1.9924 | 3825454.5455 | 2020-00249
35129617 |  | Other/Pend/UNSC | PLAN | 2021333 | 1.95 | 1.95 |  |  |  |  | 25138.81 | PEND | 103031101 | ORO FINO 1101 | ORO FINO 11012022 | 207 | 16.0866 | 2420 | 0.50113 | 0.0024209 | 0.0407 | 10 | Tier 3 | PRE | MAGALIA | Butte | North Valley | Northern | 5786673 | E.5014760.03 | 117873078 | 35129617 | CWSP-ORO FINO 1101-LR2022-PH 1.3 | 10289 |  |  |  |  | 2018-47822 | 7233.6 | 1.37 | 1520311.11 | 2019-73903 | 0 | 0 | 10289 | 10289 | 1.9487 | 3741454.5455 | 2020-45318
35129616 |  | Other/Pend/UNSC | PLAN | 2021333 | 1.62 | 1.62 |  |  |  |  | 43042.79 | PEND | 103031101 | ORO FINO 1101 | ORO FINO 11012022 | 207 | 16.0866 | 2420 | 0.50113 | 0.0024209 | 0.033813 | 10 | Tier 3 | PRE | MAGALIA | Butte | North Valley | Northern | 5786672 | E.5014760.02 | 117873077 | 35129616 | CWSP-ORO FINO 1101-LR2022-PH 1.2 | 8577 |  |  |  |  | 2018-47822 | 7233.6 | 1.37 | 1520311.11 | 2019-73903 | 0 | 0 | 8577 | 8577 | 1.6244 | 3118909.0909 | 2020-02408
35095164 |  | Other/Pend/UNSC | PLAN | 2021333 | 1.94 | 1.94 |  |  |  |  | 181515.25 | UNSC srdy | 103031101 | ORO FINO 1101 | ORO FINO 11012022 | 207 | 16.0866 | 2420 | 0.50113 | 0.0024209 | 0.040492 | 10 | Tier 3 | PRE | MAGALIA | Butte | North Valley | Northern | 5785239 | E.5015030.01 | 114723712 | 35095164 | CWSP-ORO FINO 1101-LR2022-PH 3.1 | 10157 |  |  |  |  | 2018-53504 | 7920 | 1.5 | 1750050 | 2019-76204 | 0 | 0 | 10157 | 10157 | 1.9237 | 3693454.5455 | 2020-54043
35094514 |  | Other/Pend/UNSC | PLAN | 2021333 | 1.28 | 1.28 |  |  |  |  | 68229.75 | PEND | 103031101 | ORO FINO 1101 | ORO FINO 11012022 | 207 | 16.0866 | 2420 | 0.50113 | 0.0024209 | 0.026716 | 10 | Tier 3 | PRE | MAGALIA | Butte | North Valley | Northern | 5785244 | E.5014760.01 | 114655579 | 35094514 | CWSP-ORO FINO 1101-LR2022-PH 1.1 | 6756 |  |  |  |  | 2018-47822 | 7233.6 | 1.37 | 1520311.11 | 2019-73903 | 0 | 0 | 6756 | 6756 | 1.2795 | 2456727.2727 | 2020-52006
35129655 |  | Other/Pend/UNSC | PLAN |  | 1.76 | 1.76 |  |  |  |  | 41910.37 | PEND | 103031102 | ORO FINO 1102 | ORO FINO 11022090 | 183 | 14.7428 | 2440 | 0.41496 | 0.0022675 | 0.033191 | 72 | Tier 3 | PRE | MAGALIA | Butte | North Valley | Northern | 5786780 | E.5014724.07 | 117873105 | 35129655 | CWSP - ORO FINO 1102 - OCB&LR2090 PH 1.7 | 9273 |  |  |  |  | 2018-62075 | 7972.8 | 1.51 | 1624822.22 | 2019-76266 | 0 | 0 | 9273 | 9273 | 1.7563 | 3372000 | 2020-29003
35129654 |  | Other/Pend/UNSC | PLAN |  | 1.99 | 1.99 |  |  |  |  | 113381.57 | PEND erdy | 103031102 | ORO FINO 1102 | ORO FINO 11022090 | 183 | 14.7428 | 2440 | 0.41496 | 0.0022675 | 0.037528 | 72 | Tier 3 | PRE | MAGALIA | Butte | North Valley | Northern | 5786779 | E.5014724.06 | 117873104 | 35129654 | CWSP - ORO FINO 1102 - OCB&LR2090 PH 1.6 | 10499 |  |  |  |  | 2018-62075 | 7972.8 | 1.51 | 1624822.22 | 2019-76266 | 0 | 0 | 10499 | 10499 | 1.9884 | 3817818.1818 | 2020-52958
35129652 |  | Other/Pend/UNSC | PLAN | 2021333 | 1.04 | 1.04 |  |  |  |  | 236103.96 | PEND | 103031102 | ORO FINO 1102 | ORO FINO 11022090 | 183 | 14.7428 | 2440 | 0.41496 | 0.0022675 | 0.019613 | 72 | Tier 3 | PRE | MAGALIA | Butte | North Valley | Northern | 5786777 | E.5014724.04 | 117873102 | 35129652 | CWSP - ORO FINO 1102 - OCB&LR2090 PH 1.4 | 5493 |  |  |  |  | 2018-62075 | 7972.8 | 1.51 | 1624822.22 | 2019-76266 | 0 | 0 | 5493 | 5493 | 1.0403 | 1997454.5455
35129650 |  | Other/Pend/UNSC | PLAN |  | 1.38 | 1.38 |  |  |  |  | 89062.93 | PEND | 103031102 | ORO FINO 1102 | ORO FINO 11022090 | 183 | 14.7428 | 2440 | 0.41496 | 0.0022675 | 0.026024 | 72 | Tier 3 | PRE | MAGALIA | Butte | North Valley | Northern | 5786776 | E.5014724.03 | 117873101 | 35129650 | CWSP - ORO FINO 1102 - OCB&LR2090 PH 1.3 | 7291 |  |  |  |  | 2018-62075 | 7972.8 | 1.51 | 1624822.22 | 2019-76266 | 0 | 0 | 7291 | 7291 | 1.3809 | 2651272.7273 | 2020-41167
35060584 |  | Other/Pend/UNSC | PLAN | 2022333 | 2.85 | 2.85 | 2021 |  |  |  | 78725.71 | PEND | 182941101 | OTTER 1101 | OTTER 11017611 | 42 | 4.3919 | 2523 | 0.070701 | 0.0016834 | 0.03074 | 1092 | Tier 2 | WDDB | CARMEL | Monterey | Central Coast | Central Coast | 5782594 | E.0000106.01 | 113743255 | 35060584 | RPL OH WIRE ON OTTER-1101 S030CC121 | 15048 |  |  |  |  | 2017-106107 | 23884 | 4.5235 | 2649240 | N/A | 0 | 0 | 15048 | 15048 | 2.85 | 5472000 | 2020-07474
35113998 |  | Other/Pend/UNSC | PLAN |  | 1.119 | 1.119 |  |  |  |  | 136893.26 | PEND | 163201101 | WEST POINT 1101 | WEST POINT 110112256 | 86 | 6.4779 | 2589 | 0.10855 | 0.0012622 | 0.012563 | 96 | Tier 2 | PRE | PIONEER | Amador | Stockton | Central Valley | 5786017 | E.5014728.07 | 117500659 | 35113998 | CWSP-WEST POINT 1101-OCB&LR12256-PH1.7 | 5907 |  |  |  |  | 2018-57103 | 7128 | 1.35 | 1455162 | 2019-35877 | 0 | 0 | 5907 | 5907 | 1.1187 | 2148000 | 2020-33083
35113997 |  | Other/Pend/UNSC | PLAN |  | 1.223 | 1.223 |  |  |  |  | 69834.7 | PEND erdy | 163201101 | WEST POINT 1101 | WEST POINT 110112256 | 86 | 6.4779 | 2589 | 0.10855 | 0.0012622 | 0.013731 | 96 | Tier 3 | PRE | PIONEER | Amador | Stockton | Central Valley | 5786016 | E.5014728.06 | 117500608 | 35113997 | CWSP-WEST POINT 1101-OCB&LR12256-PH1.6 | 6460 |  |  |  |  | 2018-57103 | 7128 | 1.35 | 1455162 | 2019-35877 | 0 | 0 | 6460 | 6460 | 1.2235 | 2349090.9091 | 2020-23988
35113996 |  | Other/Pend/UNSC | PLAN |  | 1.188 | 1.188 |  |  |  |  | 91025.76 | PEND | 163201101 | WEST POINT 1101 | WEST POINT 110112256 | 86 | 6.4779 | 2589 | 0.10855 | 0.0012622 | 0.013338 | 96 | Tier 3 | PRE | PIONEER | Amador | Stockton | Central Valley | 5786015 | E.5014728.05 | 117501697 | 35113996 | CWSP-WEST POINT 1101-OCB&LR12256-PH1.5 | 6270 |  |  |  |  | 2018-57103 | 7128 | 1.35 | 1455162 | 2019-35877 | 0 | 0 | 6270 | 6270 | 1.1875 | 2280000 | 2020-08230
35113995 |  | Other/Pend/UNSC | PLAN | 2021333 | 1.41 | 1.41 |  |  |  |  | 185017.72 | PEND | 163201101 | WEST POINT 1101 | WEST POINT 110112256 | 86 | 6.4779 | 2589 | 0.10855 | 0.0012622 | 0.01583 | 96 | Tier 3 | PRE | PIONEER | Amador | Stockton | Central Valley | 5786014 | E.5014728.04 | 117501695 | 35113995 | CWSP-WEST POINT 1101-OCB&LR12256-PH1.4 | 7448 |  |  |  |  | 2018-57103 | 7128 | 1.35 | 1455162 | 2019-35877 | 0 | 0 | 7448 | 7448 | 1.4106 | 2708363.6364 | 2020-56628
35115047 |  | Other/Pend/UNSC | PLAN | 2021003 | 2.25 | 2.25 | 2021 |  |  |  | 165755.52 | PEND | 163661701 | MIWUK 1701 | MIWUK 170110600 | 161 | 13.2769 | 2690 | 0.10996 | 0.000683 | 0.012486 | 1 | Tier 3 | PRE | TWAIN HARTE | Tuolumne | Yosemite | Central Valley | 5785936 | E.5014723.03 | 117496281 | 35115047 | CWSP - MIWUK 1701 - LR 10600 PH 1.3 | 11880 |  |  |  |  | 2018-61433 | 13305.6 | 2.52 | 2730940 | 2019-35884 | 0 | 0 | 11880 | 11880 | 2.25 | 4320000 | 2019-57241
35115046 |  | Other/Pend/UNSC | PLAN | 2021002 | 2.45 | 2.45 | 2021 |  |  |  | 173054.03 | UNSC srdy | 163661701 | MIWUK 1701 | MIWUK 170110600 | 161 | 13.2769 | 2690 | 0.10996 | 0.000683 | 0.013595 | 1 | Tier 3 | PRE | TWAIN HARTE | Tuolumne | Yosemite | Central Valley | 5785935 | E.5014723.02 | 117496177 | 35115046 | CWSP - MIWUK 1701 - LR 10600 PH 1.2 | 12936 |  |  |  |  | 2018-61433 | 13305.6 | 2.52 | 2730940 | 2019-35884 | 0 | 0 | 12936 | 12936 | 2.45 | 4704000 | 2020-20280
35052735 |  | Other/Pend/UNSC | PLAN | 2021001 | 2.02 | 2.02 | 2021 |  |  |  | 156559.38 | UNSC srdy | 163661701 | MIWUK 1701 | MIWUK 170110600 | 161 | 13.2769 | 2690 | 0.10996 | 0.000683 | 0.011209 | 1 | Tier 3 | PRE | MIWUK VILLAGE | Tuolumne | Yosemite | Central Valley | 5783905 | E.5014723.01 | 114706118 | 35052735 | CWSP - MIWUK 1701 - LR 10600 PH 1.1 | 10296 |  |  |  |  | 2018-61433 | 13305.6 | 2.52 | 2730940 | 2019-35884 | 0 | 0 | 10296 | 10296 | 1.95 | 3744000 | 2020-07085 | [10 empty] | 2020-60207
35116926 |  | Other/Pend/UNSC | PLAN | 2021128 | 1.46 | 1.46 | 2021 |  |  |  | 61470.88 | PEND erdy | 162821702 | STANISLAUS 1702 | STANISLAUS 17021804 | 118 | 8.3779 | 2712 | 0.069602 | 0.00058985 | 0.0081267 | 19 | Tier 3 | PRE | ARNOLD | Calaveras | Stockton | Central Valley | 5786035 | E.5014540.07 | 117605553 | 35116926 | CWSP-STANISLAUS 1702-LR1804&4905-PH 1.7 | 7880 |  |  |  |  | 2018-52369 | 8131.2 | 1.54 | 1660057.143 | 2019-35971 | 0 | 0 | 7880 | 7880 | 1.4924 | 2865454.5455 | 2020-47571
35116921 |  | Other/Pend/UNSC | PLAN | 2021122 | 1.53 | 1.53 | 2021 |  |  |  | 80813.52 | PEND | 162821702 | STANISLAUS 1702 | STANISLAUS 17021804 | 118 | 8.3779 | 2712 | 0.069602 | 0.00058985 | 0.0085164 | 19 | Tier 3 | PRE | ARNOLD | Calaveras | Stockton | Central Valley | 5786030 | E.5014540.02 | 117605453 | 35116921 | CWSP-STANISLAUS 1702-LR1804&4905-PH 1.2 | 8460 |  |  |  |  | 2018-52369 | 8131.2 | 1.54 | 1660057.143 | 2019-35971 | 0 | 0 | 8460 | 8460 | 1.6023 | 3076363.6364 | 2020-44626
35094513 |  | Other/Pend/UNSC | PLAN | 2021121 | 1.92 | 1.92 | 2021 |  |  |  | 142584.51 | PEND | 162821702 | STANISLAUS 1702 | STANISLAUS 17021804 | 118 | 8.3779 | 2712 | 0.069602 | 0.00058985 | 0.010687 | 19 | Tier 3 | PRE | ARNOLD | Calaveras | Stockton | Central Valley | 5785245 | E.5014540.01 | 114567769 | 35094513 | CWSP-STANISLAUS 1702-LR1804&4905-PH 1.1 | 10091 |  |  |  |  | 2018-52369 | 8131.2 | 1.54 | 1660057.143 | 2019-35971 | 0 | 0 | 10091 | 10091 | 1.9112 | 3669454.5455 | 2020-43006
35129601 |  | Other/Pend/UNSC | PLAN | 2021148 | 1.4 | 1.4 | 2021 |  |  |  | 142851.88 | UNSC srdy | 103031102 | ORO FINO 1102 | ORO FINO 110276008 | 170 | 15.9511 | 2763 | 0.068169 | 0.000401 | 0.0040087 | 27 | Tier 3 | PRE | MAGALIA | Butte | North Valley | Northern | 5786774 | E.5014718.05 | 117873032 | 35129601 | CWSP-ORO FINO 1102-LR76008-PH2.5 | 7408 |  |  |  |  | 2018-71377 | 7751.04 | 1.468 | 1591420 | 2019-76261 | 0 | 0 | 7408 | 7408 | 1.403 | 2693818.1818 | 2020-00218 | 2020-60126 | 0 | 0 | 7829 | 7829 | 1.4828 | 2503748 | 3374618 | 319.8043
35129600 |  | Other/Pend/UNSC | PLAN | 2021147 | 1.15 | 1.15 | 2021 |  |  |  | 96455.48 | PEND erdy | 103031102 | ORO FINO 1102 | ORO FINO 110276008 | 170 | 15.9511 | 2763 | 0.068169 | 0.000401 | 0.0032928 | 27 | Tier 3 | PRE | MAGALIA | Butte | North Valley | Northern | 5786773 | E.5014718.04 | 117873031 | 35129600 | CWSP-ORO FINO 1102-LR76008-PH2.4 | 6062 |  |  |  |  | 2018-71377 | 7751.04 | 1.468 | 1591420 | 2019-76261 | 0 | 0 | 6062 | 6062 | 1.1481 | 2204363.6364 | 2020-01164
35129439 |  | Other/Pend/UNSC | PLAN | 2021146 | 1.85 | 1.85 | 2021 |  |  |  | 148005.95 | PEND | 103031102 | ORO FINO 1102 | ORO FINO 110276008 | 170 | 15.9511 | 2763 | 0.068169 | 0.000401 | 0.0052972 | 27 | Tier 3 | PRE | MAGALIA | Butte | North Valley | Northern | 5786772 | E.5014718.03 | 117873030 | 35129439 | CWSP-ORO FINO 1102-LR76008-PH2.3 | 9792 |  |  |  |  | 2018-71377 | 7751.04 | 1.468 | 1591420 | 2019-76261 | 0 | 0 | 9792 | 9792 | 1.8545 | 3560727.2727 | 2020-04294
35129438 |  | Other/Pend/UNSC | PLAN | 2021145 | 1.73 | 1.73 | 2021 |  |  |  | 164388.82 | PEND erdy | 103031102 | ORO FINO 1102 | ORO FINO 110276008 | 170 | 15.9511 | 2763 | 0.068169 | 0.000401 | 0.0049536 | 27 | Tier 3 | PRE | MAGALIA | Butte | North Valley | Northern | 5786771 | E.5014718.02 | 117873019 | 35129438 | CWSP-ORO FINO 1102-LR76008-PH2.2 | 9150 |  |  |  |  | 2018-71377 | 7751.04 | 1.468 | 1591420 | 2019-76261 | 0 | 0 | 9150 | 9150 | 1.733 | 3327272.7273 | 2020-04474
35129437 |  | Other/Pend/UNSC | PLAN | 2021143 | 2.03 | 2.03 | 2021 |  |  |  | 112251.56 | PEND erdy | 103031102 | ORO FINO 1102 | ORO FINO 110276008 | 170 | 15.9511 | 2763 | 0.068169 | 0.000401 | 0.0058126 | 27 | Tier 3 | PRE | MAGALIA | Butte | North Valley | Northern | 5786770 | E.5014719.05 | 117873018 | 35129437 | CWSP-ORO FINO 1102-LR76008-PH1.5 | 10708 |  |  |  |  | 2018-71370 | 9271.68 | 1.756 | 1884880 | 2019-76257 | 0 | 0 | 10708 | 10708 | 2.028 | 3893818.1818 | 2020-42700
35129436 |  | Other/Pend/UNSC | PLAN | 2021142 | 1.93 | 1.93 | 2021 |  |  |  | 119134.92 | PEND | 103031102 | ORO FINO 1102 | ORO FINO 110276008 | 170 | 15.9511 | 2763 | 0.068169 | 0.000401 | 0.0055263 | 27 | Tier 3 | PRE | MAGALIA | Butte | North Valley | Northern | 5786769 | E.5014719.04 | 117873017 | 35129436 | CWSP-ORO FINO 1102-LR76008-PH1.4 | 10179 |  |  |  |  | 2018-71370 | 9271.68 | 1.756 | 1884880 | 2019-76257 | 0 | 0 | 10179 | 10179 | 1.9278 | 3701454.5455 | 2019-79838
35129435 |  | Other/Pend/UNSC | PLAN | 2021141 | 2.04 | 2.04 | 2021 |  |  |  | 125351.83 | PEND | 103031102 | ORO FINO 1102 | ORO FINO 110276008 | 170 | 15.9511 | 2763 | 0.068169 | 0.000401 | 0.0058412 | 27 | Tier 3 | PRE | MAGALIA | Butte | North Valley | Northern | 5786768 | E.5014719.03 | 117873016 | 35129435 | CWSP-ORO FINO 1102-LR76008-PH1.3 | 10796 |  |  |  |  | 2018-71370 | 9271.68 | 1.756 | 1884880 | 2019-76257 | 0 | 0 | 10796 | 10796 | 2.0447 | 3925818.1818 | 2020-55835
35095161 |  | Other/Pend/UNSC | PLAN | 2021139 | 0.71 | 0.71 | 2021 |  |  |  | 96854.88 | PEND erdy | 103031102 | ORO FINO 1102 | ORO FINO 110276008 | 170 | 15.9511 | 2763 | 0.068169 | 0.000401 | 0.002033 | 27 | Tier 3 | PRE | MAGALIA | Butte | North Valley | Northern | 5785225 | E.5014719.01 | 114708383 | 35095161 | CWSP-ORO FINO 1102-LR76008-PH1.1 | 3757 |  |  |  |  | 2018-71370 | 9271.68 | 1.756 | 1884880 | 2019-76257 | 0 | 0 | 3757 | 3757 | 0.71155 | 1366181.8182 | 2020-02250 | [10 empty] | 2020-62992
35116922 |  | Other/Pend/UNSC | PLAN | 2021123 | 1.16 | 1.16 | 2021 |  |  |  | 48534.25 | PEND cont | 162821702 | STANISLAUS 1702 | STANISLAUS 17024905 | 35 | 2.3016 | 2766 | 0.01361 | 0.00038885 | 0.0045957 | 82 | Tier 3 | PRE | ARNOLD | Calaveras | Stockton | Central Valley | 5786031 | E.5014540.03 | 117605456 | 35116922 | CWSP-STANISLAUS 1702-LR1804&4905-PH 1.3 | 6221 |  |  |  |  | 2018-52369 | 8131.2 | 1.54 | 1660057.143 | 2019-35971 | 0 | 0 | 6221 | 6221 | 1.1782 | 2262181.8182 | 2020-37229
35053429 |  | Other/Pend/UNSC | PLAN | 2021158 | 1.06 | 1.06 | 2021 |  |  |  | 78411.71 | PEND | 24101102 | Half Moon Bay 1102 | HALF MOON BAY 11022032 | 103 | 0.56267 | 2874 | 0.010949 | 0.0001063 | 0.01382 | 1589 | Tier 3 | WDDB | HALF MOON BAY | San Mateo | Peninsula | Central Coast | 5531041 |  | 114921419 | 35053429 | HALF MOON BAY 1102 - FUCO 12457 REPL OH | 4012.8 |  |  |  |  | 2019-15587 | 4000 | 0.75758 | 560000 | N/A | 0 | 0 | 4012.8 | 4012.8 | 0.76 | 1459200 | 2019-33097
35058060 |  | Other/UNSE | PLAN |  | 1.704 | 1.704 |  |  |  |  | 6414.61 | UNSE | 83392110 | Swift 2110 | SWIFT 2110XR366 | 129 | 8.4306 | 877 | 10.6874 | 0.082848 | 1.4473 | 1392 | Tier 2 | WDDB | SAN JOSE | Santa Clara | San Jose | Central Coast | 5530174 |  | 115029437 | 35058060 | SWIFT 2110 - CONDUCTOR REPL | 8995 |  |  |  |  | 2018-78893 | 8995 | 1.7036 | 1921600 |  |  |  |  | 0 | 0
35029270 |  | Other/UNSE | PLAN |  | 0.619 | 0.619 |  |  |  |  | 3242.82 | UNSE | 83242111 | MORGAN HILL 2111 | MORGAN HILL 2111XR398 | 341 | 37.6958 | 891 | 27.5412 | 0.080766 | 0.30301 | 995 | Tier 3 | WDDB | MORGAN HILL | Santa Clara | San Jose | Central Coast | 5530174 |  | 114352762 | 35029270 | MORGAN HILL 2111 RECOND 13-SPANS W TW | 3270 |  |  |  |  | 2018-20294 | 3270 | 0.61932 | 359700 |  |  |  |  | 0 | 0
35077348 |  | Other/UNSE | PLAN |  | 3.323 | 3.323 |  |  |  |  | 821.37 | UNSE | 183101103 | CABRILLO 1103 | CABRILLO 1103Y46 | 277 | 31.4749 | 998 | 18.7037 | 0.067522 | 1.323 | 1637 | Tier 2 | WDDB | LOMPOC | Santa Barbara | Los Padres | Central Coast | 5784376 | E.5019979.01 | 116579004 | 35077348 | RECONDUCTOR 17547 FT OF 4ACSR W 2CU TW | 17547 | 0 | 0 | 0 |  | 2019-10594 | 17547 | 3.3233 | 2642050 |  |  |  |  | 0 | 0
35062375 |  | Other/UNSE | PLAN |  | 12.03 | 12.03 |  |  |  |  | 3790.03 | UNSE | 153652109 | SHINGLE SPRINGS 2109 | SHINGLE SPRINGS 210913322 | 490 | 41.3943 | 1018 | 32.0124 | 0.065331 | 6.2333 | 554 | Tier 3 | PRE | SHINGLE SPRINGS | El Dorado | Sierra | Northern | 5783068 | E.5015571.01 | 115323921 | 35062375 | CWSP - SHINGLE SPRINGS 2109-LR 9372-PH2 | 63518.4 | 0 | 0 | 0 |  | 2018-89225 | 63518.4 | 12.03 | 13033162 |  |  |  |  | 0 | 0
35112968 |  | Other/UNSE | PLAN | 2022046 | 2.7 | 2.7 | 2022 |  |  |  | 1587.18 | UNSE | 24251101 | WOODSIDE 1101 | WOODSIDE 11018974 | 149 | 13.2219 | 1145 | 7.8956 | 0.05299 | 1.0803 | 59 | Tier 2 | WDDB | WOODSIDE | San Mateo | Peninsula | Central Coast | 5786098 | E.5024111.01 | 117474195 | 35112968 | WOODSIDE 1101 RECOND FUSE 1097 ZONE | 14256 |  |  |  |  | 2019-42293 | 14256 | 2.7 | 2987000
35046211 |  | Other/UNSE | PLAN |  | 0.758 | 0.758 |  |  |  |  | 22768.83 | UNSE | 192221102 | GARBERVILLE 1102 | GARBERVILLE 11021510 | 107 | 13.1556 | 1476 | 3.1476 | 0.029417 | 0.12151 | 1630 | Tier 3 | PRE | REDWAY | Humboldt | Humboldt | Northern | 5530164 |  | 114730956 | 35046211 | CWSP - GARBERVILLE 1102 HENDRIX PILOT | 4000 |  |  |  |  | 2018-51792 | 4000 | 0.75758 | 800000 |  |  |  |  | 0 | 0
31319329 |  | Other/UNSE | PLAN |  | 0.694 | 0.694 |  |  |  |  | 610.78 | UNSE | 182631103 | SAN LUIS OBISPO 1103 | SAN LUIS OBISPO 1103V82 | 174 | 8.78 | 1504 | 4.7975 | 0.027572 | 0.25407 | 2182 | Tier 2 | WDDB | SAN LUIS OBISPO | San Luis Obispo | Los Padres | Central Coast | 5530166 |  | 112762682 | 31319329 | SAN LUIS OBISP1103 - RECOND WITH 2CU TW | 3663 |  |  |  |  | 2018-84374 | 3663 | 0.69375 | 604395 |  |  |  |  | 0 | 0
35058797 |  | Other/UNSE | PLAN |  | 8.72 | 8.72 |  |  |  |  | 4168.61 | UNSE | 153662102 | APPLE HILL 2102 | APPLE HILL 21027502 | 267 | 22.9493 | 1505 | 7.351 | 0.027532 | 1.8714 | 226 | Tier 3 | PRE | POLLOCK PINES | El Dorado | Sierra | Northern | 5782529 | E.5015411.01 | 115036771 | 35058797 | CWSP-APPLE HILL 2102-7502-PH3.1 | 46041.6 | 0 | 0 | 0 | 2018-79722 | 2018-82604 | 46041.6 | 8.72 | 9342780 |  |  |  |  | 0 | 0
35058795 |  | Other/UNSE | PLAN |  | 7.52 | 7.52 |  |  |  |  | 3038.44 | UNSE | 153662102 | APPLE HILL 2102 | APPLE HILL 21027502 | 267 | 22.9493 | 1505 | 7.351 | 0.027532 | 1.6139 | 226 | Tier 3 | PRE | POLLOCK PINES | El Dorado | Sierra | Northern | 5782528 | E.5015412.01 | 115036706 | 35058795 | CWSP-APPLE HILL 2102-7502-PH2.1 | 39705.6 | 0 | 0 | 0 | 2018-79720 | 2018-82593 | 39705.6 | 7.52 | 8093720 |  |  |  |  | 0 | 0
35058794 |  | Other/UNSE | PLAN |  | 8.75 | 8.75 |  |  |  |  | 6043.18 | UNSE | 153662102 | APPLE HILL 2102 | APPLE HILL 21027502 | 267 | 22.9493 | 1505 | 7.351 | 0.027532 | 1.8778 | 226 | Tier 3 | PRE | POLLOCK PINES | El Dorado | Sierra | Northern | 5782527 | E.5015413.01 | 115036667 | 35058794 | CWSP-APPLE HILL 2102-7502-PH1.1 | 46200 | 0 | 0 | 0 | 2018-79712 | 2018-82583 | 46200 | 8.75 | 9389440 |  |  |  |  | 0 | 0
35067619 |  | Other/UNSE | PLAN |  | 6.4 | 6.4 |  |  |  |  | 210.2 | UNSE | 42811112 | MONTE RIO 1112 | MONTE RIO 1112120 | 67 | 6.4164 | 1517 | 1.788 | 0.026687 | 1.1949 | 54 | Tier 3 | PRE | MONTE RIO | Sonoma | Sonoma | Northern | 5782761 | E.5015480.01 | 115098949 | 35067619 | CWSP – MONTE RIO 1112 – LR 120 | 33792 |  |  |  |  | 2018-98601 | 33792 | 6.4 | 6866200
35060228 |  | Other/UNSE | PLAN |  | 0.947 | 0.947 |  |  |  |  | 0 | UNSE | 192381102 | EEL RIVER 1102 | EEL RIVER 11021902 | 43 | 6.5634 | 1615 | 0.97115 | 0.022585 | 0.093883 | 1894 | Tier 3 | WDDB | FERNDALE | Humboldt | Humboldt | Northern | 5530164 |  | 113663476 | 35060228 | 2019 OH COND RPLC: EEL RIVER 1102 FU1903 | 5000 |  |  |  |  | 2017-99508 | 5000 | 0.94697 | 500000 |  |  |  |  | 0 | 0
35050942 |  | Other/UNSE | PLAN |  | 1.7 | 1.7 |  |  |  |  | 12237.79 | UNSE | 192221101 | GARBERVILLE 1101 | GARBERVILLE 11011514 | 123 | 14.7685 | 1628 | 2.7266 | 0.022168 | 0.21029 | 2062 | Tier 3 | PRE | GARBERVILLE | Humboldt | Humboldt | Northern | 5530164 |  | 114848297 | 35050942 | CWSP: GARBERVILLE 1101 HENDRIX PILOT | 8976 |  |  |  |  | 2018-61143 | 8976 | 1.7 | 1890000 |  |  |  |  | 0 | 0
35113945 |  | Other/UNSE | PLAN | 2022002 | 44.07 | 44.07 | 2022 |  |  |  | 2617.71 | UNSE | 152481102 | BRUNSWICK 1102 | BRUNSWICK 11021010 | 479 | 44.3623 | 1649 | 10.1396 | 0.021168 | 6.7488 | 6 | Tier 3 | RISK | GRASS VALLEY | Nevada | Sierra | Northern | 5786218 | E.5024241.01 | 117557031 | 35113945 | CWSP-BRUNSWICK 1102-LR1010-PH1.1 | 232689.6 | 0 | 0 | 0 |  | 2019-44754 | 232689.6 | 44.07 | 44070000 |  |  |  |  | 0 | 0
31288039 |  | Other/UNSE | PLAN |  | 0.568 | 0.568 |  |  |  |  | 795.32 | UNSE | 192401101 | HOOPA 1101 | HOOPA 11013304 | 88 | 17.3373 | 1679 | 1.7148 | 0.019486 | 0.03764 | 1582 | Tier 3 | WDDB | HOOPA | Humboldt | Humboldt | Northern | 5530164 |  | 112390862 | 31288039 | HOOPA 1101 RCOND WITH TREE WIRE | 3000 |  |  |  |  | 2016-123213 | 3000 | 0.56818 | 330000 |  |  |  |  | 0 | 0
35113947 |  | Other/UNSE | PLAN | 2022051 | 24.33 | 24.33 | 2022 |  |  |  | 1789.4 | UNSE | 82021107 | LOS GATOS 1107 | LOS GATOS 110760114 | 220 | 24.3149 | 1738 | 3.7337 | 0.016971 | 2.5031 | 15 | Tier 3 | PRE | LOS GATOS | Santa Cruz | De Anza | Central Coast | 5786220 | E.5024243.01 | 117557035 | 35113947 | CWSP - LOS GATOS 1107 – LR 60114 | 128462.4 |  |  |  |  | 2019-44202 | 128462.4 | 24.33 | 24330000
35050950 |  | Other/UNSE | PLAN | 2022045 | 8.84 | 8.84 | 2022 |  |  |  | 5245.58 | UNSE | 152481106 | BRUNSWICK 1106 | BRUNSWICK 110651486 | 656 | 56.6726 | 1788 | 9.7068 | 0.014797 | 1.0144 | 35 | Tier 3 | PRE | GRASS VALLEY | Nevada | Sierra | Northern | 5530173 |  | 114848764 | 35050950 | CWSP-BRUNSWICK 1106-LR2794-PH3.1 | 46675.2 | 0 | 0 | 0 | 2018-70261 | 2018-82519 | 46675.2 | 8.84 | 9617520
35050949 |  | Other/UNSE | PLAN | 2022044 | 9.38 | 9.38 | 2022 |  |  |  | 10092.63 | UNSE | 152481106 | BRUNSWICK 1106 | BRUNSWICK 110651486 | 656 | 56.6726 | 1788 | 9.7068 | 0.014797 | 1.0764 | 35 | Tier 3 | PRE | GRASS VALLEY | Nevada | Sierra | Northern | 5530173 |  | 114848761 | 35050949 | CWSP-BRUNSWICK 1106-LR2794-PH2.1 | 49526.4 | 0 | 0 | 0 | 2018-69716 | 2018-82514 | 49526.4 | 9.38 | 10081780
35050947 |  | Other/UNSE | PLAN | 2022043 | 9.54 | 9.54 | 2022 |  |  |  | 11345.91 | UNSE | 152481106 | BRUNSWICK 1106 | BRUNSWICK 110651486 | 656 | 56.6726 | 1788 | 9.7068 | 0.014797 | 1.0948 | 35 | Tier 3 | PRE | GRASS VALLEY | Nevada | Sierra | Northern | 5530173 |  | 114848737 | 35050947 | CWSP-BRUNSWICK 1106-LR2794-PH1.1 | 50160 | 0 | 0 | 0 | 2018-63464 | 2018-67239 | 50160 | 9.5 | 10259800
35050945 |  | Other/UNSE | PLAN | 2022042 | 13.55 | 13.55 | 2022 |  |  |  | 8324.37 | UNSE | 152481106 | BRUNSWICK 1106 | BRUNSWICK 110651486 | 656 | 56.6726 | 1788 | 9.7068 | 0.014797 | 1.555 | 35 | Tier 3 | PRE | GRASS VALLEY | Nevada | Sierra | Northern | 5530173 |  | 114848718 | 35050945 | CWSP-BRUNSWICK 1106-LR2143-PH1.1 | 71544 | 0 | 0 | 0 | 2018-62377 | 2018-67227 | 71544 | 13.55 | 14381400
35047420 |  | Other/UNSE | PLAN |  | 8.77 | 8.77 | 2022 |  |  |  | 10117.41 | UNSE | 152481106 | BRUNSWICK 1106 | BRUNSWICK 110651486 | 656 | 56.6726 | 1788 | 9.7068 | 0.014797 | 1.0064 | 35 | Tier 3 | PRE | GRASS VALLEY | Nevada | Sierra | Northern | 5530173 |  | 114742521 | 35047420 | CWSP-BRUNSWICK 1106-LR51486-PH1.1 | 46305.6 | 0 | 0 | 0 | 2018-60393 | 2018-67208 | 46305.6 | 8.77 | 9289200
35113946 |  | Other/UNSE | PLAN | 2022041 | 22.84 | 22.84 | 2022 |  |  |  | 795.29 | UNSE | 102911103 | WYANDOTTE 1103 | WYANDOTTE 11031974 | 259 | 22.412 | 1849 | 3.3188 | 0.012814 | 2.2661 | 11 | Tier 3 | PRE | BERRY CREEK | Butte | North Valley | Northern | 5786219 | E.5024242.01 | 117557032 | 35113946 | CWSP - WYANDOTTE 1103 – LR 1974 | 120595.2 |  |  |  |  | 2019-44589 | 120595.2 | 22.84 | 22840000
35013233 |  | Other/UNSE | PLAN |  | 0.604 | 0.604 |  |  |  |  | 3538.79 | UNSE | 182131101 | GONZALES 1101 | GONZALES 11013094 | 63 | 4.0879 | 1873 | 0.77477 | 0.012298 | 0.076698 | 2160 | Tier 3 | WDDB | GONZALES | Monterey | Central Coast | Central Coast | 5530159 | P.11990 | 113244215 | 35013233 | R2RPL OH WIRE ON GONZALS-1101 17-0063084 | 3187 |  |  |  |  | 2017-100348 | 3187 | 0.6036 | 361570 |  |  |  |  | 0 | 0
35052736 |  | Other/UNSE | PLAN |  | 9.5 | 9.5 |  |  |  |  | 19635.86 | UNSE | 163661701 | MIWUK 1701 | MIWUK 170111800 | 116 | 9.5228 | 1887 | 1.3764 | 0.011866 | 0.91999 | 139 | Tier 2 | PRE | TWAIN HARTE | Tuolumne | Yosemite | Central Valley | 5784645 | E.5015037.01 | 114708583 | 35052736 | CWSP - MIWUK 1701 LR11800 | 50160 |  |  |  |  | 2018-59741 | 50160 | 9.5 | 10492800 |  |  |  |  | 0 | 0
35081862 |  | Other/UNSE | PLAN |  | 1.522 | 1.522 |  |  |  |  | 2669.48 | UNSE | 163011101 | MARTELL 1101 | MARTELL 110191216 | 380 | 40.5703 | 1936 | 4.0231 | 0.010587 | 0.10112 | 1307 | Tier 3 | WDDB | SUTTER CREEK | Amador | Stockton | Central Valley | 5784648 | E.5020288.01 | 116833412 | 35081862 | MARTELL 1101 RECOND. 4ACSR W/ 1/0AR TW | 8034 |  |  |  |  | 2019-20628 | 8034 | 1.5216 | 1606800 |  |  |  |  | 0 | 0
35051268 |  | Other/UNSE | PLAN |  | 12.43 | 12.43 | 2022 |  |  |  | 10840.14 | UNSE | 42661104 | WILLITS 1104 | WILLITS 110434008 | 259 | 22.92 | 1988 | 2.4408 | 0.0094239 | 0.88687 | 50 | Tier 3 | PRE | WILLITS | Mendocino | Humboldt | Northern | 5530164 |  | 114848768 | 35051268 | CWSP - WILLITS 1104 - LR 34008 - PH 2 | 65683.2 |  |  |  |  | 2018-79942 | 65683.2 | 12.44 | 13336500
35047429 |  | Other/UNSE | PLAN |  | 11.52 | 11.52 | 2022 |  |  |  | 11274.6 | UNSE | 42661104 | WILLITS 1104 | WILLITS 110434008 | 259 | 22.92 | 1988 | 2.4408 | 0.0094239 | 0.82195 | 50 | Tier 3 | PRE | WILLITS | Mendocino | Humboldt | Northern | 5530164 |  | 114742614 | 35047429 | CWSP - WILLITS 1104 - LR 34008 PH 1 | 60825.6 |  |  |  |  | 2018-70062 | 60825.6 | 11.52 | 12577100
35047315 |  | Other/UNSE | PLAN |  | 10.9 | 10.9 |  |  |  |  | 8980.88 | UNSE | 083622105 | CAMP EVERS 2105 | CAMP EVERS 210511010 | 26 | 2.1756 | 2039 | 0.21641 | 0.0083235 | 0.72645 | 441 | Tier 3 | PRE | SCOTTS VALLEY | Santa Cruz | Central Coast | Central Coast | 5530159 |  | 114760946 | 35047315 | CWSP: CAMPEVERS 2105 - LR11010 - 4KV PH2 | 57552 | 0 | 0 | 0 |  | 2018-79183 | 57552 | 10.9 | 11762100 |  |  |  |  | 0 | 0
31280506 |  | Other/UNSE | PLAN |  | 1.856 | 1.856 |  |  |  |  | 22941.03 | UNSE | 82931101 | POINT MORETTI 1101 | POINT MORETTI 110136514 | 64 | 6.8662 | 2062 | 0.4904 | 0.0076624 | 0.088814 | 992 | Tier 3 | WDDB | SANTA CRUZ | Santa Cruz | Central Coast | Central Coast | 5530159 | P.11376 | 112115009 | 31280506 | R2 RECONDUCT PT. MORETTI BEYOND 8981 | 9800 |  |  |  |  | 2016-107917 | 9800 | 1.8561 | 1078000 |  |  |  |  | 0 | 0
35155842 |  | Other/UNSE | PLAN | 2022128 | 0.15 | 0.15 |  |  |  |  | 475.72 | UNSE | 152481105 | BRUNSWICK 1105 | BRUNSWICK 11052140 | 373 | 34.5664 | 2096 | 2.5928 | 0.0069513 | 0.0075385 | 22 | Tier 3 | PRE | NEVADA CITY | Nevada | Sierra | Northern | 5789418 | E.5030736.01 | 118502691 | 35155842 | CWSP-BRUNSWICK 1105-LR2140-PH3.12 | 808 | 0 | 0 | 0 |  | 2018-84820 | 4065.6 | 0.77 | 818566 | 2020-21919 | 0 | 0 | 808 | 808 | 0.15303 | 293818.1818
35155841 |  | Other/UNSE | PLAN | 2022127 | 0.85 | 0.85 |  |  |  |  | 770.34 | UNSE | 152481105 | BRUNSWICK 1105 | BRUNSWICK 11052140 | 373 | 34.5664 | 2096 | 2.5928 | 0.0069513 | 0.042718 | 22 | Tier 3 | PRE | NEVADA CITY | Nevada | Sierra | Northern | 5789417 | E.5030735.01 | 118502690 | 35155841 | CWSP-BRUNSWICK 1105-LR2140-PH3.11 | 4491 | 0 | 0 | 0 |  | 2018-84820 | 4065.6 | 0.77 | 818566 | 2020-21919 | 0 | 0 | 4491 | 4491 | 0.85057 | 1633090.9091
35155840 |  | Other/UNSE | PLAN | 2022126 | 0.49 | 0.49 |  |  |  |  | 0 | UNSE | 152481105 | BRUNSWICK 1105 | BRUNSWICK 11052140 | 373 | 34.5664 | 2096 | 2.5928 | 0.0069513 | 0.024626 | 22 | Tier 3 | PRE | NEVADA CITY | Nevada | Sierra | Northern | 5789416 | E.5030734.01 | 118502589 | 35155840 | CWSP-BRUNSWICK 1105-LR2140-PH3.10 | 2596 | 0 | 0 | 0 |  | 2018-84820 | 4065.6 | 0.77 | 818566 | 2020-21919 | 0 | 0 | 2596 | 2596 | 0.49167 | 944000
35155759 |  | Other/UNSE | PLAN | 2022125 | 0.663 | 0.663 |  |  |  |  | 0 | UNSE | 152481105 | BRUNSWICK 1105 | BRUNSWICK 11052140 | 373 | 34.5664 | 2096 | 2.5928 | 0.0069513 | 0.03332 | 22 | Tier 3 | PRE | NEVADA CITY | Nevada | Sierra | Northern | 5789415 | E.5030733.01 | 118502588 | 35155759 | CWSP-BRUNSWICK 1105-LR2140-PH3.09 | 3500 | 0 | 0 | 0 |  | 2018-84820 | 4065.6 | 0.77 | 818566 | 2020-21919 | 0 | 0 | 3500 | 3500 | 0.66288 | 1272727.2727
35155758 |  | Other/UNSE | PLAN | 2022124 | 0.665 | 0.665 |  |  |  |  | 525.75 | UNSE | 152481105 | BRUNSWICK 1105 | BRUNSWICK 11052140 | 373 | 34.5664 | 2096 | 2.5928 | 0.0069513 | 0.033421 | 22 | Tier 3 | PRE | NEVADA CITY | Nevada | Sierra | Northern | 5789414 | E.5030732.01 | 118502587 | 35155758 | CWSP-BRUNSWICK 1105-LR2140-PH3.08 | 3510 | 0 | 0 | 0 |  | 2018-84820 | 4065.6 | 0.77 | 818566 | 2020-21919 | 0 | 0 | 3510 | 3510 | 0.66477 | 1276363.6364
35155757 |  | Other/UNSE | PLAN | 2022123 | 0.552 | 0.552 |  |  |  |  | 0 | UNSE | 152481105 | BRUNSWICK 1105 | BRUNSWICK 11052140 | 373 | 34.5664 | 2096 | 2.5928 | 0.0069513 | 0.027742 | 22 | Tier 3 | PRE | NEVADA CITY | Nevada | Sierra | Northern | 5789413 | E.5030731.01 | 118502586 | 35155757 | CWSP-BRUNSWICK 1105-LR2140-PH3.07 | 2913 | 0 | 0 | 0 |  | 2018-84820 | 4065.6 | 0.77 | 818566 | 2020-21919 | 0 | 0 | 2913 | 2913 | 0.5517 | 1059272.7273
35155756 |  | Other/UNSE | PLAN | 2022122 | 1.745 | 1.745 |  |  |  |  | 1809.66 | UNSE | 152481105 | BRUNSWICK 1105 | BRUNSWICK 11052140 | 373 | 34.5664 | 2096 | 2.5928 | 0.0069513 | 0.087698 | 22 | Tier 3 | PRE | NEVADA CITY | Nevada | Sierra | Northern | 5789412 | E.5030730.01 | 118502585 | 35155756 | CWSP-BRUNSWICK 1105-LR2140-PH3.06 | 9214 | 0 | 0 | 0 |  | 2018-84820 | 4065.6 | 0.77 | 818566 | 2020-21919 | 0 | 0 | 9214 | 9214 | 1.7451 | 3350545.4545
35155755 |  | Other/UNSE | PLAN | 2022121 | 0.271 | 0.271 |  |  |  |  | 214.56 | UNSE | 152481105 | BRUNSWICK 1105 | BRUNSWICK 11052140 | 373 | 34.5664 | 2096 | 2.5928 | 0.0069513 | 0.01362 | 22 | Tier 3 | PRE | NEVADA CITY | Nevada | Sierra | Northern | 5789411 | E.5030728.01 | 118502584 | 35155755 | CWSP-BRUNSWICK 1105-LR2140-PH3.05 | 1431 | 0 | 0 | 0 |  | 2018-84820 | 4065.6 | 0.77 | 818566 | 2020-21919 | 0 | 0 | 1431 | 1431 | 0.27102 | 520363.6364
35155754 |  | Other/UNSE | PLAN | 2022120 | 1.255 | 1.255 |  |  |  |  | 525.75 | UNSE | 152481105 | BRUNSWICK 1105 | BRUNSWICK 11052140 | 373 | 34.5664 | 2096 | 2.5928 | 0.0069513 | 0.063072 | 22 | Tier 3 | PRE | NEVADA CITY | Nevada | Sierra | Northern | 5789410 | E.5030727.01 | 118502583 | 35155754 | CWSP-BRUNSWICK 1105-LR2140-PH3.04 | 6626 | 0 | 0 | 0 |  | 2018-84820 | 4065.6 | 0.77 | 818566 | 2020-21919 | 0 | 0 | 6626 | 6626 | 1.2549 | 2409454.5455
35155753 |  | Other/UNSE | PLAN | 2022119 | 1.063 | 1.063 |  |  |  |  | 770.34 | UNSE | 152481105 | BRUNSWICK 1105 | BRUNSWICK 11052140 | 373 | 34.5664 | 2096 | 2.5928 | 0.0069513 | 0.053423 | 22 | Tier 3 | PRE | NEVADA CITY | Nevada | Sierra | Northern | 5789409 | E.5030726.01 | 118502582 | 35155753 | CWSP-BRUNSWICK 1105-LR2140-PH3.03 | 5611 | 0 | 0 | 0 |  | 2018-84820 | 4065.6 | 0.77 | 818566 | 2020-21919 | 0 | 0 | 5611 | 5611 | 1.0627 | 2040363.6364
35155752 |  | Other/UNSE | PLAN | 2022118 | 0.516 | 0.516 |  |  |  |  | 214.56 | UNSE | 152481105 | BRUNSWICK 1105 | BRUNSWICK 11052140 | 373 | 34.5664 | 2096 | 2.5928 | 0.0069513 | 0.025933 | 22 | Tier 3 | PRE | NEVADA CITY | Nevada | Sierra | Northern | 5789408 | E.5030725.01 | 118502580 | 35155752 | CWSP-BRUNSWICK 1105-LR2140-PH3.02 | 2727 | 0 | 0 | 0 |  | 2018-84820 | 4065.6 | 0.77 | 818566 | 2020-21919 | 0 | 0 | 2727 | 2727 | 0.51648 | 991636.3636
35155751 |  | Other/UNSE | PLAN | 2022116 | 0.498 | 0.498 |  |  |  |  | 725.36 | UNSE | 152481105 | BRUNSWICK 1105 | BRUNSWICK 11052140 | 373 | 34.5664 | 2096 | 2.5928 | 0.0069513 | 0.025028 | 22 | Tier 3 | PRE | NEVADA CITY | Nevada | Sierra | Northern | 5789407 | E.5030724.01 | 118502456 | 35155751 | CWSP-BRUNSWICK 1105-LR2140-PH2.17 | 2627 | 0 | 0 | 0 |  | 2018-84808 | 3748.8 | 0.71 | 756111 | 2020-21909 | 0 | 0 | 2627 | 2627 | 0.49754 | 955272.7273
35155750 |  | Other/UNSE | PLAN | 2022115 | 1.68 | 1.68 |  |  |  |  | 494.23 | UNSE | 152481105 | BRUNSWICK 1105 | BRUNSWICK 11052140 | 373 | 34.5664 | 2096 | 2.5928 | 0.0069513 | 0.084432 | 22 | Tier 3 | PRE | NEVADA CITY | Nevada | Sierra | Northern | 5789406 | E.5030723.01 | 118502455 | 35155750 | CWSP-BRUNSWICK 1105-LR2140-PH2.16 | 8872 | 0 | 0 | 0 |  | 2018-84808 | 3748.8 | 0.71 | 756111 | 2020-21909 | 0 | 0 | 8872 | 8872 | 1.6803 | 3226181.8182
35155749 |  | Other/UNSE | PLAN | 2022114 | 0.504 | 0.504 |  |  |  |  | 0 | UNSE | 152481105 | BRUNSWICK 1105 | BRUNSWICK 11052140 | 373 | 34.5664 | 2096 | 2.5928 | 0.0069513 | 0.025329 | 22 | Tier 3 | PRE | NEVADA CITY | Nevada | Sierra | Northern | 5789405 | E.5030722.01 | 118502453 | 35155749 | CWSP-BRUNSWICK 1105-LR2140-PH2.15 | 2662 | 0 | 0 | 0 |  | 2018-84808 | 3748.8 | 0.71 | 756111 | 2020-21909 | 0 | 0 | 2662 | 2662 | 0.50417 | 968000
35155748 |  | Other/UNSE | PLAN | 2022113 | 0.519 | 0.519 |  |  |  |  | 0 | UNSE | 152481105 | BRUNSWICK 1105 | BRUNSWICK 11052140 | 373 | 34.5664 | 2096 | 2.5928 | 0.0069513 | 0.026083 | 22 | Tier 3 | PRE | NEVADA CITY | Nevada | Sierra | Northern | 5789404 | E.5030721.01 | 118502451 | 35155748 | CWSP-BRUNSWICK 1105-LR2140-PH2.14 | 2740 | 0 | 0 | 0 |  | 2018-84808 | 3748.8 | 0.71 | 756111 | 2020-21909 | 0 | 0 | 2740 | 2740 | 0.51894 | 996363.6364
35155747 |  | Other/UNSE | PLAN | 2022112 | 0.762 | 0.762 |  |  |  |  | 0 | UNSE | 152481105 | BRUNSWICK 1105 | BRUNSWICK 11052140 | 373 | 34.5664 | 2096 | 2.5928 | 0.0069513 | 0.038296 | 22 | Tier 3 | PRE | NEVADA CITY | Nevada | Sierra | Northern | 5789403 | E.5030720.01 | 118502279 | 35155747 | CWSP-BRUNSWICK 1105-LR2140-PH2.13 | 4025 | 0 | 0 | 0 |  | 2018-84808 | 3748.8 | 0.71 | 756111 | 2020-21909 | 0 | 0 | 4025 | 4025 | 0.76231 | 1463636.3636
35155746 |  | Other/UNSE | PLAN | 2022111 | 1.119 | 1.119 |  |  |  |  | 494.23 | UNSE | 152481105 | BRUNSWICK 1105 | BRUNSWICK 11052140 | 373 | 34.5664 | 2096 | 2.5928 | 0.0069513 | 0.056237 | 22 | Tier 3 | PRE | NEVADA CITY | Nevada | Sierra | Northern | 5789402 | E.5030719.01 | 118502277 | 35155746 | CWSP-BRUNSWICK 1105-LR2140-PH2.12 | 5910 | 0 | 0 | 0 |  | 2018-84808 | 3748.8 | 0.71 | 756111 | 2020-21909 | 0 | 0 | 5910 | 5910 | 1.1193 | 2149090.9091
35155744 |  | Other/UNSE | PLAN | 2022110 | 0.506 | 0.506 | 2022 |  |  |  | 0 | UNSE | 152481105 | BRUNSWICK 1105 | BRUNSWICK 11052140 | 373 | 34.5664 | 2096 | 2.5928 | 0.0069513 | 0.02543 | 22 | Tier 3 | PRE | NEVADA CITY | Nevada | Sierra | Northern | 5789401 | E.5030718.01 | 118502276 | 35155744 | CWSP-BRUNSWICK 1105-LR2140-PH2.11 | 2671 | 0 | 0 | 0 |  | 2018-84808 | 3748.8 | 0.71 | 756111 | 2020-21909 | 0 | 0 | 2671 | 2671 | 0.50587 | 971272.7273
35155743 |  | Other/UNSE | PLAN | 2022109 | 0.699 | 0.699 | 2022 |  |  |  | 0 | UNSE | 152481105 | BRUNSWICK 1105 | BRUNSWICK 11052140 | 373 | 34.5664 | 2096 | 2.5928 | 0.0069513 | 0.03513 | 22 | Tier 3 | PRE | NEVADA CITY | Nevada | Sierra | Northern | 5789400 | E.5030717.01 | 118502275 | 35155743 | CWSP-BRUNSWICK 1105-LR2140-PH2.10 | 3692 | 0 | 0 | 0 |  | 2018-84808 | 3748.8 | 0.71 | 756111 | 2020-21909 | 0 | 0 | 3692 | 3692 | 0.69924 | 1342545.4545
35155742 |  | Other/UNSE | PLAN | 2022108 | 1.155 | 1.155 | 2022 |  |  |  | 725.36 | UNSE | 152481105 | BRUNSWICK 1105 | BRUNSWICK 11052140 | 373 | 34.5664 | 2096 | 2.5928 | 0.0069513 | 0.058047 | 22 | Tier 3 | PRE | NEVADA CITY | Nevada | Sierra | Northern | 5789399 | E.5030716.01 | 118502274 | 35155742 | CWSP-BRUNSWICK 1105-LR2140-PH2.09 | 6100 | 0 | 0 | 0 |  | 2018-84808 | 3748.8 | 0.71 | 756111 | 2020-21909 | 0 | 0 | 6100 | 6100 | 1.1553 | 2218181.8182
35155741 |  | Other/UNSE | PLAN | 2022107 | 0.169 | 0.169 | 2022 |  |  |  | 247.12 | UNSE | 152481105 | BRUNSWICK 1105 | BRUNSWICK 11052140 | 373 | 34.5664 | 2096 | 2.5928 | 0.0069513 | 0.0084934 | 22 | Tier 3 | PRE | NEVADA CITY | Nevada | Sierra | Northern | 5789398 | E.5030715.01 | 118502273 | 35155741 | CWSP-BRUNSWICK 1105-LR2140-PH2.08 | 890 | 0 | 0 | 0 |  | 2018-84808 | 3748.8 | 0.71 | 756111 | 2020-21909 | 0 | 0 | 890 | 890 | 0.16856 | 323636.3636
35155740 |  | Other/UNSE | PLAN | 2022106 | 0.689 | 0.689 | 2022 |  |  |  | 0 | UNSE | 152481105 | BRUNSWICK 1105 | BRUNSWICK 11052140 | 373 | 34.5664 | 2096 | 2.5928 | 0.0069513 | 0.034627 | 22 | Tier 3 | PRE | NEVADA CITY | Nevada | Sierra | Northern | 5789397 | E.5030714.01 | 118502272 | 35155740 | CWSP-BRUNSWICK 1105-LR2140-PH2.07 | 3636 | 0 | 0 | 0 |  | 2018-84808 | 3748.8 | 0.71 | 756111 | 2020-21909 | 0 | 0 | 3636 | 3636 | 0.68864 | 1322181.8182
35155699 |  | Other/UNSE | PLAN | 2022105 | 0.457 | 0.457 | 2022 |  |  |  | 247.12 | UNSE | 152481105 | BRUNSWICK 1105 | BRUNSWICK 11052140 | 373 | 34.5664 | 2096 | 2.5928 | 0.0069513 | 0.022967 | 22 | Tier 3 | PRE | NEVADA CITY | Nevada | Sierra | Northern | 5789396 | E.5030713.01 | 118502271 | 35155699 | CWSP-BRUNSWICK 1105-LR2140-PH2.06 | 2415 | 0 | 0 | 0 |  | 2018-84808 | 3748.8 | 0.71 | 756111 | 2020-21909 | 0 | 0 | 2415 | 2415 | 0.45739 | 878181.8182
35155698 |  | Other/UNSE | PLAN | 2022104 | 1.199 | 1.199 | 2022 |  |  |  | 247.12 | UNSE | 152481105 | BRUNSWICK 1105 | BRUNSWICK 11052140 | 373 | 34.5664 | 2096 | 2.5928 | 0.0069513 | 0.060258 | 22 | Tier 3 | PRE | NEVADA CITY | Nevada | Sierra | Northern | 5789395 | E.5030712.01 | 118502208 | 35155698 | CWSP-BRUNSWICK 1105-LR2140-PH2.05 | 6332 | 0 | 0 | 0 |  | 2018-84808 | 3748.8 | 0.71 | 756111 | 2020-21909 | 0 | 0 | 6332 | 6332 | 1.1992 | 2302545.4545
35155697 |  | Other/UNSE | PLAN | 2022103 | 0.394 | 0.394 | 2022 |  |  |  | 247.12 | UNSE | 152481105 | BRUNSWICK 1105 | BRUNSWICK 11052140 | 373 | 34.5664 | 2096 | 2.5928 | 0.0069513 | 0.019801 | 22 | Tier 3 | PRE | NEVADA CITY | Nevada | Sierra | Northern | 5789394 | E.5030711.01 | 118502207 | 35155697 | CWSP-BRUNSWICK 1105-LR2140-PH2.04 | 2080 | 0 | 0 | 0 |  | 2018-84808 | 3748.8 | 0.71 | 756111 | 2020-21909 | 0 | 0 | 2080 | 2080 | 0.39394 | 756363.6364
35155696 |  | Other/UNSE | PLAN | 2022102 | 0.462 | 0.462 | 2022 |  |  |  | 725.36 | UNSE | 152481105 | BRUNSWICK 1105 | BRUNSWICK 11052140 | 373 | 34.5664 | 2096 | 2.5928 | 0.0069513 | 0.023219 | 22 | Tier 3 | PRE | NEVADA CITY | Nevada | Sierra | Northern | 5789393 | E.5030710.01 | 118502205 | 35155696 | CWSP-BRUNSWICK 1105-LR2140-PH2.03 | 2440 | 0 | 0 | 0 |  | 2018-84808 | 3748.8 | 0.71 | 756111 | 2020-21909 | 0 | 0 | 2440 | 2440 | 0.46212 | 887272.7273
35155695 |  | Other/UNSE | PLAN | 2022101 | 1.035 | 1.035 | 2022 |  |  |  | 459.15 | UNSE | 152481105 | BRUNSWICK 1105 | BRUNSWICK 11052140 | 373 | 34.5664 | 2096 | 2.5928 | 0.0069513 | 0.052016 | 22 | Tier 3 | PRE | NEVADA CITY | Nevada | Sierra | Northern | 5789392 | E.5030709.01 | 118502200 | 35155695 | CWSP-BRUNSWICK 1105-LR2140-PH2.02 | 5465 | 0 | 0 | 0 |  | 2018-84808 | 3748.8 | 0.71 | 756111 | 2020-21909 | 0 | 0 | 5465 | 5465 | 1.035 | 1987272.7273
35155694 |  | Other/UNSE | PLAN | 2022099 | 1.117 | 1.117 | 2022 |  |  |  | 244.59 | UNSE | 152481105 | BRUNSWICK 1105 | BRUNSWICK 11052140 | 373 | 34.5664 | 2096 | 2.5928 | 0.0069513 | 0.056137 | 22 | Tier 3 | PRE | NEVADA CITY | Nevada | Sierra | Northern | 5789391 | E.5030708.01 | 118501875 | 35155694 | CWSP-BRUNSWICK 1105-LR2140-PH 1.16 | 5900 | 0 | 0 | 0 |  | 2018-84805 | 4435.2 | 0.84 | 897506 | 2020-21904 | 0 | 0 | 5900 | 5900 | 1.1174 | 2145454.5455
35155693 |  | Other/UNSE | PLAN | 2022098 | 1.155 | 1.155 | 2022 |  |  |  | 311.2 | UNSE | 152481105 | BRUNSWICK 1105 | BRUNSWICK 11052140 | 373 | 34.5664 | 2096 | 2.5928 | 0.0069513 | 0.058047 | 22 | Tier 3 | PRE | NEVADA CITY | Nevada | Sierra | Northern | 5789390 | E.5030707.01 | 118501874 | 35155693 | CWSP-BRUNSWICK 1105-LR2140-PH 1.15 | 6100 | 0 | 0 | 0 |  | 2018-84805 | 4435.2 | 0.84 | 897506 | 2020-21904 | 0 | 0 | 6100 | 6100 | 1.1553 | 2218181.8182
35155692 |  | Other/UNSE | PLAN | 2022097 | 0.998 | 0.998 | 2022 |  |  |  | 244.59 | UNSE | 152481105 | BRUNSWICK 1105 | BRUNSWICK 11052140 | 373 | 34.5664 | 2096 | 2.5928 | 0.0069513 | 0.050156 | 22 | Tier 3 | PRE | NEVADA CITY | Nevada | Sierra | Northern | 5789389 | E.5030706.01 | 118501873 | 35155692 | CWSP-BRUNSWICK 1105-LR2140-PH 1.14 | 5268 | 0 | 0 | 0 |  | 2018-84805 | 4435.2 | 0.84 | 897506 | 2020-21904 | 0 | 0 | 5268 | 5268 | 0.99773 | 1915636.3636
35155691 |  | Other/UNSE | PLAN | 2022096 | 0.57 | 0.57 | 2022 |  |  |  | 244.59 | UNSE | 152481105 | BRUNSWICK 1105 | BRUNSWICK 11052140 | 373 | 34.5664 | 2096 | 2.5928 | 0.0069513 | 0.028646 | 22 | Tier 3 | PRE | NEVADA CITY | Nevada | Sierra | Northern | 5789388 | E.5030705.01 | 118501739 | 35155691 | CWSP-BRUNSWICK 1105-LR2140-PH 1.13 | 3010 | 0 | 0 | 0 |  | 2018-84805 | 4435.2 | 0.84 | 897506 | 2020-21904 | 0 | 0 | 3010 | 3010 | 0.57008 | 1094545.4545
35155690 |  | Other/UNSE | PLAN | 2022095 | 0.963 | 0.963 | 2022 |  |  |  | 244.59 | UNSE | 152481105 | BRUNSWICK 1105 | BRUNSWICK 11052140 | 373 | 34.5664 | 2096 | 2.5928 | 0.0069513 | 0.048397 | 22 | Tier 3 | PRE | NEVADA CITY | Nevada | Sierra | Northern | 5789387 | E.5030704.01 | 118501738 | 35155690 | CWSP-BRUNSWICK 1105-LR2140-PH 1.12 | 5082 | 0 | 0 | 0 |  | 2018-84805 | 4435.2 | 0.84 | 897506 | 2020-21904 | 0 | 0 | 5082 | 5082 | 0.9625 | 1848000
35155689 |  | Other/UNSE | PLAN | 2022094 | 0.928 | 0.928 | 2022 |  |  |  | 244.59 | UNSE | 152481105 | BRUNSWICK 1105 | BRUNSWICK 11052140 | 373 | 34.5664 | 2096 | 2.5928 | 0.0069513 | 0.046638 | 22 | Tier 3 | PRE | NEVADA CITY | Nevada | Sierra | Northern | 5789386 | E.5030703.01 | 118501737 | 35155689 | CWSP-BRUNSWICK 1105-LR2140-PH 1.11 | 4900 | 0 | 0 | 0 |  | 2018-84805 | 4435.2 | 0.84 | 897506 | 2020-21904 | 0 | 0 | 4900 | 4900 | 0.92803 | 1781818.1818
35155688 |  | Other/UNSE | PLAN | 2022093 | 0.561 | 0.561 | 2022 |  |  |  | 244.59 | UNSE | 152481105 | BRUNSWICK 1105 | BRUNSWICK 11052140 | 373 | 34.5664 | 2096 | 2.5928 | 0.0069513 | 0.028194 | 22 | Tier 3 | PRE | NEVADA CITY | Nevada | Sierra | Northern | 5789385 | E.5030702.01 | 118501736 | 35155688 | CWSP-BRUNSWICK 1105-LR2140-PH 1.10 | 2961 | 0 | 0 | 0 |  | 2018-84805 | 4435.2 | 0.84 | 897506 | 2020-21904 | 0 | 0 | 2961 | 2961 | 0.5608 | 1076727.2727
35155687 |  | Other/UNSE | PLAN | 2022092 | 1.683 | 1.683 | 2022 |  |  |  | 244.59 | UNSE | 152481105 | BRUNSWICK 1105 | BRUNSWICK 11052140 | 373 | 34.5664 | 2096 | 2.5928 | 0.0069513 | 0.084582 | 22 | Tier 3 | PRE | NEVADA CITY | Nevada | Sierra | Northern | 5789384 | E.5030701.01 | 118501735 | 35155687 | CWSP-BRUNSWICK 1105-LR2140-PH 1.09 | 8886 | 0 | 0 | 0 |  | 2018-84805 | 4435.2 | 0.84 | 897506 | 2020-21904 | 0 | 0 | 8886 | 8886 | 1.683 | 3231272.7273
35155686 |  | Other/UNSE | PLAN | 2022091 | 0.614 | 0.614 | 2022 |  |  |  | 244.59 | UNSE | 152481105 | BRUNSWICK 1105 | BRUNSWICK 11052140 | 373 | 34.5664 | 2096 | 2.5928 | 0.0069513 | 0.030858 | 22 | Tier 3 | PRE | NEVADA CITY | Nevada | Sierra | Northern | 5789383 | E.5030700.01 | 118501733 | 35155686 | CWSP-BRUNSWICK 1105-LR2140-PH 1.08 | 3240 | 0 | 0 | 0 |  | 2018-84805 | 4435.2 | 0.84 | 897506 | 2020-21904 | 0 | 0 | 3240 | 3240 | 0.61364 | 1178181.8182
35155685 |  | Other/UNSE | PLAN | 2022090 | 0.716 | 0.716 | 2022 |  |  |  | 489.15 | UNSE | 152481105 | BRUNSWICK 1105 | BRUNSWICK 11052140 | 373 | 34.5664 | 2096 | 2.5928 | 0.0069513 | 0.035984 | 22 | Tier 3 | PRE | NEVADA CITY | Nevada | Sierra | Northern | 5789382 | E.5030699.01 | 118501731 | 35155685 | CWSP-BRUNSWICK 1105-LR2140-PH 1.07 | 3780 | 0 | 0 | 0 |  | 2018-84805 | 4435.2 | 0.84 | 897506 | 2020-21904 | 0 | 0 | 3780 | 3780 | 0.71591 | 1374545.4545
35155684 |  | Other/UNSE | PLAN | 2022089 | 0.623 | 0.623 | 2022 |  |  |  | 489.15 | UNSE | 152481105 | BRUNSWICK 1105 | BRUNSWICK 11052140 | 373 | 34.5664 | 2096 | 2.5928 | 0.0069513 | 0.03131 | 22 | Tier 3 | PRE | NEVADA CITY | Nevada | Sierra | Northern | 5789381 | E.5030698.01 | 118501730 | 35155684 | CWSP-BRUNSWICK 1105-LR2140-PH 1.06 | 3288 | 0 | 0 | 0 |  | 2018-84805 | 4435.2 | 0.84 | 897506 | 2020-21904 | 0 | 0 | 3288 | 3288 | 0.62273 | 1195636.3636
35155683 |  | Other/UNSE | PLAN | 2022088 | 1.241 | 1.241 | 2022 |  |  |  | 2174.37 | UNSE | 152481105 | BRUNSWICK 1105 | BRUNSWICK 11052140 | 373 | 34.5664 | 2096 | 2.5928 | 0.0069513 | 0.062369 | 22 | Tier 3 | PRE | NEVADA CITY | Nevada | Sierra | Northern | 5789380 | E.5030697.01 | 118501439 | 35155683 | CWSP-BRUNSWICK 1105-LR2140-PH 1.05 | 6550 | 0 | 0 | 0 |  | 2018-84805 | 4435.2 | 0.84 | 897506 | 2020-21904 | 0 | 0 | 6550 | 6550 | 1.2405 | 2381818.1818
35155682 |  | Other/UNSE | PLAN | 2022087 | 0.366 | 0.366 | 2022 |  |  |  | 489.15 | UNSE | 152481105 | BRUNSWICK 1105 | BRUNSWICK 11052140 | 373 | 34.5664 | 2096 | 2.5928 | 0.0069513 | 0.018394 | 22 | Tier 3 | PRE | NEVADA CITY | Nevada | Sierra | Northern | 5789379 | E.5030696.01 | 118501438 | 35155682 | CWSP-BRUNSWICK 1105-LR2140-PH 1.04 | 1930 | 0 | 0 | 0 |  | 2018-84805 | 4435.2 | 0.84 | 897506 | 2020-21904 | 0 | 0 | 1930 | 1930 | 0.36553 | 701818.1818
35155681 |  | Other/UNSE | PLAN | 2022086 | 0.253 | 0.253 | 2022 |  |  |  | 733.75 | UNSE | 152481105 | BRUNSWICK 1105 | BRUNSWICK 11052140 | 373 | 34.5664 | 2096 | 2.5928 | 0.0069513 | 0.012715 | 22 | Tier 3 | PRE | NEVADA CITY | Nevada | Sierra | Northern | 5789378 | E.5030695.01 | 118501195 | 35155681 | CWSP-BRUNSWICK 1105-LR2140-PH 1.03 | 1335 | 0 | 0 | 0 |  | 2018-84805 | 4435.2 | 0.84 | 897506 | 2020-21904 | 0 | 0 | 1335 | 1335 | 0.25284 | 485454.5455
35155680 |  | Other/UNSE | PLAN | 2022085 | 1.324 | 1.324 | 2022 |  |  |  | 1209.45 | UNSE | 152481105 | BRUNSWICK 1105 | BRUNSWICK 11052140 | 373 | 34.5664 | 2096 | 2.5928 | 0.0069513 | 0.06654 | 22 | Tier 3 | PRE | NEVADA CITY | Nevada | Sierra | Northern | 5789366 | E.5030694.01 | 118499588 | 35155680 | CWSP-BRUNSWICK 1105-LR2140-PH 1.02 | 6990 | 0 | 0 | 0 |  | 2018-84805 | 4435.2 | 0.84 | 897506 | 2020-21904 | 0 | 0 | 6990 | 6990 | 1.3239 | 2541818.1818
35060992 |  | Other/UNSE | PLAN | 2022084 | 0.48 | 0.48 | 2022 |  |  |  | 34544.18 | UNSE | 152481105 | BRUNSWICK 1105 | BRUNSWICK 11052140 | 373 | 34.5664 | 2096 | 2.5928 | 0.0069513 | 0.024123 | 22 | Tier 3 | PRE | NEVADA CITY | Nevada | Sierra | Northern | 5783064 | E.5015548.01 | 115101918 | 35060992 | CWSP-BRUNSWICK 1105-LR2140-PH 1.01 | 2534 | 0 | 0 | 0 |  | 2018-84805 | 4435.2 | 0.84 | 897506 | 2020-21904 | 0 | 0 | 2534 | 2534 | 0.47992 | 921454.5455
35060991 |  | Other/UNSE | PLAN | 2022100 | 0.467 | 0.467 | 2022 |  |  |  | 15685.31 | UNSE | 152481105 | BRUNSWICK 1105 | BRUNSWICK 11052140 | 373 | 34.5664 | 2096 | 2.5928 | 0.0069513 | 0.02347 | 22 | Tier 3 | PRE | NEVADA CITY | Nevada | Sierra | Northern | 5783063 | E.5015547.01 | 115101979 | 35060991 | CWSP-BRUNSWICK 1105-LR2140-PH2.01 | 2465 | 0 | 0 | 0 |  | 2018-84808 | 3748.8 | 0.71 | 756111 | 2020-21909 | 0 | 0 | 2465 | 2465 | 0.46686 | 896363.6364
35060990 |  | Other/UNSE | PLAN | 2022117 | 0.864 | 0.864 |  |  |  |  | 19227.08 | UNSE | 152481105 | BRUNSWICK 1105 | BRUNSWICK 11052140 | 373 | 34.5664 | 2096 | 2.5928 | 0.0069513 | 0.043422 | 22 | Tier 3 | PRE | NEVADA CITY | Nevada | Sierra | Northern | 5783062 | E.5015546.01 | 115102251 | 35060990 | CWSP-BRUNSWICK 1105-LR2140-PH3.01 | 4562 | 0 | 0 | 0 |  | 2018-84820 | 4065.6 | 0.77 | 818566 | 2020-21919 | 0 | 0 | 4562 | 4562 | 0.86402 | 1658909.0909
35176211 |  | Other/UNSE | PLAN | 2022057 | 0.99 | 0.99 | 2022 |  |  |  | 0 | UNSE | 153082106 | PLACERVILLE 2106 | PLACERVILLE 21061104 | 462 | 49.4883 | 2131 | 2.9785 | 0.0064469 | 0.039921 | 16 | Tier 3 | PRE | GEORGETOWN | El Dorado | Sierra | Northern | 5790544 | E.5015425.05 | 118964448 | 35176211 | CWSP - PLACERVILLE 2106 - LR 1104 - PH 2.5 | 5211 |  |  |  |  | 2018-83913 | 5940 | 1.125 | 1196525 | 2020-22211 | 0 | 0 | 5211 | 5211 | 0.98693 | 1894909.0909
35176210 |  | Other/UNSE | PLAN | 2022056 | 1.39 | 1.39 | 2022 |  |  |  | 0 | UNSE | 153082106 | PLACERVILLE 2106 | PLACERVILLE 21061104 | 462 | 49.4883 | 2131 | 2.9785 | 0.0064469 | 0.056051 | 16 | Tier 3 | PRE | GEORGETOWN | El Dorado | Sierra | Northern | 5790543 | E.5015425.04 | 118964447 | 35176210 | CWSP - PLACERVILLE 2106 - LR 1104 - PH 2.4 | 7339 |  |  |  |  | 2018-83913 | 5940 | 1.125 | 1196525 | 2020-22211 | 0 | 0 | 7339 | 7339 | 1.39 | 2668727.2727
35176209 |  | Other/UNSE | PLAN | 2022055 | 0.81 | 0.81 | 2022 |  |  |  | 0 | UNSE | 153082106 | PLACERVILLE 2106 | PLACERVILLE 21061104 | 462 | 49.4883 | 2131 | 2.9785 | 0.0064469 | 0.032663 | 16 | Tier 3 | PRE | GEORGETOWN | El Dorado | Sierra | Northern | 5790542 | E.5015425.03 | 118964446 | 35176209 | CWSP - PLACERVILLE 2106 - LR 1104 - PH 2.3 | 4266 |  |  |  |  | 2018-83913 | 5940 | 1.125 | 1196525 | 2020-22211 | 0 | 0 | 4266 | 4266 | 0.80795 | 1551272.7273
35175859 |  | Other/UNSE | PLAN | 2022077 | 2.18 | 2.18 | 2022 |  |  |  | 0 | UNSE | 153082106 | PLACERVILLE 2106 | PLACERVILLE 21061104 | 462 | 49.4883 | 2131 | 2.9785 | 0.0064469 | 0.087907 | 16 | Tier 3 | PRE | GEORGETOWN | El Dorado | Sierra | Northern | 5790580 | E.5015421.05 | 118981966 | 35175859 | CWSP - PLACERVILLE 2106 - LR 1104 - PH 6.5 | 11495 |  |  |  |  | 2018-84110 | 8342.4 | 1.58 | 1679100 | 2020-22335 | 0 | 0 | 11495 | 11495 | 2.1771 | 4180000
35175858 |  | Other/UNSE | PLAN | 2022076 | 1.01 | 1.01 | 2022 |  |  |  | 0 | UNSE | 153082106 | PLACERVILLE 2106 | PLACERVILLE 21061104 | 462 | 49.4883 | 2131 | 2.9785 | 0.0064469 | 0.040728 | 16 | Tier 3 | PRE | GEORGETOWN | El Dorado | Sierra | Northern | 5790579 | E.5015421.04 | 118981965 | 35175858 | CWSP - PLACERVILLE 2106 - LR 1104 - PH 6.4 | 5348 |  |  |  |  | 2018-84110 | 8342.4 | 1.58 | 1679100 | 2020-22335 | 0 | 0 | 5348 | 5348 | 1.0129 | 1944727.2727
35175857 |  | Other/UNSE | PLAN | 2022075 | 1.42 | 1.42 | 2022 |  |  |  | 0 | UNSE | 153082106 | PLACERVILLE 2106 | PLACERVILLE 21061104 | 462 | 49.4883 | 2131 | 2.9785 | 0.0064469 | 0.05726 | 16 | Tier 3 | PRE | GEORGETOWN | El Dorado | Sierra | Northern | 5790578 | E.5015421.03 | 118981964 | 35175857 | CWSP - PLACERVILLE 2106 - LR 1104 - PH 6.3 | 7521 |  |  |  |  | 2018-84110 | 8342.4 | 1.58 | 1679100 | 2020-22335 | 0 | 0 | 7521 | 7521 | 1.4244 | 2734909.0909
35175856 |  | Other/UNSE | PLAN | 2022074 | 1.59 | 1.59 | 2022 |  |  |  | 0 | UNSE | 153082106 | PLACERVILLE 2106 | PLACERVILLE 21061104 | 462 | 49.4883 | 2131 | 2.9785 | 0.0064469 | 0.064116 | 16 | Tier 3 | PRE | GEORGETOWN | El Dorado | Sierra | Northern | 5790557 | E.5015421.02 | 118981963 | 35175856 | CWSP - PLACERVILLE 2106 - LR 1104 - PH 6.2 | 8397 |  |  |  |  | 2018-84110 | 8342.4 | 1.58 | 1679100 | 2020-22335 | 0 | 0 | 8397 | 8397 | 1.5903 | 3053454.5455
35175855 |  | Other/UNSE | PLAN | 2022082 | 1.99 | 1.99 | 2022 |  |  |  | 0 | UNSE | 153082106 | PLACERVILLE 2106 | PLACERVILLE 21061104 | 462 | 49.4883 | 2131 | 2.9785 | 0.0064469 | 0.080245 | 16 | Tier 3 | PRE | GEORGETOWN | El Dorado | Sierra | Northern | 5790556 | E.5015422.05 | 118981962 | 35175855 | CWSP - PLACERVILLE 2106 - LR 1104 - PH 5.5 | 10487 |  |  |  |  | 2018-84079 | 9187.2 | 1.74 | 1864520 | 2020-22336 | 0 | 0 | 10487 | 10487 | 1.9862 | 3813454.5455
35175854 |  | Other/UNSE | PLAN | 2022081 | 1.94 | 1.94 | 2022 |  |  |  | 0 | UNSE | 153082106 | PLACERVILLE 2106 | PLACERVILLE 21061104 | 462 | 49.4883 | 2131 | 2.9785 | 0.0064469 | 0.078229 | 16 | Tier 3 | PRE | GEORGETOWN | El Dorado | Sierra | Northern | 5790555 | E.5015422.04 | 118981961 | 35175854 | CWSP - PLACERVILLE 2106 - LR 1104 - PH 5.4 | 10236 |  |  |  |  | 2018-84079 | 9187.2 | 1.74 | 1864520 | 2020-22336 | 0 | 0 | 10236 | 10236 | 1.9386 | 3722181.8182
35175853 |  | Other/UNSE | PLAN | 2022080 | 0.66 | 0.66 | 2022 |  |  |  | 0 | UNSE | 153082106 | PLACERVILLE 2106 | PLACERVILLE 21061104 | 462 | 49.4883 | 2131 | 2.9785 | 0.0064469 | 0.026614 | 16 | Tier 3 | PRE | GEORGETOWN | El Dorado | Sierra | Northern | 5790554 | E.5015422.03 | 118981960 | 35175853 | CWSP - PLACERVILLE 2106 - LR 1104 - PH 5.3 | 3483 |  |  |  |  | 2018-84079 | 9187.2 | 1.74 | 1864520 | 2020-22336 | 0 | 0 | 3483 | 3483 | 0.65966 | 1266545.4545
35175852 |  | Other/UNSE | PLAN | 2022079 | 1.75 | 1.75 | 2022 |  |  |  | 0 | UNSE | 153082106 | PLACERVILLE 2106 | PLACERVILLE 21061104 | 462 | 49.4883 | 2131 | 2.9785 | 0.0064469 | 0.070567 | 16 | Tier 3 | PRE | GEORGETOWN | El Dorado | Sierra | Northern | 5790553 | E.5015422.02 | 118981899 | 35175852 | CWSP - PLACERVILLE 2106 - LR 1104 - PH 5.2 | 9247 |  |  |  |  | 2018-84079 | 9187.2 | 1.74 | 1864520 | 2020-22336 | 0 | 0 | 9247 | 9247 | 1.7513 | 3362545.4545
35175850 |  | Other/UNSE | PLAN | 2022072 | 1.14 | 1.14 | 2022 |  |  |  | 0 | UNSE | 153082106 | PLACERVILLE 2106 | PLACERVILLE 21061104 | 462 | 49.4883 | 2131 | 2.9785 | 0.0064469 | 0.04597 | 16 | Tier 3 | PRE | GEORGETOWN | El Dorado | Sierra | Northern | 5790552 | E.5015423.05 | 118981898 | 35175850 | CWSP - PLACERVILLE 2106 - LR 1104 - PH 4.5 | 6040 |  |  |  |  | 2018-83984 | 9187.2 | 1.74 | 1837700 | 2020-22301 | 0 | 0 | 6040 | 6040 | 1.1439 | 2196363.6364
35175849 |  | Other/UNSE | PLAN | 2022071 | 1.77 | 1.77 | 2022 |  |  |  | 0 | UNSE | 153082106 | PLACERVILLE 2106 | PLACERVILLE 21061104 | 462 | 49.4883 | 2131 | 2.9785 | 0.0064469 | 0.071374 | 16 | Tier 3 | PRE | GEORGETOWN | El Dorado | Sierra | Northern | 5790551 | E.5015423.04 | 118981897 | 35175849 | CWSP - PLACERVILLE 2106 - LR 1104 - PH 4.4 | 9343 |  |  |  |  | 2018-83984 | 9187.2 | 1.74 | 1837700 | 2020-22301 | 0 | 0 | 9343 | 9343 | 1.7695 | 3397454.5455
35175848 |  | Other/UNSE | PLAN | 2022070 | 1.27 | 1.27 | 2022 |  |  |  | 0 | UNSE | 153082106 | PLACERVILLE 2106 | PLACERVILLE 21061104 | 462 | 49.4883 | 2131 | 2.9785 | 0.0064469 | 0.051212 | 16 | Tier 3 | PRE | GEORGETOWN | El Dorado | Sierra | Northern | 5790550 | E.5015423.03 | 118981896 | 35175848 | CWSP - PLACERVILLE 2106 - LR 1104 - PH 4.3 | 6725 |  |  |  |  | 2018-83984 | 9187.2 | 1.74 | 1837700 | 2020-22301 | 0 | 0 | 6725 | 6725 | 1.2737 | 2445454.5455
35175847 |  | Other/UNSE | PLAN | 2022069 | 1.98 | 1.98 | 2022 |  |  |  | 3490.18 | UNSE | 153082106 | PLACERVILLE 2106 | PLACERVILLE 21061104 | 462 | 49.4883 | 2131 | 2.9785 | 0.0064469 | 0.079842 | 16 | Tier 3 | PRE | GEORGETOWN | El Dorado | Sierra | Northern | 5790549 | E.5015423.02 | 118981893 | 35175847 | CWSP - PLACERVILLE 2106 - LR 1104 - PH 4.2 | 10429 |  |  |  |  | 2018-83984 | 9187.2 | 1.74 | 1837700 | 2020-22301 | 0 | 0 | 10429 | 10429 | 1.9752 | 3792363.6364
35175846 |  | Other/UNSE | PLAN | 2022065 | 1.89 | 1.89 | 2022 |  |  |  | 0 | UNSE | 153082106 | PLACERVILLE 2106 | PLACERVILLE 21061104 | 462 | 49.4883 | 2131 | 2.9785 | 0.0064469 | 0.076213 | 16 | Tier 3 | PRE | GEORGETOWN | El Dorado | Sierra | Northern | 5790548 | E.5015424.05 | 118981890 | 35175846 | CWSP - PLACERVILLE 2106 - LR 1104 - PH 3.5 | 9976 |  |  |  |  | 2018-83959 | 6283.2 | 1.19 | 1268314.29 | 2020-22224 | 0 | 0 | 9976 | 9976 | 1.8894 | 3627636.3636
35175845 |  | Other/UNSE | PLAN | 2022064 | 2.344 | 2.344 | 2022 |  |  |  | 0 | UNSE | 153082106 | PLACERVILLE 2106 | PLACERVILLE 21061104 | 462 | 49.4883 | 2131 | 2.9785 | 0.0064469 | 0.09452 | 16 | Tier 3 | PRE | GEORGETOWN | El Dorado | Sierra | Northern | 5790547 | E.5015424.04 | 118981829 | 35175845 | CWSP - PLACERVILLE 2106 - LR 1104 - PH 3.4 | 12378 |  |  |  |  | 2018-83959 | 6283.2 | 1.19 | 1268314.29 | 2020-22224 | 0 | 0 | 12378 | 12378 | 2.3443 | 4501090.9091
35175844 |  | Other/UNSE | PLAN | 2022063 | 0.885 | 0.885 | 2022 |  |  |  | 0 | UNSE | 153082106 | PLACERVILLE 2106 | PLACERVILLE 21061104 | 462 | 49.4883 | 2131 | 2.9785 | 0.0064469 | 0.035687 | 16 | Tier 3 | PRE | GEORGETOWN | El Dorado | Sierra | Northern | 5790546 | E.5015424.03 | 118981828 | 35175844 | CWSP - PLACERVILLE 2106 - LR 1104 - PH 3.3 | 4673 |  |  |  |  | 2018-83959 | 6283.2 | 1.19 | 1268314.29 | 2020-22224 | 0 | 0 | 4673 | 4673 | 0.88504 | 1699272.7273
35175843 |  | Other/UNSE | PLAN | 2022062 | 0.407 | 0.407 | 2022 |  |  |  | 0 | UNSE | 153082106 | PLACERVILLE 2106 | PLACERVILLE 21061104 | 462 | 49.4883 | 2131 | 2.9785 | 0.0064469 | 0.016412 | 16 | Tier 3 | PRE | GEORGETOWN | El Dorado | Sierra | Northern | 5790545 | E.5015424.02 | 118981826 | 35175843 | CWSP - PLACERVILLE 2106 - LR 1104 - PH 3.2 | 2150 |  |  |  |  | 2018-83959 | 6283.2 | 1.19 | 1268314.29 | 2020-22224 | 0 | 0 | 2150 | 2150 | 0.4072 | 781818.1818
35174993 |  | Other/UNSE | PLAN | 2022054 | 0.79 | 0.79 | 2022 |  |  |  | 0 | UNSE | 153082106 | PLACERVILLE 2106 | PLACERVILLE 21061104 | 462 | 49.4883 | 2131 | 2.9785 | 0.0064469 | 0.031856 | 16 | Tier 3 | PRE | GEORGETOWN | El Dorado | Sierra | Northern | 5790541 | E.5015425.02 | 118964445 | 35174993 | CWSP - PLACERVILLE 2106 - LR 1104 - PH 2.2 | 4180 |  |  |  |  | 2018-83913 | 5940 | 1.125 | 1196525 | 2020-22211 | 0 | 0 | 4180 | 4180 | 0.79167 | 1520000
35177111 |  | Other/UNSE | PLAN | 2022060 | 1.67 | 1.67 | 2022 |  |  |  | 0 | UNSE | 153082106 | PLACERVILLE 2106 | PLACERVILLE 21061104 | 462 | 49.4883 | 2131 | 2.9785 | 0.0064469 | 0.067342 | 16 | Tier 3 | PRE | GEORGETOWN | El Dorado | Sierra | Northern | 5791027 | E.5015425.08 | 119021511 | 35177111 | CWSP - PLACERVILLE 2106 - LR 1104 - PH 2.8 | 8807 |  |  |  |  | 2018-83913 | 5940 | 1.125 | 1196525 | 2020-22211 | 0 | 0 | 8807 | 8807 | 1.668 | 3202545.4545
35177110 |  | Other/UNSE | PLAN | 2022059 | 1.42 | 1.42 | 2022 |  |  |  | 0 | UNSE | 153082106 | PLACERVILLE 2106 | PLACERVILLE 21061104 | 462 | 49.4883 | 2131 | 2.9785 | 0.0064469 | 0.05726 | 16 | Tier 3 | PRE | GEORGETOWN | El Dorado | Sierra | Northern | 5540307 | E.5015425.07 | 119021499 | 35177110 | CWSP - PLACERVILLE 2106 - LR 1104 - PH 2.7 | 7507 |  |  |  |  | 2018-83913 | 5940 | 1.125 | 1196525 | 2020-22211 | 0 | 0 | 7507 | 7507 | 1.4218 | 2729818.1818
35177109 |  | Other/UNSE | PLAN | 2022058 | 0.66 | 0.66 | 2022 |  |  |  | 0 | UNSE | 153082106 | PLACERVILLE 2106 | PLACERVILLE 21061104 | 462 | 49.4883 | 2131 | 2.9785 | 0.0064469 | 0.026614 | 16 | Tier 3 | PRE | GEORGETOWN | El Dorado | Sierra | Northern | 5540306 | E.5015425.06 | 119021498 | 35177109 | CWSP - PLACERVILLE 2106 - LR 1104 - PH 2.6 | 3493 |  |  |  |  | 2018-83913 | 5940 | 1.125 | 1196525 | 2020-22211 | 0 | 0 | 3493 | 3493 | 0.66155 | 1270181.8182
35177108 |  | Other/UNSE | PLAN | 2022067 | 0.19 | 0.19 | 2022 |  |  |  | 0 | UNSE | 153082106 | PLACERVILLE 2106 | PLACERVILLE 21061104 | 462 | 49.4883 | 2131 | 2.9785 | 0.0064469 | 0.0076616 | 16 | Tier 3 | PRE | GEORGETOWN | El Dorado | Sierra | Northern | 5540300 | E.5015424.07 | 119021513 | 35177108 | CWSP - PLACERVILLE 2106 - LR 1104 - PH 3.7 | 1022 |  |  |  |  | 2018-83959 | 6283.2 | 1.19 | 1268314.29 | 2020-22224 | 0 | 0 | 1022 | 1022 | 0.19356 | 371636.3636
35177107 |  | Other/UNSE | PLAN | 2022066 | 0.37 | 0.37 | 2022 |  |  |  | 0 | UNSE | 153082106 | PLACERVILLE 2106 | PLACERVILLE 21061104 | 462 | 49.4883 | 2131 | 2.9785 | 0.0064469 | 0.01492 | 16 | Tier 3 | PRE | GEORGETOWN | El Dorado | Sierra | Northern | 5540299 | E.5015424.06 | 119021512 | 35177107 | CWSP - PLACERVILLE 2106 - LR 1104 - PH 3.6 | 1947 |  |  |  |  | 2018-83959 | 6283.2 | 1.19 | 1268314.29 | 2020-22224 | 0 | 0 | 1947 | 1947 | 0.36875 | 708000
35056439 |  | Other/UNSE | PLAN | 2022073 | 1.56 | 1.56 | 2022 |  |  |  | 11163.21 | UNSE | 153082106 | PLACERVILLE 2106 | PLACERVILLE 21061104 | 462 | 49.4883 | 2131 | 2.9785 | 0.0064469 | 0.062906 | 16 | Tier 3 | PRE | GEORGETOWN | El Dorado | Sierra | Northern | 5782585 | E.5015421.01 | 114985621 | 35056439 | CWSP - PLACERVILLE 2106 - LR 1104 - PH 6.1 | 8243 |  |  |  |  | 2018-84110 | 8342.4 | 1.58 | 1679100 | 2020-22335 | 0 | 0 | 8243 | 8243 | 1.5612 | 2997454.5455
35056438 |  | Other/UNSE | PLAN | 2022078 | 2.15 | 2.15 | 2022 |  |  |  | 12060.56 | UNSE | 153082106 | PLACERVILLE 2106 | PLACERVILLE 21061104 | 462 | 49.4883 | 2131 | 2.9785 | 0.0064469 | 0.086697 | 16 | Tier 3 | PRE | GEORGETOWN | El Dorado | Sierra | Northern | 5782584 | E.5015422.01 | 114985561 | 35056438 | CWSP - PLACERVILLE 2106 - LR 1104 - PH 5.1 | 11374 |  |  |  |  | 2018-84079 | 9187.2 | 1.74 | 1864520 | 2020-22336 | 0 | 0 | 11374 | 11374 | 2.1542 | 4136000
35056435 |  | Other/UNSE | PLAN | 2022068 | 1.86 | 1.86 | 2022 |  |  |  | 16459.6 | UNSE | 153082106 | PLACERVILLE 2106 | PLACERVILLE 21061104 | 462 | 49.4883 | 2131 | 2.9785 | 0.0064469 | 0.075003 | 16 | Tier 3 | PRE | GEORGETOWN | El Dorado | Sierra | Northern | 5782583 | E.5015423.01 | 114985560 | 35056435 | CWSP - PLACERVILLE 2106 - LR 1104 - PH 4.1 | 9808 |  |  |  |  | 2018-83984 | 9187.2 | 1.74 | 1837700 | 2020-22301 | 0 | 0 | 9808 | 9808 | 1.8576 | 3566545.4545
35056434 |  | Other/UNSE | PLAN | 2022061 | 1.1 | 1.1 | 2022 |  |  |  | 16104.86 | UNSE | 153082106 | PLACERVILLE 2106 | PLACERVILLE 21061104 | 462 | 49.4883 | 2131 | 2.9785 | 0.0064469 | 0.044357 | 16 | Tier 3 | PRE | GEORGETOWN | El Dorado | Sierra | Northern | 5782582 | E.5015424.01 | 114985557 | 35056434 | CWSP - PLACERVILLE 2106 - LR 1104 - PH 3.1 | 5827 |  |  |  |  | 2018-83959 | 6283.2 | 1.19 | 1268314.29 | 2020-22224 | 0 | 0 | 5827 | 5827 | 1.1036 | 2118909.0909
35056433 |  | Other/UNSE | PLAN | 2022053 | 1.3 | 1.3 | 2022 |  |  |  | 19774.61 | UNSE | 153082106 | PLACERVILLE 2106 | PLACERVILLE 21061104 | 462 | 49.4883 | 2131 | 2.9785 | 0.0064469 | 0.052422 | 16 | Tier 3 | PRE | GEORGETOWN | El Dorado | Sierra | Northern | 5782581 | E.5015425.01 | 114985551 | 35056433 | CWSP - PLACERVILLE 2106 - LR 1104 - PH 2.1 | 6883 |  |  |  |  | 2018-83913 | 5940 | 1.125 | 1196525 | 2020-22211 | 0 | 0 | 6883 | 6883 | 1.3036 | 2502909.0909
35060995 |  | Other/UNSE | PLAN |  | 9.7 | 9.7 |  |  |  |  | 1662.55 | UNSE | 152481106 | BRUNSWICK 1106 | BRUNSWICK 11062104 | 123 | 9.824 | 2157 | 0.72777 | 0.0059169 | 0.48145 | 222 | Tier 3 | PRE | NEVADA CITY | Nevada | Sierra | Northern | 5783059 | E.5015551.01 | 115101457 | 35060995 | CWSP-BRUNSWICK 1106-LR2104-PH1.1 | 51216 | 0 | 0 | 0 |  | 2018-84603 | 51216 | 9.7 | 10292300 |  |  |  |  | 0 | 0
35047314 |  | Other/UNSE | PLAN |  | 8.45 | 8.45 |  |  |  |  | 7785.31 | UNSE | 083622105 | CAMP EVERS 2105 | CAMP EVERS 210510294 | 95 | 8.3897 | 2167 | 0.54194 | 0.0057046 | 0.36571 | 147 | Tier 3 | PRE | SCOTTS VALLEY | Santa Cruz | Central Coast | Central Coast | 5530159 |  | 114760861 | 35047314 | CWSP - CAMPEVERS2105 - LR10294 - 4KV PH1 | 44616 | 0 | 0 | 0 |  | 2018-77626 | 44616 | 8.45 | 9154000 |  |  |  |  | 0 | 0
31289812 |  | Other/UNSE | PLAN |  | 0.436 | 0.436 |  |  |  |  | 0 | UNSE | 42841112 | GUALALA 1112 | GUALALA 11121294 | 234 | 19.8551 | 2179 | 1.2961 | 0.0055387 | 0.019068 | 1069 | Tier 2 | WDDB | POINT ARENA | Mendocino | Sonoma | Northern | 5530175 |  | 112409713 | 31289812 | RECOND TAP W TW - LCO 5265 GUALALA 1112 | 2300 |  |  |  |  | 2018-12431 | 2300 | 0.43561 | 253000 |  |  |  |  | 0 | 0
35042369 |  | Other/UNSE | PLAN |  | 7.13 | 7.13 |  |  |  |  | 10824.51 | UNSE | 83622106 | CAMP EVERS 2106 | CAMP EVERS 210660124 | 267 | 22.4565 | 2243 | 1.1389 | 0.0042657 | 0.24228 | 57 | Tier 3 | PRE | LOS GATOS | Santa Cruz | De Anza | Central Coast | 5530160 |  | 114640931 | 35042369 | CWSP-CAMP EVERS 2106-LR60124-PH1.1 | 37646.4 |  |  |  | 2018-43257 | 2018-45681 | 37646.4 | 7.13 | 11070000
35042368 |  | Other/UNSE | PLAN |  | 7.36 | 7.36 |  |  |  |  | 7726.66 | UNSE | 83622106 | CAMP EVERS 2106 | CAMP EVERS 210660124 | 267 | 22.4565 | 2243 | 1.1389 | 0.0042657 | 0.2501 | 57 | Tier 3 | PRE | LOS GATOS | Santa Cruz | De Anza | Central Coast | 5530160 |  | 114640937 | 35042368 | CWSP-CAMP EVERS 2106-LR60124-PH2.1 | 38860.8 |  |  |  | 2018-43450 | 2018-46493 | 38860.8 | 7.36 | 11692500
35042366 |  | Other/UNSE | PLAN |  | 7.21 | 7.21 |  |  |  |  | 7261.21 | UNSE | 83622106 | CAMP EVERS 2106 | CAMP EVERS 210660124 | 267 | 22.4565 | 2243 | 1.1389 | 0.0042657 | 0.245 | 57 | Tier 3 | PRE | LOS GATOS | Santa Cruz | De Anza | Central Coast | 5530160 |  | 114640939 | 35042366 | CWSP-CAMP EVERS 2106-LR60124-PH4.1 | 38068.8 |  |  |  | 2018-46209 | 2018-53264 | 38068.8 | 7.21 | 7574500
35042365 |  | Other/UNSE | PLAN |  | 8.98 | 8.98 |  |  |  |  | 8089.18 | UNSE | 83622106 | CAMP EVERS 2106 | CAMP EVERS 210660124 | 267 | 22.4565 | 2243 | 1.1389 | 0.0042657 | 0.30515 | 57 | Tier 3 | PRE | LOS GATOS | Santa Cruz | De Anza | Central Coast | 5530160 |  | 114641001 | 35042365 | CWSP-CAMP EVERS 2106-LR60124-PH5.1 | 47414.4 |  |  |  | 2018-46210 | 2018-54997 | 47414.4 | 8.98 | 10457000
74022383 |  | Other/UNSE | PLAN |  | 11.92 | 11.92 |  |  |  |  | 31047.96 | UNSE | 152762101 | EL DORADO PH 2101 | EL DORADO PH 210126000 | 339 | 34.369 | 2252 | 1.3974 | 0.0041222 | 0.32473 | 67 | Tier 3 | PRE | POLLOCK PINES | El Dorado | Sierra | Northern | 5782840 | E.5015490.01 | 114791963 | 74022383 | CWSP-EL DORADO PH 2101-LR26000-PH 1 | 62937.6 |  |  |  |  | 2018-62798 | 62937.6 | 11.92 | 11952400 |  |  |  |  | 0 | 0
35051356 |  | Other/UNSE | PLAN |  | 10.47 | 10.47 |  |  |  |  | 3369.78 | UNSE | 152762101 | EL DORADO PH 2101 | EL DORADO PH 210126000 | 339 | 34.369 | 2252 | 1.3974 | 0.0041222 | 0.28522 | 67 | Tier 3 | PRE | GRIZZLY FLATS | El Dorado | Sierra | Northern | 5530173 |  | 114861944 | 35051356 | CWSP - EL DORADO PH 2101 LR 26000 PH 2 | 55300 |  |  |  |  | 2018-78870 | 9556.8 | 1.81 | 1856290 | 2019-52013 | 0 | 0 | 55300 | 55300 | 10.4735 | 20109090.9091
35042367 |  | Other/UNSE | PLAN |  | 7.46 | 7.46 |  |  |  |  | 22274.16 | UNSE | 83622106 | CAMP EVERS 2106 | CAMP EVERS 210660120 | 42 | 4.3457 | 2268 | 0.16006 | 0.0038109 | 0.18409 | 296 | Tier 3 | PRE | LOS GATOS | Santa Cruz | De Anza | Central Coast | 5530160 |  | 114640938 | 35042367 | CWSP-CAMP EVERS 2106-LR60124-PH3.1 | 39388.8 |  |  |  | 2018-46207 | 2018-51616 |  | 0 | 14179968 |  |  |  |  | 0 | 0
35056732 |  | Other/UNSE | PLAN |  | 12.2 | 12.2 |  |  |  |  | 2664.39 | UNSE | 152181101 | FORESTHILL 1101 | FORESTHILL 110150486 | 163 | 11.6734 | 2270 | 0.61325 | 0.0037623 | 0.42941 | 42 | Tier 3 | PRE | FORESTHILL | Placer | Sierra | Northern | 5782592 | E.5015429.01 | 114988838 | 35056732 | CWSP FOREST HILL 1101 LR 50486 HARDENING | 64416 |  |  |  |  | 2018-72763 | 64416 | 12.2 | 13155800
35024647 |  | Other/UNSE | PLAN |  | 0.515 | 0.515 |  |  |  |  | 326.51 | UNSE | 83692104 | ROB ROY 2104 | ROB ROY 210410714 | 212 | 14.1645 | 2362 | 0.61141 | 0.002884 | 0.014894 | 1419 | Tier 2 | WDDB | WATSONVILLE | Santa Cruz | Central Coast | Central Coast | 5530159 |  | 113820887 | 35024647 | RR 2104 RECOND 1051 ZONE W TW | 2717 |  |  |  |  | 2018-12870 | 2717 | 0.51458 | 257028 |  |  |  |  | 0 | 0
31297273 |  | Other/UNSE | PLAN |  | 0.758 | 0.758 |  |  |  |  | 1263.81 | UNSE | 42841111 | GUALALA 1111 | GUALALA 1111445166 | 71 | 7.5585 | 2446 | 0.15871 | 0.0022354 | 0.010664 | 2157 | Tier 2 | WDDB | GUALALA | Mendocino | Sonoma | Northern | 5530175 |  | 112523454 | 31297273 | RECOND HWY1 (BY SW 92493)- GUALALA 1111 | 4000 |  |  |  |  | 2018-10311 | 4000 | 0.75758 | 440000 |  |  |  |  | 0 | 0
35052733 |  | Other/UNSE | PLAN |  | 7.2 | 7.2 |  |  |  |  | 5747.16 | UNSE | 082841101 | BIG BASIN 1101 | BIG BASIN 110110296 | 181 | 14.418 | 2456 | 0.3928 | 0.0021702 | 0.13142 | 354 | Tier 3 | PRE | BOULDER CREEK | Santa Cruz | Central Coast | Central Coast | 5530159 |  | 114646897 | 35052733 | CWSP-BIG BASIN 1101-LR10296-PH2.1 | 38016 | 0 | 0 | 0 |  | 2018-45493 | 38016 | 7.2 | 13027000 |  |  |  |  | 0 | 0
35061812 |  | Other/UNSE | PLAN |  | 3.22 | 3.22 |  |  |  |  | 5867.15 | UNSE | 152762101 | EL DORADO PH 2102 | EL DORADO PH 21026645 | 52 | 4.2175 | 2469 | 0.10851 | 0.0020868 | 0.055508 | 121 | Tier 3 | PRE | EL DORADO | El Dorado | Sierra | Northern | 5783199 | E.5015575.01 | 115221464 | 35061812 | CWSP-EL DORADO PH 2102-LR6645-PH1 | 17001.6 |  |  |  |  | 2018-93741 | 17001.6 | 3.22 | 3461800
35050951 |  | Other/UNSE | PLAN |  | 1.4 | 1.4 |  |  |  |  | 22714.03 | UNSE | 42811113 | MONTE RIO 1113 | MONTE RIO 1113CB | 49 | 4.5275 | 2477 | 0.098667 | 0.0020136 | 0.020442 | 163 | Tier 3 | PRE | GUERNEVILLE | Sonoma | Sonoma | Northern | 5530175 |  | 114848376 | 35050951 | CWSP: MONTE RIO 1113 HENDRIX CABLE | 7392 |  |  |  |  | 2018-62087 | 7392 | 1.4 | 1540000
35061811 |  | Other/UNSE | PLAN |  | 9.44 | 9.44 | 2022 |  |  |  | 6674.54 | UNSE | 152762102 | EL DORADO PH 2102 | EL DORADO PH 210219542 | 111 | 9.5191 | 2512 | 0.19285 | 0.0017374 | 0.12813 | 41 | Tier 3 | PRE | EL DORADO | El Dorado | Sierra | Northern | 5783198 | E.5015574.01 | 115217237 | 35061811 | CWSP-EL DORADO PH 2102-LR19542 | 49843 |  |  |  |  | 2019-64816 | 49632 | 9.4 | 10245100 | 2020-22355 | 0 | 0 | 49843 | 49843 | 9.44 | 18124727.2727
35051484 |  | Other/UNSE | PLAN |  | 10.72 | 10.72 |  |  |  |  | 8742.15 | UNSE | 42811113 | MONTE RIO 1113 | MONTE RIO 11138299 | 13 | 1.2019 | 2514 | 0.02235 | 0.0017192 | 0.13356 | 92 | Tier 3 | PRE | GUERNEVILLE | Sonoma | Sonoma | Northern | 5530175 |  | 114779852 | 35051484 | CWSP - MONTE RIO 1113 - 8299 | 56601.6 |  |  |  |  | 2018-73857 | 56601.6 | 10.72 | 11713900 | 2018-73856
35057802 |  | Other/UNSE | PLAN |  | 10.9 | 10.9 |  |  |  |  | 5220.14 | UNSE | 083622105 | CAMP EVERS 2105 | CAMP EVERS 210512590 | 69 | 5.1164 | 2570 | 0.09844 | 0.0014267 | 0.14051 | 1194 | Tier 3 | PRE | FELTON | Santa Cruz | Central Coast | Central Coast | 5782531 | E.5015418.01 | 115019871 | 35057802 | CWSP-CAMPEVERS2105-LR12590-4KV-PH5.1 | 57552 | 0 | 0 | 0 |  | 2018-83739 | 57552 | 10.9 | 11902500 |  |  |  |  | 0 | 0
31334290 |  | Other/UNSE | PLAN |  | 1.515 | 1.515 |  |  |  |  | 1413.82 | UNSE | 42981101 | ELK 1101 | ELK 11011272 | 236 | 22.0888 | 2587 | 0.29926 | 0.0012681 | 0.013752 | 1312 | Tier 3 | WDDB | ALBION | Mendocino | Humboldt | Northern | 5533649 |  | 112994612 | 31334290 | RECON 24 SPANS -ALBION RIDGE RD | 8000 |  |  |  |  | 2018-11420 | 8000 | 1.5152 | 880000 |  |  |  |  | 0 | 0
35073637 |  | Other/UNSE | PLAN |  | 0.72 | 0.72 |  |  |  |  | 415.55 | UNSE erdy | 82021107 | LOS GATOS 1107 | LOS GATOS 1107CB | 192 | 15.2961 | 2606 | 0.22088 | 0.0011504 | 0.006966 | 1602 | Tier 3 | WDDB | LOS GATOS | Santa Clara | De Anza | Central Coast | 5530160 |  | 115783880 | 35073637 | LOS GATOS 1107 RECOND FUSE 468855 ZONE | 3801.6 |  |  |  |  | 2019-07307 | 3801.6 | 0.72 | 602840 |  |  |  |  | 0 | 0
74014860 |  | Other/UNSE | PLAN |  | 3.596 | 3.596 |  |  |  |  | 12197.44 | UNSE | 083622104 | CAMP EVERS 2104 | CAMP EVERS 210410442 | 133 | 5.6577 | 2686 | 0.092361 | 0.00069444 | 0.039332 | 1246 | Tier 3 | WDDB | SCOTTS VALLEY | Santa Cruz | Central Coast | Central Coast | 5777380 | E.0000101.01 | 113241363 | 74014860 | R2 REPL OH COND/ ALTERNTE BACKTIE CE2104 | 18989 | 0 | 0 | 0 |  | 2017-107922 | 18989 | 3.5964 | 2482735 |  |  |  |  | 0 | 0
35061041 |  | Other/UNSE | PLAN |  | 5.8 | 5.8 |  |  |  |  | 375.58 | UNSE | 42811112 | MONTE RIO 1112 | MONTE RIO 111215401 | 11 | 0.86257 | 2698 | 0.0070561 | 0.00064146 | 0.031789 | 204 | Tier 3 | PRE | MONTE RIO | Sonoma | Sonoma | Northern | 5782762 | E.5015479.01 | 115099028 | 35061041 | CWSP – MONTE RIO 1112 – TS 15401 | 30624 |  |  |  |  | 2018-84954 | 30624 | 5.8 | 6183400
35075365 |  | Other/UNSE | PLAN |  | 0.323 | 0.323 |  |  |  |  | 1511.25 | UNSE erdy | 83622106 | CAMP EVERS 2106 | CAMP EVERS 210610718 | 98 | 8.4659 | 2733 | 0.050195 | 0.0005122 | 0.0012831 | 1043 | Tier 2 | WDDB | SANTA CRUZ | Santa Cruz | Central Coast | Central Coast | 5530159 |  | 116490172 | 35075365 | RPL OH.COND.CAMP EVERS 2106 19-0015630 | 1706 |  |  |  |  | 2019-14486 | 1706 | 0.32311 | 386320 |  |  |  |  | 0 | 0
35046280 |  | Other/UNSE | PLAN |  | 7.06 | 7.06 |  |  |  |  | 3944.54 | UNSE | 82021107 | LOS GATOS 1107 | LOS GATOS 110760092 | 108 | 9.7115 | 2767 | 0.041919 | 0.00038814 | 0.020418 | 1150 | Tier 3 | PRE | LOS GATOS | Santa Clara | De Anza | Central Coast | 5530160 |  | 114720436 | 35046280 | CWSP - LOS GATOS 1107 - LR60092 PH 6 | 37276.8 |  |  |  |  | 2018-61234 | 37276.8 | 7.06 | 7256258 |  |  |  |  | 0 | 0
35046279 |  | Other/UNSE | PLAN |  | 7.7 | 7.7 |  |  |  |  | 9620.4 | UNSE | 82021107 | LOS GATOS 1107 | LOS GATOS 110760092 | 108 | 9.7115 | 2767 | 0.041919 | 0.00038814 | 0.022269 | 1150 | Tier 3 | PRE | LOS GATOS | Santa Clara | De Anza | Central Coast | 5530160 |  | 114720434 | 35046279 | CWSP - LOS GATOS 1107-LR60092 PH 5 | 40656 |  |  |  |  | 2018-59191 | 40656 | 7.7 | 7831508 |  |  |  |  | 0 | 0
35046278 |  | Other/UNSE | PLAN |  | 7.9 | 7.9 |  |  |  |  | 1943.01 | UNSE | 82021107 | LOS GATOS 1107 | LOS GATOS 110760092 | 108 | 9.7115 | 2767 | 0.041919 | 0.00038814 | 0.022847 | 1150 | Tier 3 | PRE | LOS GATOS | Santa Clara | De Anza | Central Coast | 5530160 |  | 114720429 | 35046278 | CWSP LOS GATOS 1107-LR60092 PH 4 | 41712 |  |  |  |  | 2018-58098 | 41712 | 7.9 | 8096129 |  |  |  |  | 0 | 0
35046276 |  | Other/UNSE | PLAN |  | 6.5 | 6.5 |  |  |  |  | 13883.46 | UNSE | 82021107 | LOS GATOS 1107 | LOS GATOS 110760092 | 108 | 9.7115 | 2767 | 0.041919 | 0.00038814 | 0.018798 | 1150 | Tier 3 | PRE | LOS GATOS | Santa Clara | De Anza | Central Coast | 5530160 |  | 114720357 | 35046276 | CWSP LOS GATOS 1107-LR60092 PH 3 | 34320 |  |  |  |  | 2018-55675 | 34320 | 6.5 | 7037300 |  |  |  |  | 0 | 0
35044117 |  | Other/UNSE | PLAN |  | 8.8 | 8.8 |  |  |  |  | 23349.97 | UNSE | 82021107 | LOS GATOS 1107 | LOS GATOS 110760092 | 108 | 9.7115 | 2767 | 0.041919 | 0.00038814 | 0.02545 | 1150 | Tier 3 | PRE | LOS GATOS | Santa Clara | De Anza | Central Coast | 5530160 |  | 114713255 | 35044117 | CWSP: LOS GATOS 1107 - LR60092 PH 2 | 46464 |  |  |  |  | 2018-54199 | 46464 | 8.8 | 9503250 |  |  |  |  | 0 | 0
35044115 |  | Other/UNSE | PLAN |  | 7 | 7 |  |  |  |  | 7487.87 | UNSE | 83692105 | ROB ROY 2105 | ROB ROY 21055166 | 81 | 5.4933 | 2801 | 0.023482 | 0.00028991 | 0.020049 | 264 | Tier 3 | PRE | APTOS | Santa Cruz | Central Coast | Central Coast | 5530159 |  | 114712175 | 35044115 | CWSP - ROB ROY 2105 - LR 5166 | 36960 |  |  |  | 2018-49179 | 2018-52991 | 36960 | 7 | 7335000 |  |  |  |  | 0 | 0
35074388 |  | Other/UNSE | PLAN |  | 1.9 | 1.9 |  |  |  |  | 1017.22 | UNSE erdy | 83192101 | GREEN VALLEY 2101 | GREEN VALLEY 210112106 | 139 | 0.346 | 2884 | 0.011248 | 8.0919e-05 | 0.041382 | 2108 | Tier 2 | WDDB | CORRALITOS | Santa Cruz | Central Coast | Central Coast | 5784143 | E.5019931.01 | 116157025 | 35074388 | RECOND GV2101 FUSE 12347 ZONE | 10032 |  |  |  |  | 2019-30870 | 10032 | 1.9 | 1672770 |  |  |  |  | 0 | 0
35052730 |  | Other/UNSE | PLAN |  | 3.7 | 3.7 |  |  |  |  | 6231.19 | UNSE | 183582101 | BURNS 2101 | BURNS 2101CB | 19 | 1.704 | 2946 | 0.00051453 | 2.7081e-05 | 0.00074855 | 308 | Tier 3 | PRE | SANTA CRUZ | Santa Cruz | Central Coast | Central Coast | 5530159 |  | 114661267 | 35052730 | CWSP-BURNS 2101-OCB-PH2.1 | 19536 | 0 | 0 | 0 |  | 2018-48078 | 19536 | 3.7 | 3710394 |  |  |  |  | 0 | 0
31089263 |  | Other/UNSE | PLAN | 2021202 | 0.08 | 0.08 |  |  |  |  | 9908.53 | UNSE srdy hold | 14671102 | SOBRANTE 1102 | SOBRANTE 1102L510R | 136 | 9.6555 | 2948 | 0.0035575 | 2.6158e-05 | 1.9749e-05 | 1384 | Tier 3 | WDDB | WALNUT CREEK | Contra Costa | Diablo | Bay Area | 5530161 |  | 108573135 | 31089263 | MOVE FUSE 1179/RECON WITH TREE WIRE | 400 |  |  |  | N/A | 2014-60865 | 400 | 0.075758 | 55000 | N/A | 0 | 0 | 400 | 400 | 0.075758 | 145454.5455
35047318 |  | Other/UNSE | PLAN |  | 10.6 | 10.6 |  |  |  |  | 5576.75 | UNSE | 083050402 | BIG TREES 0402 | BIG TREES 0402737512 | 89 | 6.7838 | 2963 | 0.0017324 | 1.9465e-05 | 0.0018137 | 943 | Tier 3 | PRE | FELTON | Santa Cruz | Central Coast | Central Coast | 5530159 |  | 114761016 | 35047318 | CWSP - CAMPEVERS2105 - BT402CB - 4KV PH6 | 55968 | 0 | 0 | 0 |  | 2018-83741 | 55968 | 10.6 | 11830900 |  |  |  |  | 0 | 0
35043994 |  | Other/UNSE | PLAN |  | 8.6 | 8.6 |  |  |  |  | 7317.74 | UNSE | 083622105 | CAMP EVERS 2105 | CAMP EVERS 210511384 | 59 | 5.2211 | 2964 | 0.0011342 | 1.9223e-05 | 0.0012517 | 425 | Tier 3 | PRE | SCOTTS VALLEY | Santa Cruz | Central Coast | Central Coast | 5530159 |  | 114678021 | 35043994 | CWSP-CAMP EVERS 2105-LR11384-PH1.1 | 45408 | 0 | 0 | 0 | 2018-49004 | 2018-54192 | 45408 | 8.6 | 9044000 |  |  |  |  | 0 | 0
35052732 |  | Other/UNSE | PLAN |  | 7.4 | 7.4 |  |  |  |  | 13904.7 | UNSE | 082841101 | BIG BASIN 1101 | BIG BASIN 11015028 | 59 | 5.0255 | 2968 | 0.0010925 | 1.8516e-05 | 0.0010778 | 1012 | Tier 3 | PRE | BOULDER CREEK | Santa Cruz | Central Coast | Central Coast | 5530159 |  | 114623764 | 35052732 | CWSP-BIG BASIN 1101-LR5028-PH1.1 | 39072 | 0 | 0 | 0 |  | 2018-46250 | 39072 | 7.4 | 9725100 |  |  |  |  | 0 | 0
35052734 |  | Other/UNSE | PLAN |  | 7.5 | 7.5 |  |  |  |  | 12757.98 | UNSE | 083622105 | CAMP EVERS 2105 | CAMP EVERS 21055232 | 50 | 4.5142 | 2985 | 0.00086284 | 1.7257e-05 | 0.00096047 | 1079 | Tier 3 | PRE | FELTON | Santa Cruz | Central Coast | Central Coast | 5530159 |  | 114646899 | 35052734 | CWSP-CAMP EVERS 2105-LR5232-PH1.1 | 39600 | 0 | 0 | 0 |  | 2018-50134 | 39600 | 7.5 | 7752300 |  |  |  |  | 0 | 0
35043993 |  | Other/UNSE | PLAN |  | 7.4 | 7.4 |  |  |  |  | 8183.38 | UNSE | 83622105 | CAMP EVERS 2105 | CAMP EVERS 210574170 | 43 | 3.5747 | 2990 | 0.00072063 | 1.6759e-05 | 0.00099949 | 118 | Tier 3 | PRE | BEN LOMOND | Santa Cruz | Central Coast | Central Coast | 5530159 |  | 114677896 | 35043993 | CWSP - CAMPEVERS2105 - LR 74170 - 4KVPH4 | 39072 |  |  |  |  | 2018-81770 | 39072 | 7.4 | 7943900
35099603 |  | Other/UNSE | PLAN |  | 0.895 | 0.895 |  |  |  |  | 0 | UNSE | 183011102 | MORRO BAY 1102 | MORRO BAY 1102W22 | 85 | 2.5937 | 3594 | 8.1495e-05 | 9.5877e-07 | 1.8841e-05 | 1763 | Tier 3 | WDDB | SAN LUIS OBISPO | San Luis Obispo | Los Padres | Central Coast | 5530166 |  | 117211021 | 35099603 | MORRO BAY 1102 RECON 4728 FT W TW | 4728 |  |  |  |  | 2019-31175 | 4728 | 0.89545 | 780120 |  |  |  |  | 0 | 0
35145522 | KEEP | PSPS | PLAN | 2021161 | 3.95 | 3.95 | 2021 |  |  |  | 127485.93 | PEND | 153612104 | CLARKSVILLE 2104 | CLARKSVILLE 2104CB | 107 | 8.8009 | 134 | 32.5187 | 0.30391 | 14.4489 | 541 | Tier 3 | PSPS | El Dorado Hills | El Dorado | Sierra | Northern | 5788783 | E.5025635.01 | 118265394 | 35145522 | PSPS - Clarksville 2104 - CB | 0 | 13464 | 0 | 0 |  | 2019-80671 | 13464 | 2.55 | 23720000 | N/A | 0 | 13464 | 0 | 13464 | 2.55 | 10703880 | 2020-38602 | [6 empty] | 10703880
35145540 | KEEP | PSPS | PLAN | 2021172 | 1.09 | 1.09 | 2021 |  |  |  | 149235.66 | PEND | 163451702 | FROGTOWN 1702 | FROGTOWN 1702CB | 47 | 1.4611 | 1316 | 1.844 | 0.039234 | 1.3619 | 3052 | Tier 3 | PSPS | Angels | Calaveras | Stockton | Central Valley | 5788779 | E.5025634 | 118259180 | 35145540 | PSPS – Frogtown 1702 – CB | 0 | 2640 | 0 | 0 |  | 2019-80603 | 2640 | 0.5 | 3900000 | N/A | 0 | 2640 | 0 | 2640 | 0.5 | 2098800 | 2020-42690 | [6 empty] | 2098800
35145001 | KEEP | PSPS | PLAN | 2021163 | 1.6 | 1.6 | 2021 |  |  |  | 119267.66 | PEND | 12022215 | CLAYTON 2215 | CLAYTON 2215184604 | 106 | 2.0886 | 1739 | 1.7951 | 0.016935 | 1.3515 | 1165 | Tier 3 | PSPS | CONCORD | CONTRA COSTA | Diablo | Bay Area | 5788778 | E.5025639 | 118259181 | 35145001 | PSPS - Clayton 2215 – CB | 475.2 | 20592 | 0 | 0 |  | 2019-79149 | 11616 | 2.2 | 19530000 | N/A | 0 | 20592 | 475.2 | 21067.2 | 3.99 | 16541712 | [7 empty] | 16541712
35145524 | KEEP | PSPS | PLAN | 2021162 | 0.72 | 0.72 | 2021 |  |  |  | 111830.89 | ADER | 43321103 | RINCON 1103 | RINCON 1103CB | 41 | 2.4428 | 1755 | 0.67489 | 0.016461 | 0.19693 | 628 | Tier 3 | PSPS | SANTA ROSA | Sonoma | Sonoma | Northern | 5788786 | E.5025637 | 118266591 | 35145524 | PSPS - Rincon 1101 and 1103- CB | 0 | 7920 | 0 | 0 |  | 2019-82381 | 7920 | 1.5 | 14953636 | N/A | 0 | 7920 | 0 | 7920 | 1.5 | 6296400 | 2020-48279
35144944 | KEEP | PSPS | PLAN | 2021171 | 0.26 | 0.26 | 2021 |  |  |  | 107106.57 | PEND | 22721107 | SNEATH LANE 1107 | SNEATH LANE 1107CB | 45 | 1.0035 | 2336 | 0.14045 | 0.003121 | 0.036023 | 2845 | Tier 3 | PSPS | SOUTH SAN FRANCISO | SAN MATEO | Peninsula | Central Coast | 5530170 |  | 118261958 | 35144944 | PSPS – Sneath Lane 1107 – CB | 0 | 739.2 | 0 | 0 |  | 2019-78877 | 739.2 | 0.14 | 738936 | N/A | 0 | 739.2 | 0 | 739.2 | 0.14 | 587664 | 2020-18832 | [6 empty] | 587664
35145002 | KEEP | PSPS | PLAN | 2021169 | 0.68 | 0.68 | 2021 |  |  |  | 109425.47 | APPR | 42481101 | IGNACIO 1101 | IGNACIO 1101CB | 19 | 1.6718 | 2448 | 0.042331 | 0.0022279 | 0.017045 | 2421 | Tier 3 | PSPS | NOVATO | MARIN | North Bay | Bay Area | 5788780 | E.5025640 | 118262844 | 35145002 | PSPS - Ignacio 1101 - CB | 0 | 3590.4 | 0 | 0 |  | 2019-78952 | 3585.12 | 0.679 | 2194800 | N/A | 0 | 3590.4 | 0 | 3590.4 | 0.68 | 2854368
35145003 | KEEP | PSPS | PLAN | 2021167 | 0.28 | 0.28 | 2021 |  |  |  | 82101.35 | PEND | 13801103 | MORAGA 1103 | MORAGA 1103CB | 82 | 1.3306 | 2631 | 0.082476 | 0.0010058 | 0.017182 | 2231 | Tier 3 | PSPS | ORINDA | CONTRA COSTA | Diablo | Bay Area | 5788781 | E.5025641 | 118263229 | 35145003 | PSPS - Moraga 1103 - CB | 0 | 1161.6 | 0 | 0 |  | 2019-78960 | 1161.6 | 0.22 | 2050000 | N/A | 0 | 1161.6 | 0 | 1161.6 | 0.22 | 923472 | 2020-33628 | [6 empty] | 923472
35144941 | KEEP | PSPS | PLAN | 2021165 | 2.59 | 2.59 | 2021 |  |  |  | 155124.46 | ADER | 83252105 | PAUL SWEET 2105 | PAUL SWEET 2105CB | 86 | 7.4445 | 2633 | 0.086208 | 0.0010024 | 0.02065 | 1376 | Tier 3 | PSPS | SANTA CRUZ | SANTA CRUZ | Central Coast | Central Coast | 5788792 | E.5025646 | 118261469 | 35144941 | PSPS - Paul Sweet 2105 - CB PH 1 | 17212.8 | 1056 | 0 | 0 |  | 2020-07355 | 16737.6 | 3.17 | 4786588 | N/A | 0 | 1056 | 17212.8 | 18268.8 | 3.46 | 7036128 | 2020-45854
35144943 | KEEP | PSPS | PLAN | 2021170 | 0.63 | 0.63 | 2021 |  |  |  | 67738.31 | ESTS erdy | 83692105 | ROB ROY 2105 | ROB ROY 2105CB | 17 | 0.73392 | 2781 | 0.0058961 | 0.00034683 | 0.0050107 | 2564 | Tier 3 | PSPS | APTOS | SANTA CRUZ | Central Coast | Central Coast | 5788791 | E.5025648 | 118261587 | 35144943 | PSPS - Rob Roy 2105 - CB | 0 | 2851.2 | 0 | 0 |  | 2020-03578 | 3326.4 | 0.63 | 1574100 | N/A | 0 | 2851.2 | 0 | 2851.2 | 0.54 | 2266704
35145004 | KEEP | PSPS | PLAN | 2021164 | 0.62 | 0.62 | 2021 |  |  |  | 77591.83 | PEND | 14161106 | ROSSMOOR 1106 | ROSSMOOR 1106CB | 60 | 1.8251 | 3259 | 0.00030957 | 5.1594e-06 | 0.00010411 | 1372 | Tier 3 | PSPS | LAFAYETTE | CONTRA COSTA | Diablo | Bay Area | 5788782 | E.5025642 | 118263746 | 35145004 | PSPS - Rossmoor 1106 – CB | 0 | 4171.2 | 0 | 0 |  | 2019-79022 | 2112 | 0.4 | 3720000 | N/A | 0 | 4171.2 | 0 | 4171.2 | 0.79 | 3316104 | 2020-31291 | [6 empty] | 3316104
35145525 | KEEP | PSPS | PLAN | 2021166 | 1.78 | 1.78 | 2021 |  |  |  | 126300.05 | PEND | 43321104 | RINCON 1104 | RINCON 1104CB | 34 | 0.56012 | 3302 | 0.00014935 | 4.3928e-06 | 0.00046988 | 1522 | Tier 2 | PSPS | Santa Rosa | Sonoma | Sonoma | Northern | 5788787 | E.5025638.01 | 118266592 | 35145525 | PSPS - Rincon 1102 and 1104 - CB | 0 | 9398.4 | 0 | 0 |  | 2019-82382 | 9398.4 | 1.78 | 17891818 | N/A | 0 | 9398.4 | 0 | 9398.4 | 1.78 | 7471728 | 2020-50683 | [6 empty] | 7471728 |  |  |  | 2020-28718
35145006 | KEEP | PSPS | PLAN | 2021168 | 0.27 | 0.27 | 2021 |  |  |  | 101422.64 | ESTS | 43201101 | STAFFORD 1101 | STAFFORD 1101902998 | 81 | 1.0764 | 3483 | 0.00018615 | 2.2981e-06 | 4.6226e-05 | 2388 | Tier 3 | PSPS | NOVATO | MARIN | North Bay | Bay Area | 5788788 | E.5025644 | 118263874 | 35145006 | PSPS - Stafford 1101 - LR 1298 | 0 | 1425.6 | 0 | 0 |  | 2019-79042 | 1425.6 | 0.27 | 2500000 | N/A | 0 | 1425.6 | 0 | 1425.6 | 0.27 | 1133352 | 2020-51115
35060157 |  |  | COMP | 2018013 | [6 empty] | 318548.64 | CLSD srdy crdy | 14402105 | LAS POSITAS 2105 | LAS POSITAS 210576660 | 0 | 0 | 0 | 0 | 0 | #DIV/0! | 0 | Tier 3 | DEMO | LIVERMORE | Alameda | Mission | Central Coast | 5530167 |  | 115082086 | 35060157 | CWSP- HENDRIX DEMO - LIVERMORE TRNG CNTR | [5 empty] | 2018-82932 | 1236 | 0.23409 | 317200 | N/A |  |  |  | 0 | 0 |  | N/A | 2019-18646 | 0 | 0 | 1236 | 1236 | 0.23409 | 421205 | 467748 | 340.7807
74022387 |  |  | COMP | 2019046 | 3.97 | 0 |  |  |  | 3.97 | 5536036.37 | FICL srdy redl | 43141101 | MIDDLETOWN 1101 | MIDDLETOWN 11011079 | 0 | 0 | 0 | 0 | 0 | #DIV/0! | 127 | Tier 3 | PRE | MIDDLETOWN | Lake | Humboldt | Northern | 5782842 | E.5014744.01 | 114701413 | 74022387 | CWSP-MIDDLETOWN 1101-TS1079 | [5 empty] | 2018-52859 | 20592 | 3.9 | 4129000 | N/A | 0 | 0 | 20961.6 | 20961.6 | 3.97 | 7622400 | 2019-16701 | 2019-02348 | [8 empty] | 2020-12827
35043291 |  |  | COMP | 2019037 | 2.82 | 0 |  |  |  | 2.82 | 2906304.65 | DOCC srdy crdy redl | 163751102 | PINE GROVE 1102 | PINE GROVE 11029145 | 0 | 0 | 0 | 0 | 0 | #DIV/0! | 156 | Tier 3 | PRE | PINE GROVE | Amador | Stockton | Central Valley | 5782590 | E.5014680.01 | 114631479 | 35043291 | CWSP - PINE GROVE 1102 - LR9145 - PH 1.1 | [5 empty] | 2018-46893 | 15312 | 2.9 | 3000000 | 2019-28711 | 0 | 0 | 14872 | 14872 | 2.8167 | 5408000 | 2019-39150 | 2019-62696 | 0 | 0 | 14920 | 14920 | 2.8258 | 2997549 | 3988433 | 200.9081
74022615 |  |  | COMP | 2018005 |  | 0 |  |  |  |  | 460.84 | FICL | 102831102 | PARADISE 1102 | PARADISE 11022206 | 0 | 0 | 0 | 0 | 0 | #DIV/0! | 271 | Tier 3 | BUTTE | PARADISE | Butte | North Valley | Northern | 5783284 | E.5015607.01 | 115340017 | 74022615 | CWSP - CAMP FIRE PADSE 1105 PENTZ RD | [5 empty] | N/A |  | 0 |  | N/A |  |  |  | 0 | 0 |  | N/A | N/A
35110444 |  |  | COMP | 2020444 | 1.46 | 0 |  |  |  | 1.46 | 3559433.75 | FICL srdy crdy redl | 102541102 | VOLTA 1102 | VOLTA 11021648 | 0 | 0 | 0 | 0 | 0 | #DIV/0! | 283 | Tier 3 | PRE | SHINGLETOWN | Shasta | North Valley | Northern | 5785615 | E.5015704.04 | 117386958 | 35110444 | CWSP - VOLTA 1102 - LR 1648 - PH 3.4 |  |  |  |  | N/A | 2018-83301 | 24129.6 | 4.57 | 4929600 | 2019-40515 | 0 | 0 | 7757 | 7757 | 1.4691 | 2820727.2727 | 2019-40515 | 2019-56707 | 0 | 0 | 7757 | 7757 | 1.4691 | 2291911 | 3024576 | 295.4636
35110443 |  |  | COMP | 2020444 | 1.22 | 0 |  |  |  | 1.22 | 3707135.65 | DOCC srdy crdy | 102541102 | VOLTA 1102 | VOLTA 11021648 | 0 | 0 | 0 | 0 | 0 | #DIV/0! | 283 | Tier 2 | PRE | SHINGLETOWN | Shasta | North Valley | Northern | 5785614 | E.5015704.03 | 117386950 | 35110443 | CWSP - VOLTA 1102 - LR 1648 - PH 3.3 | [5 empty] | 2018-83301 | 8025.6 | 1.52 | 1643200 | 2019-32207 | 0 | 0 | 6468 | 6468 | 1.225 | 2352000 | 2019-41833 | 2019-57023 | 0 | 0 | 13219 | 13219 | 2.5036 | 3301248 | 4234717 | 249.7351 |  | 2020-08675
35110442 |  |  | COMP | 2020444 | 1.35 | 0 |  |  |  | 1.35 | 4042951.52 | FICL srdy crdy | 102541102 | VOLTA 1102 | VOLTA 11021648 | 0 | 0 | 0 | 0 | 0 | #DIV/0! | 283 | Tier 3 | PRE | SHINGLETOWN | Shasta | North Valley | Northern | 5785613 | E.5015704.02 | 117386854 | 35110442 | CWSP - VOLTA 1102 - LR 1648 - PH 3.2 | [5 empty] | 2018-83301 | 8025.6 | 1.52 | 1643200 | 2018-55023 | 0 | 0 | 7155 | 7155 | 1.3551 | 2601818.1818 | 2019-40144 | 2019-56698 | 0 | 0 | 7155 | 7155 | 1.3551 | 1919961 | 2711428 | 268.3384 |  | 2020-14575
35095165 |  |  | COMP | 2019008 | 0.69 | 0 | 2019 |  |  | 0.69 | 3088351.23 | DOCC srdy crdy | 102541102 | VOLTA 1102 | VOLTA 11021648 | 0 | 0 | 0 | 0 | 0 | #DIV/0! | 283 | Tier 3 | PRE | SHINGLETOWN | Shasta | North Valley | Northern | 5785228 | E.5015704.01 | 114761296 | 35095165 | CWSP - VOLTA 1102 - LR 1648 - PH 3.1 | [5 empty] | 2018-83301 | 8025.6 | 1.52 | 1643200 | 2019-32207 | 0 | 0 | 3843 | 3843 | 0.72784 | 1397454.5455 | 2019-40098 | 2019-54611 | 0 | 0 | 3843 | 3843 | 0.72784 | 1500654 | 2164734 | 390.4902 |  | 2020-07886
35113871 |  |  | COMP | 2019025 | 0.12 | 0 |  |  |  | 0.12 | 64356.89 | FICL srdy redl | 43432104 | SILVERADO 2104 | SILVERADO 2104563322 | 0 | 0 | 0 | 0 | 0 | #DIV/0! | 295 | Tier 2 | PRE | ANGWIN | Napa | North Bay | Bay Area | 5786200 | E.5014537.02 | 117556201 | 35113871 | SILVERADO 2104 RECONDUCTOR - PHASE 2 | [7 empty] | 0 |  |  | 0 | 0 | 650 | 650 | 0.12311 | 236363.6364
35061709 |  |  | COMP | 2019026 | 1.52 | 0 |  |  |  | 1.52 | 4113815.94 | DOCC srdy | 43432104 | SILVERADO 2104 | SILVERADO 2104563322 | 0 | 0 | 0 | 0 | 0 | #DIV/0! | 295 | Tier 2 | PRE | ANGWIN | Napa | North Bay | Bay Area | 5786199 | E.5014537.01 | 114521755 | 35061709 | SILVERADO 2104 RECONDUCTOR PROJECT | [7 empty] | 0 |  |  | 0 | 0 | 8003 | 8003 | 1.5157 | 2910181.8182
31334292 |  |  | COMP | 2019043 | 0.47 | 0 |  |  |  | 0.47 | 1045108.9 | FICL srdy crdy idcr idoc | 42811111 | MONTE RIO 1111 | MONTE RIO 111123916 | 0 | 0 | 0 | 0 | 0 | #DIV/0! | 312 | Tier 3 | PRE | CAZADERO | Sonoma | Sonoma | Northern | 5530175 |  | 112994393 | 31334292 | RECON 9-SPANS, AUSTIN CREEK RD | [7 empty] | 0 |  |  | 0 | 0 | 2493 | 2493 | 0.47216 | 906545.4545 |  | 2019-31492 | 0 | 0 | 2513 | 2513 | 0.47595 | 1311000 | 1756000 | 521.6872
31275658 |  |  | COMP | 2019072 | 0.49 | 0 |  |  |  | 0.49 | 647298.64 | DOCC srdy crdy | 43071102 | DUNBAR 1102 | DUNBAR 11021285 | 0 | 0 | 0 | 0 | 0 | #DIV/0! | 449 | Tier 3 | PRE | SONOMA | Sonoma | Sonoma | Northern | 5530175 |  | 112015123 | 31275658 | R7 DUNBAR 1102 RECOND OH BEYOND CO 1285 | [5 empty] | 2016-114992 |  | 0 |  |  | 0 | 0 | 2580 | 2580 | 0.48864 | 938181.8182 |  | 2019-37193 | 0 | 0 | 2580 | 2580 | 0.48864 | 775000 | 1092000 | 300.3876 | 2020-12844
35103324 |  |  | COMP | 2020444 | 0.77 | 0 |  |  |  | 0.77 | 2461060.44 | FICL srdy crdy redl mtrl | 14161102 | ROSSMOOR 1102 | ROSSMOOR 1102CB | 0 | 0 | 0 | 0 | 0 | #DIV/0! | 560 | Tier 3 | PRE | LAFAYETTE | Contra Costa | Diablo | Bay Area | 5785419 | E.5014544.03 | 117251430 | 35103324 | CWSP - ROSSMOOR 1102 - OCB | [5 empty] | 2019-02348 |  | 0 |  | N/A | 0 | 0 | 4046 | 4046 | 0.76629 | 1471272.7273 | 2019-63628 | 2019-63270 | 0 | 0 | 4406 | 4406 | 0.83447 | 1730408 | 2406973 | 392.739 | 2020-12802 | 2020-39986
31207090 |  |  | COMP | 2020444 | 1.299 | 0 |  |  |  | 1.299 | 3426081.38 | DOCC srdy crdy | 042031125 | ALTO 1125 | ALTO 1125935 | 0 | 0 | 0 | 0 | 0 | #DIV/0! | 634 | Tier 3 | WDDB | MILL VALLEY | Marin | North Bay | Bay Area | 5530168 |  | 111104615 | 31207090 | MVWF VIEWPOINT RD TENNVLY CNTY ALTO 1125 | 6500 | 0 | 0 | 0 |  | 2016-116546 | 8950 | 1.6951 | 1005000 | N/A |  |  |  | 0 | 0 |  | 2017-96352 | 2017-125260 | 0 | 0 | 6861 | 6861 | 1.2994 | 1670000 | 2091041 | 243.4048
35072720 |  |  | COMP | 2019056 | 2.21 | 0 |  |  |  | 2.21 | 1069399.29 | CLSD srdy crdy redl idcr idoc | 182331101 | GABILAN 1101 | GABILAN 11013090 | 0 | 0 | 0 | 0 | 0 | #DIV/0! | 747 | Tier 2 | PRE | SALINAS | Monterey | Central Coast | Central Coast | 5783290 | E.5015593.01 | 113646462 | 35072720 | RPL OH WIRE ON GABILN 1101 17-0077248 | [7 empty] | 0 |  |  | 0 | 0 | 11647 | 11647 | 2.2059 | 4235272.7273 | 2019-41671 | 2019-56385 | 0 | 0 | 11795 | 11795 | 2.2339 | 1547200 | 1869000 | 131.1742
31343500 |  |  | COMP | 2020444 | 1.52 | 0 |  |  |  | 1.52 | 2729838.74 | FICL srdy crdy redl mtrl | 12350401 | ORINDA 0401 | ORINDA 0401N545R | 0 | 0 | 0 | 0 | 0 | #DIV/0! | 1632 | Tier 3 | WDDB | ORINDA | Contra Costa | Diablo | Bay Area | 5530161 |  | 113163138 | 31343500 | 2019 ORINDA 401 HIGH SPLICE COUNT | [5 empty] | 2018-61516 | 6811.2 | 1.29 | 1056300 | N/A |  |  |  | 0 | 0 |  | 2019-60136 | 2020-16356 | 0 | 0 | 8023 | 8023 | 1.5195 | 2998329 | 4611914 | 373.7167
35147045 |  |  | CANCL |  |  | 0 |  |  |  |  | 0 | CLSD canc | 14091108 | CASTRO VALLEY 1108 | CASTRO VALLEY 1108MR341 | 0 | 0 | 0 | 0 | 0 | #DIV/0! | 2486 | Tier 3 | PSPS | CASTRO VALLEY | ALAMEDA | Mission | Central Coast | 5530161 | N/A |  | 35147045 | PSPS - Castro Valley 1108 - LR MR341 | 0 | 0 | 0 | 0 |  | 2020-01526 |  | 0 | [5 empty] | 0 | 0
74022722 |  |  | COMP | 2018028 |  | 0 |  |  |  |  | 204589.16 | ESTS redl idoc | 102831104 | PARADISE 1104 |  | 0 | 0 | 0 | 0 | 0 | #DIV/0! |  | Tier 3 |  | PARADISE | Butte | North Valley | Northern | 5530168 | E.5015603.01 | 115342410 | 74022722 | CWSP-CAMP FIRE PDSE 1104 PEARSON RD | [7 empty] | 0 | [5 empty] | 0 | 0
74022720 |  |  | COMP | 2018029 |  | 0 |  |  |  |  | 17003.54 | FICL idoc | 102831105 | PARADISE 1105 |  | 0 | 0 | 0 | 0 | 0 | #DIV/0! |  | Tier 3 |  | PARADISE | Butte | North Valley | Northern | 5783288 | E.5015605.01 | 115340074 | 74022720 | CWSP-CAMP FIRE PADSE 1105 INST BIKE PATH | [7 empty] | 0 | [5 empty] | 0 | 0
74022302 |  |  | CANCL |  |  | 0 |  |  |  |  | 0 | UNSE | 158031101 | ECHO SUMMIT 1101 |  | 0 | 0 | 0 | 0 | 0 | #DIV/0! |  | Tier 3 | PRE | 0 | El Dorado | Sierra | Northern |  |  |  | 74022302 | ECHO SUMMIT 1101 – REPLACING TREE ATTACH | [7 empty] | 0 | [5 empty] | 0 | 0
35118662 |  |  | BUTTE |  |  | 0 |  |  |  |  | 0 | UNSE | 102831103 | PARADISE 1103 |  | 0 | 0 | 0 | 0 | 0 | #DIV/0! |  | Tier 3 | BUTTE | PARADISE | Butte | North Valley | Northern | 5786123 |  | 117670907 | 35118662 | BUCOCAMP - APPLE LN, PARADISE | [7 empty] | 0 | [5 empty] | 0 | 0
35118425 |  |  | BUTTE |  |  | 0 |  |  |  |  | 200.93 | UNSE | 102831103 | PARADISE 1103 |  | 0 | 0 | 0 | 0 | 0 | #DIV/0! |  | Tier 3 | BUTTE | PARADISE | Butte | North Valley | Northern | 5786123 |  | 117663992 | 35118425 | BUCOCAMP - VALLEY VIEW DR, PARADISE | [7 empty] | 0 | [5 empty] | 0 | 0
35118422 |  |  | BUTTE |  |  | 0 |  |  |  |  | 0 | UNSE | 102831104 | PARADISE 1104 |  | 0 | 0 | 0 | 0 | 0 | #DIV/0! |  | Tier 3 | BUTTE | PARADISE | Butte | North Valley | Northern | 5786123 |  | 117662965 | 35118422 | BUCOCAMP - LANCASTER DR, PARADISE | [7 empty] | 0 | [5 empty] | 0 | 0
35117986 |  |  | BUTTE |  |  | 0 |  |  |  |  | 0 | UNSE | 102831106 | PARADISE 1106 |  | 0 | 0 | 0 | 0 | 0 | #DIV/0! |  | Tier 3 | BUTTE | PARADISE | Butte | North Valley | Northern | 5786123 |  | 117641707 | 35117986 | BUCOCAMP - DIAMOND AVE, PARADISE | [7 empty] | 0 | [5 empty] | 0 | 0
35117983 |  |  | BUTTE |  |  | 0 |  |  |  |  | 1788873.18 | UNSE | 102831104 | PARADISE 1104 |  | 0 | 0 | 0 | 0 | 0 | #DIV/0! |  | Tier 3 | BUTTE | PARADISE | Butte | North Valley | Northern | 5786123 |  | 117641061 | 35117983 | BUCOCAMP - DOLORES DR, PARADISE | [7 empty] | 0 | [5 empty] | 0 | 0 |  |  | 2020-22115 | 0 | 0 | 10898 | 10898 | 2.064 | 4001969 | 5597716 | 367.2205
35117540 |  |  | BUTTE |  |  | 0 |  |  |  |  | 0 | ADER erdy | 102831105 | PARADISE 1105 |  | 0 | 0 | 0 | 0 | 0 | #DIV/0! |  | Tier 3 | BUTTE | PARADISE | Butte | North Valley | Northern | 5786123 |  | 117636827 | 35117540 | BUCOCAMP - SAN JOSE LN, PARADISE | [7 empty] | 0 | [5 empty] | 0 | 0
35117455 |  |  | BUTTE |  |  | 0 |  |  |  |  | 0 | UNSE | 102831106 | PARADISE 1106 |  | 0 | 0 | 0 | 0 | 0 | #DIV/0! |  | Tier 1 | BUTTE | PARADISE | Butte | North Valley | Northern | 5786123 |  | 117637039 | 35117455 | BUCOCAMP - HERMAN RD, PARADISE | [7 empty] | 0 | [5 empty] | 0 | 0
35117398 |  |  | BUTTE |  |  | 0 |  |  |  |  | 8591.63 | ESTS erdy | 102831106 | PARADISE 1106 |  | 0 | 0 | 0 | 0 | 0 | #DIV/0! |  | Tier 3 | BUTTE | PARADISE | Butte | North Valley | Northern | 5786123 |  | 117636680 | 35117398 | BUCOCAMP - MYRTLE WAY, PARADISE | [7 empty] | 0 | [5 empty] | 0 | 0
35115084 |  |  | BUTTE |  |  | 0 |  |  |  |  | 0 | UNSE | 102831106 | PARADISE 1106 |  | 0 | 0 | 0 | 0 | 0 | #DIV/0! |  | Tier 3 | BUTTE | PARADISE | Butte | North Valley | Northern | 5786123 |  | 117591834 | 35115084 | BUCOCAMP - MONTNA DR, PARADISE | [7 empty] | 0 | [5 empty] | 0 | 0
35115080 |  |  | BUTTE |  |  | 0 |  |  |  |  | 0 | UNSE | 102831106 | PARADISE 1106 |  | 0 | 0 | 0 | 0 | 0 | #DIV/0! |  | Tier 1 | BUTTE | PARADISE | Butte | North Valley | Northern | 5786123 |  | 117590702 | 35115080 | BUCOCAMP - HARVEY RD, PARADISE | [7 empty] | 0 | [5 empty] | 0 | 0
35113955 |  |  | CANCL |  |  | 0 |  |  |  |  | 0 | CLSD | 192171103 | BIG BASIN 1101 |  | 0 | 0 | 0 | 0 | 0 | #DIV/0! |  | Tier 3 | CANCL | BOULDER CREEK | Santa Cruz | Central Coast | Central Coast | 5786129 | E.5014542.07 | 117560077 | 35113955 | *CNCL* CWSP-BB1101-LR10296-PH1.7 | [7 empty] | 0 | [5 empty] | 0 | 0
35113954 |  |  | CANCL |  |  | 0 |  |  |  |  | 0 | CLSD | 043021101 | BIG BASIN 1101 |  | 0 | 0 | 0 | 0 | 0 | #DIV/0! |  | Tier 3 | CANCL | BOULDER CREEK | Santa Cruz | Central Coast | Central Coast | 5786127 | E.5014542.06 | 117560076 | 35113954 | *CNCL* CWSP-BB1101-LR10296-PH1.6 | [7 empty] | 0 | [5 empty] | 0 | 0
35113953 |  |  | CANCL |  |  | 0 |  |  |  |  | 0 | CLSD | 024251101 | BIG BASIN 1101 |  | 0 | 0 | 0 | 0 | 0 | #DIV/0! |  | Tier 3 | CANCL | BOULDER CREEK | Santa Cruz | Central Coast | Central Coast | 5783324 | E.5014542.05 | 117560075 | 35113953 | *CNCL* CWSP-BB1101-LR10296-PH1.5 | [7 empty] | 0 | [5 empty] | 0 | 0
35113952 |  |  | CANCL |  |  | 0 |  |  |  |  | 0 | CLSD | 042661104 | BIG BASIN 1101 |  | 0 | 0 | 0 | 0 | 0 | #DIV/0! |  | Tier 3 | CANCL | BOULDER CREEK | Santa Cruz | Central Coast | Central Coast | 5786130 | E.5014542.04 | 117560072 | 35113952 | *CNCL* CWSP-BB1101-LR10296-PH1.4 | [7 empty] | 0 | [5 empty] | 0 | 0
35112876 |  |  | BUTTE |  |  | 0 |  |  |  |  | 740559.55 | FICL srdy redl | 102831106 | PARADISE 1106 |  | 0 | 0 | 0 | 0 | 0 | #DIV/0! |  | Tier 3 | BUTTE | PARADISE | Butte | North Valley | Northern | 5530173 |  | 117491028 | 35112876 | BUCOCAMP - CASTLE DR, PARADISE | [7 empty] | 0 | [5 empty] | 0 | 0 |  | 2019-45670
35112090 |  |  | BUTTE |  |  | 0 |  |  |  |  | 590409.43 | DOCC srdy | 102831105 | PARADISE 1105 |  | 0 | 0 | 0 | 0 | 0 | #DIV/0! |  | Tier 3 | BUTTE | PARADISE | Butte | North Valley | Northern | 5786123 |  | 117463089 | 35112090 | BUCOCAMP - BILLE/REGIS, PARADISE | [7 empty] | 0 | [5 empty] | 0 | 0 |  | 2019-56942
35076064 |  |  | CANCL |  |  | 0 |  |  |  |  | 0 | CLSD | 183101103 | CABRILLO 1103 |  | 0 | 0 | 0 | 0 | 0 | #DIV/0! |  | Tier 3 | CANCL | LOMPOC | Santa Barbara | Los Padres | Central Coast | 5530159 |  | 114224375 | 35076064 | *CANC* 14184 FT OF 4ACSR&3363 FT OF 6CU | [7 empty] | 0 | [5 empty] | 0 | 0
35051252 |  |  | CANCL |  |  | 0 |  |  |  |  | 65.66 | UNSE | 153082106 | PLACERVILLE 2106 |  | 0 | 0 | 0 | 0 | 0 | #DIV/0! |  | Tier 3 | CANCL | GEORGETOWN | El Dorado | Sierra | Northern | 5530173 |  | 114863777 | 35051252 | *Cancel* CWSP - PLACERVILLE 2106 - LR 1104 | [7 empty] | 0 | [5 empty] | 0 | 0
35047422 |  |  | CANCL |  |  | 0 |  |  |  |  | 0 | UNSE | 153082106 | PLACERVILLE 2106 |  | 0 | 0 | 0 | 0 | 0 | #DIV/0! |  | Tier 3 | CANCL | PLACERVILLE | El Dorado | Sierra | Northern | 5530164 |  | 114742525 | 35047422 | *Cancel* CWSP - PLACERVILLE 2106 - LR 1104 | [7 empty] | 0 | [5 empty] | 0 | 0
35047419 |  |  | CANCL |  |  | 0 |  |  |  |  | 0 | CLSD canc | 153652109 | SHINGLE SPRINGS 2109 |  | 0 | 0 | 0 | 0 | 0 | #DIV/0! |  | Tier 3 | CANCL | SHINGLE SPRINGS | El Dorado | Sierra | Northern | 5783286 |  | 114742520 | 35047419 | *CANC*CWSP-SHINGLE SPRINGS 2109-LR 9372- | [7 empty] | 0 |  | 2018-66983 |  |  |  | 0 | 0
35047146 |  |  | CANCL |  |  | 0 |  |  |  |  | 0 | CLSD | 043191101 | REDBUD 1101 |  | 0 | 0 | 0 | 0 | 0 | #DIV/0! |  | Tier 3 | CANCL | CLEARLAKE OAKS | Lake | Humboldt | Northern | 5530173 |  | 114756833 | 35047146 | *CNCL*REDBUD 1101 RELOCATE FUSE 4865 IN TIER 3 | [7 empty] | 0 | [5 empty] | 0 | 0
31462406 |  |  | CANCL |  |  | 0 |  |  |  |  | 14485.73 | ADER | 182951101 | FOOTHILL 1101 |  | 0 | 0 | 0 | 0 | 0 | #DIV/0! |  | Tier 3 | CANCL |  | San Luis Obispo | Los Padres | Central Coast | 5786220 |  | 113245749 | 31462406 | FOOTHILL 1101 LS CO9973 RECONDUCTOR, SLO | [7 empty] | 0 | [5 empty] | 0 | 0
31338871 |  |  | COMP | 2018018 |  | 0 |  |  |  |  | 654036.73 | CLSD srdy crdy redl | 012501112 | El Cerrito G 1112 |  | 0 | 0 | 0 | 0 | 0 | #DIV/0! |  | Tier 2 |  | RICHMOND | Contra Costa | East Bay | Bay Area | 5530173 | P.11717 | 113074026 | 31338871 | RELIAIBLITY RICHMOND-REPL #6 CU-UWF_PH2 | [7 empty] | 0 | [5 empty] | 0 | 0
31330635 |  |  | COMP | 2018016 |  | 0 |  |  |  |  | 581153.42 | CLSD srdy redl | 152481105 | FORESTHILL 1102 |  | 0 | 0 | 0 | 0 | 0 | #DIV/0! |  | Tier 3 |  | FORESTHILL | Placer | Sierra | Northern | 5530168 | P.11870 | 112939790 | 31330635 | FORESTHILL 1102 - SPRING GARDEN RD 08W | [7 empty] | 0 | [5 empty] | 0 | 0
31275384 |  |  | COMP | 2018012 |  | 0 |  |  |  |  | 167103.76 | FICL srdy redl idcr idoc | 042091101 | MIRABEL 1101 |  | 0 | 0 | 0 | 0 | 0 | #DIV/0! |  | Tier 3 |  | SANTA ROSA | Sonoma | Sonoma | Northern | 5530162 |  | 112013623 | 31275384 | OCGC DUCTOR MAYS CANYON-MIRABEL 1101 | [7 empty] | 0 | [5 empty] | 0 | 0
31264915 |  |  | COMP | 2018004 |  | 0 |  |  |  |  | 75634.1 | CLSD redl | 043321103 | RINCON 1103 |  | 0 | 0 | 0 | 0 | 0 | #DIV/0! |  | Tier 3 |  | SANTA ROSA | Sonoma | Sonoma | Northern | 5530159 |  | 111897432 | 31264915 | R7 RECONDUCTOR WILSON RD- RINCON 1103 | [7 empty] | 0 | [5 empty] | 0 | 0
31255868 |  |  | COMP | 2018003 |  | 0 |  |  |  |  | 176947.94 | CLSD srdy crdy | 083692104 | ROB ROY 2104 |  | 0 | 0 | 0 | 0 | 0 | #DIV/0! |  | Tier 3 |  | DAY VALLEY | Santa Cruz | Central Coast | Central Coast | 5513276 | P.11386 | 111767989 | 31255868 | R2ROB ROY 2104 HIGH SPLICE CABLE REPLACE | [7 empty] | 0 | [5 empty] | 0 | 0
31234871 |  |  | COMP | 2018006 |  | 0 |  |  |  |  | 1656476.12 | CLSD srdy crdy idcr idoc | 012101104 | Oakland K 1104 |  | 0 | 0 | 0 | 0 | 0 | #DIV/0! |  | Tier 2 |  | OAKLAND | Alameda | East Bay | Bay Area | 5530175 | P.11404 | 111583297 | 31234871 | -RELIAIBLITY 2017 - UWF K1104/X1105/6 | [7 empty] | 0 | [5 empty] | 0 | 0
31229986 |  |  | COMP | 2017008 | 0 | 0 |  |  |  | 0 | 533892.66 | CLSD srdy crdy redl | 102851101 | Jacinto 1101 |  | 0 | 0 | 0 | 0 | 0 | #DIV/0! |  | Tier 1 | WDDB | CHICO | Butte | North Valley | Northern | 5513263 | P.11271 | 111520732 | 31229986 | OCGC JACINTO 1101 RECOND 9677'OF 3-6CU |  |  |  |  | N/A |  |  | 0 |  | N/A |  |  |  | 0 | 0 | [6 empty] | 0 | 0 |  |  | #DIV/0! | [5 empty] | #DIV/0!
31222251 |  |  | COMP | 2017017 | 0 | 0 |  |  |  | 0 | 104557.04 | CLSD srdy crdy | 182941101 | OTTER 1101 |  | 0 | 0 | 0 | 0 | 0 | #DIV/0! |  | Tier 2 | WDDB | CARMEL BY THE SEA | Monterey | Central Coast | Central Coast | 5519558 | P.11277 | 111397227 | 31222251 | X WDN_16-09640-212 CREST RD OTTER 1101 |  |  |  |  | N/A |  |  | 0 |  | N/A |  |  |  | 0 | 0 | [6 empty] | 0 | 0 |  |  | #DIV/0! | [5 empty] | #DIV/0!
31221409 |  |  | COMP | 2018002 |  | 0 |  |  |  |  | 49849.13 | CLSD srdy redl | 163021102 | TERMINOUS 1102 |  | 0 | 0 | 0 | 0 | 0 | #DIV/0! |  | Tier 3 |  | LODI | San Joaquin | Stockton | Central Valley | 5513259 |  | 111380301 | 31221409 | OCGC X TERMINOUS 1102 REPL. 800FT W/#2AR | [7 empty] | 0 | [5 empty] | 0 | 0
31216725 |  |  | COMP | 2017016 | 0 | 0 |  |  |  | 0 | 176041 | CLSD srdy crdy redl | 083622105 | CAMP EVERS 2105 |  | 0 | 0 | 0 | 0 | 0 | #DIV/0! |  | Tier 3 | WDDB | BEN LOMOND | Santa Cruz | Central Coast | Central Coast | 5513259 | P.11245 | 111324124 | 31216725 | X BEN LOMOND401-RIDGE RD-FUSE6295 |  |  |  |  | N/A |  |  | 0 |  | N/A |  |  |  | 0 | 0 | [6 empty] | 0 | 0 |  |  | #DIV/0! | [5 empty] | #DIV/0!
31213040 |  |  | COMP | 2017011 | 0 | 0 |  |  |  | 0 | -198178.17 | CLSD srdy crdy | 152901104 | OLIVEHURST 1104 |  | 0 | 0 | 0 | 0 | 0 | #DIV/0! |  | Tier 3 | WDDB | ARBOGA | Sutter | Sierra | Northern | 5513273 |  | 111183617 | 31213040 | OCGC RECONDUCTOR 6 CU ON OLIVEHURST 1104 |  |  |  |  | N/A |  |  | 0 |  | N/A |  |  |  | 0 | 0 | [6 empty] | 0 | 0 |  |  | #DIV/0! | [5 empty] | #DIV/0!
31212922 |  |  | COMP | 2017003 | 0.544 | 0 |  |  |  | 0.544 | 158146.28 | CLSD srdy crdy redl | 182811104 | SISQUOC 1104 |  | 0 | 0 | 0 | 0 | 0 | #DIV/0! |  | Tier 3 | WDDB | ORCUTT | Santa Barbara | Los Padres | Central Coast | 5513266 | P.11013 | 111189007 | 31212922 | +SISQUOC 1104 WD-15-0070918 |  |  |  |  | N/A | 2016-04430 | 2870 | 0.54356 | 326700 | N/A | 0 | 0 | 2870 | 2870 | 0.54356 | 326700 | 2017-48790 | 2016-04430 | 0 | 0 | 2870 | 2870 | 0.54356 | 297000 | 326700 | 103.4843 | N/A | N/A | N/A | 2885 | 158 | 54.766
31212879 |  |  | COMP | 2017010 | 0 | 0 |  |  |  | 0 | 33747.01 | CLSD srdy crdy | 152151103 | EAST NICOLAUS 1103 |  | 0 | 0 | 0 | 0 | 0 | #DIV/0! |  | Tier 1 | WDDB | NICOLAUS | Sutter | Sierra | Northern | 5513263 |  | 111182301 | 31212879 | OCGC RECONDUCTOR 6 CU ON E. NICOLAUS 11 |  |  |  |  | N/A |  |  | 0 |  | N/A |  |  |  | 0 | 0 | [6 empty] | 0 | 0 |  |  | #DIV/0! | [5 empty] | #DIV/0!
31212864 |  |  | COMP | 2017005 | 0 | 0 |  |  |  | 0 | 58281 | CLSD srdy crdy idcr idoc | 024120403 | LAS PULGAS 0403 |  | 0 | 0 | 0 | 0 | 0 | #DIV/0! |  | Tier 3 | WDDB | ATHERTON | San Mateo | Peninsula | Central Coast | 5513262 |  | 111177610 | 31212864 | LP402 164 SELBY LN ATHERTON |  |  |  |  | N/A |  |  | 0 |  | N/A |  |  |  | 0 | 0 | [6 empty] | 0 | 0 |  |  | #DIV/0! | [5 empty] | #DIV/0!
31211275 |  |  | COMP | 2018019 |  | 0 |  |  |  |  | 142440.95 | CLSD srdy crdy redl | 253591103 | CANTUA 1103 |  | 0 | 0 | 0 | 0 | 0 | #DIV/0! |  | Tier 3 |  | DINUBA | Tulare | Fresno | Central Valley | 5530162 | P.11131 | 111164945 | 31211275 | OCGC CANTUNA 1103 - RECONDUCTORING | [7 empty] | 0 | [5 empty] | 0 | 0
31211274 |  |  | COMP | 2017009 | 0 | 0 |  |  |  | 0 | 446773.57 | CLSD srdy crdy idcr idoc | 252852109 | PINEDALE 2109 |  | 0 | 0 | 0 | 0 | 0 | #DIV/0! |  | Tier 3 | WDDB | FRESNO | Fresno | Fresno | Central Valley | 5513269 | P.11084 | 111165334 | 31211274 | OCGC PINEDALE 2109 - RECONDUCTOR |  |  |  |  | N/A |  |  | 0 |  | N/A |  |  |  | 0 | 0 | [6 empty] | 0 | 0 |  |  | #DIV/0! | [5 empty] | #DIV/0!
31207160 |  |  | COMP | 2017002 | 0.53 | 0 |  |  |  | 0.53 | 210979.84 | CLSD cont srdy crdy redl | 182671108 | SANTA MARIA 1108 |  | 0 | 0 | 0 | 0 | 0 | #DIV/0! |  | Tier 3 | WDDB | SANTA MARIA | Santa Barbara | Los Padres | Central Coast | 5513266 | P.11028 | 111102564 | 31207160 | +SANTA MARIA 1108 WD 15-076543 |  |  |  |  | N/A | 2016-04389 | 2800 | 0.5303 | 308000 | N/A | 0 | 0 | 2800 | 2800 | 0.5303 | 308000 | 2017-01022 | 2016-04389 | 0 | 0 | 2800 | 2800 | 0.5303 | 308000 | 338800 | 110 | N/A | N/A | N/A | 3297 | 211 | 63.9976
31207126 |  |  | COMP | 2018024 |  | 0 |  |  |  |  | 1419528.55 | CLSD srdy redl | 042031125 | ALTO 1125 |  | 0 | 0 | 0 | 0 | 0 | #DIV/0! |  | Tier 3 |  | MILL VALLEY | Marin | North Bay | Bay Area | 5530168 | P.11106 | 111104617 | 31207126 | MVWF PANORAMIC HWY, COUNTY, ALTO 1125 | [7 empty] | 0 | [5 empty] | 0 | 0
31207089 |  |  | COMP | 2018015 |  | 0 |  |  |  |  | 1092736.57 | CLSD srdy redl | 043091103 | GREENBRAE 1103 |  | 0 | 0 | 0 | 0 | 0 | #DIV/0! |  | Tier 3 |  | MILL VALLEY | Marin | North Bay | Bay Area | 5530170 | P.11105 | 111097626 | 31207089 | ESA BOULEVARD ORNE AVE, LARKSPUR GB 1103 | [7 empty] | 0 | [5 empty] | 0 | 0
31206912 |  |  | COMP | 2018020 |  | 0 |  |  |  |  | 134573.17 | CLSD srdy redl idcr idoc | 083622103 | CAMP EVERS 2103 |  | 0 | 0 | 0 | 0 | 0 | #DIV/0! |  | Tier 2 |  | SANTA CRUZ | Santa Cruz | Central Coast | Central Coast | 5513263 |  | 111108421 | 31206912 | X WDN 15-0073161 CE2103-OLD GRAHM HL R | [7 empty] | 0 | [5 empty] | 0 | 0
31206678 |  |  | COMP | 2018025 |  | 0 |  |  |  |  | 920278.48 | FICL srdy idcr idoc | 042031125 | ALTO 1125 |  | 0 | 0 | 0 | 0 | 0 | #DIV/0! |  | Tier 3 |  | MILL VALLEY | Marin | North Bay | Bay Area | 5530168 | P.11109 | 111098508 | 31206678 | MVWF SEQUOIA VLY RD CTY/CNTY AL1125/1124 | [5 empty] | 2016-116419 |  | 0 | [5 empty] | 0 | 0 |  |  | 2018-54929
31205418 |  |  | COMP | 2018023 |  | 0 |  |  |  |  | 994666.01 | CLSD srdy | 042031125 | ALTO 1125 |  | 0 | 0 | 0 | 0 | 0 | #DIV/0! |  | Tier 3 |  | MILL VALLEY | Marin | North Bay | Bay Area | 5530168 | P.11156 | 111076172 | 31205418 | MVWF BROOKLINE AVE, COUNTY, ALTO 1125 | [7 empty] | 0 | [5 empty] | 0 | 0
31205343 |  |  | COMP | 2018026 |  | 0 |  |  |  |  | 1154944.07 | CLSD srdy crdy redl | 042031124 | ALTO 1124 |  | 0 | 0 | 0 | 0 | 0 | #DIV/0! |  | Tier 3 |  | MILL VALLEY | Marin | North Bay | Bay Area | 5530168 | P.11151 | 110886303 | 31205343 | MVWF 388 SUMMIT AVE, CITY, ALTO 1124 | [7 empty] | 0 | [5 empty] | 0 | 0
31205198 |  |  | COMP | 2018022 |  | 0 |  |  |  |  | 962856.9 | CLSD srdy redl | 042031125 | ALTO 1125 |  | 0 | 0 | 0 | 0 | 0 | #DIV/0! |  | Tier 3 |  | MILL VALLEY | Marin | North Bay | Bay Area | 5530159 | P.11152 | 110886258 | 31205198 | MVWF 206 REED ST, COUNTY, ALTO 1125 | [7 empty] | 0 | [5 empty] | 0 | 0
31204706 |  |  | COMP | 2018027 |  | 0 |  |  |  |  | 528490.2 | CLSD srdy crdy redl | 042031124 | ALTO 1124 |  | 0 | 0 | 0 | 0 | 0 | #DIV/0! |  | Tier 3 |  | MILL VALLEY | Marin | North Bay | Bay Area | 5530168 | P.11192 | 110886052 | 31204706 | MVWF THROCKMORTON LANE ALTO 1124 | [7 empty] | 0 | [5 empty] | 0 | 0
31204479 |  |  | COMP | 2017013 | 0 | 0 |  |  |  | 0 | 82415.52 | CLSD srdy crdy redl | 013471129 | RICHMOND R 1129 |  | 0 | 0 | 0 | 0 | 0 | #DIV/0! |  | Tier 3 | WDDB | RICHMOND | Contra Costa | East Bay | Bay Area | 5513268 |  | 110939159 | 31204479 | RECOND 3 SPANS GARDEN TRACT |  |  |  |  | N/A |  |  | 0 |  | N/A |  |  |  | 0 | 0 | [6 empty] | 0 | 0 |  |  | #DIV/0! | [5 empty] | #DIV/0!
31169729 |  |  | COMP | 2018010 |  | 0 |  |  |  |  | 673761.91 | CLSD srdy crdy redl | 012041112 | Oakland D 1112 |  | 0 | 0 | 0 | 0 | 0 | #DIV/0! |  | Tier 3 |  | OAKLAND | Alameda | East Bay | Bay Area | 5530162 | P.11398 | 110515765 | 31169729 | OCGCABILITY 2017 D1112/K1101 UWF | [7 empty] | 0 | [5 empty] | 0 | 0
31163857 |  |  | COMP | 2017018 | 0 | 0 |  |  |  | 0 | 71995.83 | CLSD cont srdy | 182082102 | LOS OSITOS 2102 |  | 0 | 0 | 0 | 0 | 0 | #DIV/0! |  | Tier 3 | WDDB | KING CITY | Monterey | Central Coast | Central Coast | 5513259 |  | 110471625 | 31163857 | X LOS OSITOS 2102 WDWN_15-0036239 |  |  |  |  | N/A |  |  | 0 |  | N/A |  |  |  | 0 | 0 | [6 empty] | 0 | 0 |  |  | #DIV/0! | [5 empty] | #DIV/0!
31163618 |  |  | COMP | 2017015 | 0 | 0 |  |  |  | 0 | 105157.23 | CLSD srdy crdy redl | 182052102 | SOLEDAD 2102 |  | 0 | 0 | 0 | 0 | 0 | #DIV/0! |  | Tier 2 | WDDB | SOLEDAD | Monterey | Central Coast | Central Coast | 5513261 |  | 110470402 | 31163618 | SOLEDAD 2102 RECONDUCTORING JOB |  |  |  |  | N/A |  |  | 0 |  | N/A |  |  |  | 0 | 0 | [6 empty] | 0 | 0 |  |  | #DIV/0! | [5 empty] | #DIV/0!
31150684 |  |  | COMP | 2017006 | 0 | 0 |  |  |  | 0 | 95671.48 | CLSD srdy crdy redl | 014161108 | ROSSMOOR 1108 |  | 0 | 0 | 0 | 0 | 0 | #DIV/0! |  | Tier 2 | WDDB | MORAGA | Contra Costa | Diablo | Bay Area | 5513270 |  | 110292425 | 31150684 | MORAGA 1103 RECNDUCTOR 350' (2SPANS) |  |  |  |  | N/A |  |  | 0 |  | N/A |  |  |  | 0 | 0 | [6 empty] | 0 | 0 |  |  | #DIV/0! | [5 empty] | #DIV/0!
31145622 |  |  | COMP | 2017007 | 0 | 0 |  |  |  | 0 | 239258.71 | CLSD srdy crdy redl | 252171108 | CORCORAN 1108 |  | 0 | 0 | 0 | 0 | 0 | #DIV/0! |  | Tier 3 | WDDB | CORCORAN | Kings | Fresno | Central Valley | 5513261 | P.09926 | 110150856 | 31145622 | OCGC 2016 CORCORAN 1108 RECOND WIREDOWN |  |  |  |  | N/A |  |  | 0 |  | N/A |  |  |  | 0 | 0 | [6 empty] | 0 | 0 |  |  | #DIV/0! | [5 empty] | #DIV/0!
31140055 |  |  | COMP | 2017012 | 0 | 0 |  |  |  | 0 | 96664.22 | CLSD srdy crdy redl | 043292103 | PUEBLO 2103 |  | 0 | 0 | 0 | 0 | 0 | #DIV/0! |  | Tier 2 | WDDB | NAPA | Napa | North Bay | Bay Area | 5513273 | P.10252 | 110071673 | 31140055 | OCGC RECONDUCTOR PUEBLO 2103 AT SW 7927 |  |  |  |  | N/A |  |  | 0 |  | N/A |  |  |  | 0 | 0 | [6 empty] | 0 | 0 |  |  | #DIV/0! | [5 empty] | #DIV/0!
31132867 |  |  | COMP | 2018014 |  | 0 |  |  |  |  | 715788.12 | CLSD cont srdy idcr idoc | 024101101 | Half Moon Bay 1101 |  | 0 | 0 | 0 | 0 | 0 | #DIV/0! |  | Tier 3 |  | HALF MOON BAY | San Mateo | Peninsula | Central Coast | 5530175 | P.11476 | 110026264 | 31132867 | HMB1101 REPLACE OH LINE SKYLINE BLVD | [7 empty] | 0 | [5 empty] | 0 | 0
31121571 |  |  | COMP | 2017014 | 0 | 0 |  |  |  | 0 | 279879.21 | CLSD srdy crdy redl | 018100401 | SHORE ACRES BANK 0401 |  | 0 | 0 | 0 | 0 | 0 | #DIV/0! |  | Tier 3 | WDDB | BAY POINT | Contra Costa | Diablo | Bay Area | 5513262 | P.09776 | 109907190 | 31121571 | REPL OH WIRE PORT CHICAGO W/O NICHOLS |  |  |  |  | N/A |  |  | 0 |  | N/A |  |  |  | 0 | 0 | [6 empty] | 0 | 0 |  |  | #DIV/0! | [5 empty] | #DIV/0!
31121472 |  |  | COMP | 2017001 | 0.147 | 0 |  |  |  | 0.147 | 104987.51 | CLSD srdy crdy cdpr redl | 182601104 | OCEANO 1104 |  | 0 | 0 | 0 | 0 | 0 | #DIV/0! |  | Tier 3 | WDDB | OCEANO | San Luis Obispo | Los Padres | Central Coast | 5792075 |  | 109907135 | 31121472 | +OCEANO 1104 WD 14-0067445 |  |  |  |  | N/A | 2015-56406 | 283 | 0.053598 | 48460 | N/A | 0 | 0 | 283 | 283 | 0.053598 | 48460 | 2016-37666 | 2016-47826 | 440 | 0 | 338 | 778 | 0.14735 | 44055 | 48460 | 56.626 | N/A | 2016-47826 | 77 | 778 | 105 | 134.9614
31095523 |  |  | COMP | 2018007 |  | 0 |  |  |  |  | 282571.51 | CLSD srdy crdy redl | 012101103 | OAKLAND K 1103 |  | 0 | 0 | 0 | 0 | 0 | #DIV/0! |  | Tier 3 |  | OAKLAND | Alameda | East Bay | Bay Area | 5530162 |  | 108871964 | 31095523 | OCGCELIAIBLITY -K1103, REPL #4ACSR W | [7 empty] | 0 | [5 empty] | 0 | 0
31043129 |  |  | COMP | 2017004 | 0 | 0 |  |  |  | 0 | 85612.01 | CLSD srdy crdy redl | 012101103 | Oakland K 1103 |  | 0 | 0 | 0 | 0 | 0 | #DIV/0! |  | Tier 3 | WDDB | OAKLAND | Alameda | East Bay | Bay Area | 5513266 |  | 107540000 | 31043129 | EB-RELIAIBLITY K1103-RECONDUT |  |  |  |  | N/A |  |  | 0 |  | N/A |  |  |  | 0 | 0 | [6 empty] | 0 | 0 |  |  | #DIV/0! | [5 empty] | #DIV/0!
31232280 |  |  | COMP | 2019001 | 1.11 | 0 | 2019 |  |  | 1.11 | 773530.45 | FICL cont crdy idcr idoc | 182681102 | ZACA 1102 | ZACA 1102Y54 | 296 | 34.0809 | 94 | 104.1359 | 0.35181 | #DIV/0! | 1154 | Tier 2 | PRE | SANTA YNEZ | Santa Barbara | Los Padres | Central Coast | 5530166 | P.11690 | 111549081 | 31232280 | ZACA 1102 LONG CYN RD, SANTA YNEZ | [5 empty] | 2017-08534 |  | 0 |  |  | 0 | 0 | 5280 | 5280 | 1 | 1920000 |  | 2019-29823 | 0 | 0 | 5851 | 5851 | 1.1081
35008479 |  |  | COMP | 2019086 | 0.31 | 0 |  |  |  | 0.31 | 286544.93 | CLSD erdy cont srdy crdy redl idcr idoc | 254151101 | AUBERRY 1101 | AUBERRY 1101R2578 | 506 | 46.3294 | 163 | 140.2335 | 0.27714 | 0.62868 | 1685 | Tier 3 | WDDB | TOLLHOUSE | Fresno | Fresno | Central Valley | 5530163 | P.11678 | 113199104 | 35008479 | R2 2019 AUBERRY 1101 RECONDUCTOR | 1619 | 0 | 0 | 0 |  | 2017-88203 | 1800 | 0.34091 | 253000 |  | 0 | 0 | 1619 | 1619 | 0.30663 | 588727.2727 | 2018-83840 | [10 empty] | 2019-24579
31269259 |  |  | COMP | 2019002 | 1.21 | 0 | 2019 |  |  | 1.21 | 706484.04 | FICL erdy crdy redl | 182681101 | ZACA 1101 | ZACA 1101CB | 60 | 7.4766 | 416 | 10.4995 | 0.17499 | #DIV/0! | 2754 | Tier 2 | PRE | LOS OLIVOS | Santa Barbara | Los Padres | Central Coast | 5530159 | P.11693 | 111934659 | 31269259 | ZACA 1101 FOXEN CYN RD, LOS OLIVOS | [5 empty] | 2016-115592 | 6336 | 1.2 | 784960 |  | 0 | 0 | 6388.8 | 6388.8 | 1.21 | 2323200 |  | 2019-29822 | 0 | 0 | 6389 | 6389 | 1.21 | 1160000 | 1620000 | 181.5621
31098626 |  |  | COMP |  | 1.525 | 0 |  |  |  | 1.525 | 1264850.41 | CONS srdy | 153612104 | CLARKSVILLE 2104 | CLARKSVILLE 210413352 | 409 | 34.7327 | 586 | 55.1568 | 0.13486 | #DIV/0! | 274 | Tier 3 | WDDB | EL DORADO HILLS | El Dorado | Sierra | Northern | 5530173 |  | 108895192 | 31098626 | CLARKSVILLE 2104 RECONDUCTOR -PH 3 Y2018 | [5 empty] | 2018-12249 | 8000 | 1.5152 | 680000 |  |  |  |  | 0 | 0 |  | 2018-44958 | 2018-50009 | 0 | 0 | 8052 | 8052 | 1.525 | 1090000 | 1510000 | 135.3701
74022382 |  |  | COMP | 2019073 | 2.34 | 0 |  |  |  | 2.34 | 5498716.14 | CLSD srdy crdy redl | 152471101 | COLUMBIA HILL 1101 | COLUMBIA HILL 11012212 | 76 | 9.1317 | 606 | 9.8207 | 0.12922 | #DIV/0! | 198 | Tier 3 | PRE | NORTH SAN JUAN | Nevada | Sierra | Northern | 5777898 | E.5015491.01 | 114798646 | 74022382 | CWSP-COLUMBIA HILL 1101-LR2212-PH1 | [5 empty] | 2018-57269 | 9820.8 | 1.86 | 1975040 | 2019-28761 | 0 | 0 | 12378 | 12378 | 2.3443 | 4501090.9091 | 2019-36289 | 2019-53378 | 0 | 0 | 12267 | 12267 | 2.3233 | 3270316 | 4292425 | 266.5946 |  | 2020-05341
35098622 |  |  | COMP | 2019076 | 2.48 | 0 |  |  |  | 2.48 | 4026847.3 | FICL erdy srdy crdy redl | 152471101 | COLUMBIA HILL 1101 | COLUMBIA HILL 11012212 | 76 | 9.1317 | 606 | 9.8207 | 0.12922 | #DIV/0! | 198 | Tier 3 | PRE | NORTH SAN JUAN | Nevada | Sierra | Northern | 5785304 | E.5015491.05 | 117177533 | 35098622 | CWSP-COLUMBIA HILL 1101-LR2212-PH5 | [5 empty] | 2018-57269 | 9820.8 | 1.86 | 1975040 | 2019-28761 | 0 | 0 | 13101 | 13101 | 2.4813 | 4764000 | 2019-36730 | 2019-55608 | 0 | 0 | 12854 | 12854 | 2.4345 | 3854524 | 4936253 | 299.8696 | 2020-08469
35098579 |  |  | COMP | 2019075 | 1.43 | 0 |  |  |  | 1.43 | 1950907.06 | MAPP srdy crdy redl idoc | 152471101 | COLUMBIA HILL 1101 | COLUMBIA HILL 11012212 | 76 | 9.1317 | 606 | 9.8207 | 0.12922 | #DIV/0! | 198 | Tier 3 | PRE | NORTH SAN JUAN | Nevada | Sierra | Northern | 5785302 | E.5015491.03 | 117177288 | 35098579 | CWSP-COLUMBIA HILL 1101-LR2212-PH3 | [5 empty] | 2018-57269 | 9820.8 | 1.86 | 1975040 | 2019-28761 | 0 | 0 | 7573 | 7573 | 1.4343 | 2753818.1818 | 2019-36018 | 2019-53903 | 0 | 0 | 7417 | 7417 | 1.4047 | 1822516 | 2438915 | 245.7215 | 2019-74168
35098578 |  |  | COMP | 2019074 | 1.79 | 0 |  |  |  | 1.79 | 3460544.7 | DOCC srdy crdy redl idoc | 152471101 | COLUMBIA HILL 1101 | COLUMBIA HILL 11012212 | 76 | 9.1317 | 606 | 9.8207 | 0.12922 | #DIV/0! | 198 | Tier 3 | PRE | NORTH SAN JUAN | Nevada | Sierra | Northern | 5785301 | E.5015491.02 | 117177287 | 35098578 | CWSP-COLUMBIA HILL 1101-LR2212-PH2 | [5 empty] | 2018-57269 | 9820.8 | 1.86 | 1975040 | 2019-28761 | 0 | 0 | 9470 | 9470 | 1.7936 | 3443636.3636 | 2019-37920 | 2019-53645 | 0 | 0 | 9457 | 9457 | 1.7911 | 2600704 | 3492686 | 275.0031 | 2019-77295 | 2020-41791
31319444 |  |  | COMP | 2019034 | 0.24 | 0 |  |  |  | 0.24 | 3445722 | DOCC erdy srdy redl | 43321103 | RINCON 1103 | RINCON 11035152 | 17 | 1.6684 | 625 | 2.1064 | 0.1239 | #DIV/0! | 440 | Tier 3 | PRE | SANTA ROSA | Sonoma | Sonoma | Northern | 5530175 |  | 112761026 | 31319444 | RECON 5-SPANS PORTER CRK RD-RINCON 1103 | [5 empty] | 2018-12351 | 1100 | 0.20833 | 121000 |  | 0 | 0 | 1279 | 1279 | 0.24223 | 465090.9091 | 2018-89447 | 2019-31683 | 0 | 0 | 1284 | 1284 | 0.24318 | 755000 | 1090000 | 588.0062 |  | 2019-18631
74022040 |  |  | COMP | 2019077 | 0.961 | -0.299 |  |  |  | 1.26 | 1814755.43 | FICL erdy crdy redl | 042711101 | CALISTOGA 1101 | CALISTOGA 1101734 | 162 | 13.7018 | 683 | 18.3842 | 0.11348 | 0.86391 | 882 | Tier 3 | WDDB | CALISTOGA | Napa | North Bay | Bay Area | 5782596 | E.5013428.01 | 113163209 | 74022040 | 2019 CALISTOGA 1101 HIGH SPLICE COUNT | 5076 | 0 | 0 | 0 |  | 2018-57380 | 5076 | 0.96136 | 719400 |  | 0 | 0 | 6677 | 6677 | 1.26 | 2419200 | 2018-97572
35080227 |  |  | COMP | 2019078 | 0.36 | 0 |  |  |  | 0.36 | 599742.13 | UNSE | 042711101 | CALISTOGA 1101 | CALISTOGA 1101734 | 162 | 13.7018 | 683 | 18.3842 | 0.11348 | 0.32363 | 882 | Tier 2 | WDDB | CALISTOGA | Napa | North Bay | Bay Area | 5530168 |  | 116766403 | 35080227 | CALISTOGA 1101 - BENNETT LN RECONDUCTOR | 1876 | 0 | 0 | 0 |  |  |  | 0 |  |  | 0 | 0 | 1876 | 1876 | 0.3553 | 682181.8182
74022390 |  |  | COMP | 2020444 | 0.97 | 0 |  |  |  | 0.97 | 2513371.61 | DOCC srdy | 43432104 | SILVERADO 2104 | SILVERADO 2104722 | 99 | 7.8947 | 690 | 11.1613 | 0.11274 | #DIV/0! | 160 | Tier 3 | PRE | DEER PARK | Napa | North Bay | Bay Area | 5782858 | E.5014772.01 | 114592131 | 74022390 | CWSP - SILVERADO 2104- LR722-PH 1A | [5 empty] | 2018-42785 | 5348.64 | 1.013 | 1031250 | 2019-16616
35085537 |  |  | COMP | 2020444 | 0.65 | 0 |  |  |  | 0.65 | 1210287.39 | DOCC srdy crdy | 43432104 | SILVERADO 2104 | SILVERADO 2104722 | 99 | 7.8947 | 690 | 11.1613 | 0.11274 | #DIV/0! | 160 | Tier 3 | PRE | DEER PARK | Napa | North Bay | Bay Area | 5784866 | E.5014772.08 | 116951738 | 35085537 | CWSP - SILVERADO 2104 - LR722 PH 1H | [5 empty] | 2018-42785 | 5348.64 | 1.013 | 1031250 | 2019-16616 | 0 | 0 | 3442 | 3442 | 0.65189 | 1251636.3636 | 2019-34723
35085536 |  |  | COMP | 2019021 | 1.33 | 0 |  |  |  | 1.33 | 1803550.31 | DOCC srdy | 43432104 | SILVERADO 2104 | SILVERADO 2104722 | 99 | 7.8947 | 690 | 11.1613 | 0.11274 | #DIV/0! | 160 | Tier 3 | PRE | DEER PARK | Napa | North Bay | Bay Area | 5784865 | E.5014772.07 | 116951730 | 35085536 | CWSP - SILVERADO 2104 - LR722 PH 1G | [5 empty] | 2018-42785 | 5348.64 | 1.013 | 1031250 | 2019-16616 | 0 | 0 | 7010 | 7010 | 1.3277 | 2549090.9091
35085535 |  |  | COMP | 2020444 | 1.69 | 0 |  |  |  | 1.69 | 2434377 | DOCC srdy crdy | 43432104 | SILVERADO 2104 | SILVERADO 2104722 | 99 | 7.8947 | 690 | 11.1613 | 0.11274 | #DIV/0! | 160 | Tier 3 | PRE | DEER PARK | Napa | North Bay | Bay Area | 5784864 | E.5014772.06 | 116951668 | 35085535 | CWSP - SILVERADO 2104 - LR722 PH 1F | [5 empty] | 2018-42785 | 5348.64 | 1.013 | 1031250 | 2019-16616 | [6 empty] | N/A | 2020-16450 | 0 | 0 | 8973 | 8973 | 1.6994 | 2901132 | 2979682 | 323.318
35085534 |  |  | COMP | 2020444 | 0.79 | 0 |  |  |  | 0.79 | 1633647.28 | DOCC srdy crdy | 43432104 | SILVERADO 2104 | SILVERADO 2104722 | 99 | 7.8947 | 690 | 11.1613 | 0.11274 | #DIV/0! | 160 | Tier 3 | PRE | DEER PARK | Napa | North Bay | Bay Area | 5784863 | E.5014772.05 | 116951661 | 35085534 | CWSP - SILVERADO 2104 - LR722 PH 1E | [5 empty] | 2018-42785 | 5348.64 | 1.013 | 1031250 | 2019-16616 | 0 | 0 | 4191 | 4191 | 0.79375 | 1524000 | N/A | 2020-16449 | 0 | 0 | 4191 | 4191 | 0.79375 | 2055991 | 2126590 | 490.5729
35085533 |  |  | COMP | 2019019 | 1.02 | 0 |  |  |  | 1.02 | 1945620.57 | FICL srdy crdy redl | 43432104 | SILVERADO 2104 | SILVERADO 2104722 | 99 | 7.8947 | 690 | 11.1613 | 0.11274 | #DIV/0! | 160 | Tier 3 | PRE | DEER PARK | Napa | North Bay | Bay Area | 5784862 | E.5014772.04 | 116951595 | 35085533 | CWSP - SILVERADO 2104 - LR722 PH 1D | [5 empty] | 2018-42785 | 5348.64 | 1.013 | 1031250 | 2019-16616 | 0 | 0 | 5365 | 5365 | 1.0161 | 1950909.0909
35085532 |  |  | COMP | 2019018 | 1.13 | 0 |  |  |  | 1.13 | 1979885.09 | MAPP srdy idoc | 43432104 | SILVERADO 2104 | SILVERADO 2104722 | 99 | 7.8947 | 690 | 11.1613 | 0.11274 | #DIV/0! | 160 | Tier 3 | PRE | DEER PARK | Napa | North Bay | Bay Area | 5784861 | E.5014772.03 | 116951517 | 35085532 | CWSP - SILVERADO 2104 - LR722 PH 1C | [5 empty] | 2018-42785 | 5348.64 | 1.013 | 1031250 | 2019-16616 | 0 | 0 | 5936 | 5936 | 1.1242 | 2158545.4545 | 2019-46526 | 2020-16443 | 0 | 0 | 5936 | 5936 | 1.1242 | 1649805 | 1746354 | 277.9321
35085393 |  |  | COMP | 2019017 | 0.35 | 0 |  |  |  | 0.35 | 1201764.36 | FICL srdy | 43432104 | SILVERADO 2104 | SILVERADO 2104722 | 99 | 7.8947 | 690 | 11.1613 | 0.11274 | #DIV/0! | 160 | Tier 3 | PRE | DEER PARK | Napa | North Bay | Bay Area | 5784860 | E.5014772.02 | 116951510 | 35085393 | CWSP - SILVERADO 2104 - LR722 PH 1B | [5 empty] | 2018-42785 | 5346 | 1.0125 | 1031250 | 2019-16616 | 0 | 0 | 1871 | 1871 | 0.35436 | 680363.6364
74024171 |  |  | COMP | 2019079 | 2.61 | 0 |  |  |  | 2.61 | 3298361.79 | DOCC srdy crdy | 042711101 | CALISTOGA 1101 | CALISTOGA 1101736 | 350 | 34.6551 | 833 | 31.0945 | 0.088841 | 1.569 | 24 | Tier 2 | WDDB | CALISTOGA | Napa | North Bay | Bay Area | 5743253 | E.5019956.01 | 113742411 | 74024171 | CALISTOGA 1101 HIGH SPLICE COUNT | 13780 | 0 | 0 | 0 | [6 empty] | 0 | 0 | 13780 | 13780 | 2.6098 | 5010909.0909
35052328 |  |  | CANCL |  |  | 0 |  |  |  |  | 1067.66 | UNSE | 042711101 | CALISTOGA 1101 | CALISTOGA 1101736 | 350 | 34.6551 | 833 | 31.0945 | 0.088841 | #DIV/0! | 24 | Tier 3 | WDDB | CALISTOGA | Napa | North Bay | Bay Area | 5530168 | # | 114883275 | 35052328 | CALISTOGA 1101 WIRE DOWN 18-0052856 | 0 | 0 | 0 | 0 |  | 2018-69547 | 13630 | 2.5814 | 2766000
35039002 |  |  | COMP | 2019080 | 1.14 | 0 |  |  |  | 1.14 | 1123258.99 | CLSD srdy crdy | 042711101 | CALISTOGA 1101 | CALISTOGA 1101736 | 350 | 34.6551 | 833 | 31.0945 | 0.088841 | 0.68532 | 24 | Tier 3 | WDDB | CALISTOGA | Napa | North Bay | Bay Area | 5530168 |  | 114553028 | 35039002 | OCGC 2018 CALISTOGA 1101 LEVEL 2 DEMO | 6007 | 0 | 0 | 0 |  | 2018-39198 | 6400 | 1.2121 | 1414400 |  | 0 | 0 | 6007 | 6007 | 1.1377 | 2184363.6364 |  | 2018-67964 | 0 | 0 | 6007 | 6007 | 1.1377 | 1290000 | 1671000 | 214.7495
31246140 |  |  | COMP | 2018001 |  | 0 |  |  |  |  | 293661.01 | CLSD erdy srdy crdy | 102911105 | WYANDOTTE 1105 | WYANDOTTE 1105CB | 14 | 11.4949 | 834 | 1.2395 | 0.088539 | #DIV/0! | 2499 | Tier 3 | WDDB | OROVILLE | Butte | North Valley | Northern | 5505506 | P.11732 | 111693075 | 31246140 | WY1105 - RECOND 3000 FT OF 4AR W 2ARTW | [5 empty] | 2016-102050 | 3000 | 0.56818 | 330000 | N/A |  |  |  | 0 | 0 |  | 2018-30128 | 2018-13044 | 0 | 0 | 3309 | 3309 | 0.6267 | 353000 | 395360 | 106.6788
35066745 |  |  | COMP | 2019084 | 1.69 | 0 |  |  |  | 1.69 | 3106029.51 | CLSD cont srdy crdy redl | 103751102 | BIG BEND 1102 | BIG BEND 1102CB | 139 | 17.0329 | 865 | 11.7994 | 0.084888 | 0.78439 | 1094 | Tier 3 | WDDB | CORNING | Tehama | North Valley | Northern | 5530169 |  | 108159179 | 35066745 | BIG BEND 1102 - BLOOMER HILL 08W PHS 2 | 8900 | 0 | 0 | 0 |  |  |  | 0 |  |  | 0 | 0 | 8900 | 8900 | 1.6856 | 3236363.6364 | 2019-64147 | 2019-43685 | 0 | 0 | 8900 | 8900 | 1.6856 | 2770000 | 3917000 | 311.236
31082394 |  |  | COMP | 2018011 | 0.28 | 0 |  |  |  | 0.28 | 121250.38 | CLSD srdy redl | 42571102 | Molino 1102 | MOLINO 1102104 | 235 | 21.7428 | 868 | 19.818 | 0.084332 | #DIV/0! | 78 | Tier 3 | WDDB | SANTA ROSA | Sonoma | Sonoma | Northern | 5530175 |  | 108194636 | 31082394 | OCGC N SIX SPANS FRATI LN | [5 empty] | 2015-05380 | 475 | 0.089962 | 52250 | N/A |  |  |  | 0 | 0 |  | 2017-111520 | 2015-05380 | 0 | 0 | 475 | 475 | 0.089962 | 52250 | 57475 | 110
35024926 |  |  | COMP | 2019047 | 0.77 | 0 |  |  |  | 0.77 | 537779.55 | MAPP srdy crdy redl idoc | 163011101 | Martell 1101 | MARTELL 1101CB | 171 | 5.8777 | 999 | 11.5263 | 0.067405 | #DIV/0! | 2357 | Tier 3 | WDDB | SUTTER CREEK | Amador | Stockton | Central Valley | 5530176 |  | 114119281 | 35024926 | MARTELL 1101 RECONDCUTOR 3,700FT | [5 empty] | 2018-09097 | 3700 | 0.70076 | 345950 |  | 0 | 0 | 4065.6 | 4065.6 | 0.77 | 1478400 |  | 2019-14554 | 0 | 0 | 4436 | 4436 | 0.84015 | 684725 | 824970 | 154.3564
31286573 |  |  | COMP | 2019087 | 0.66 | 0 |  |  |  | 0.66 | 543235.65 | CLSD srdy crdy redl | 153662102 | APPLE HILL 2102 | APPLE HILL 2102186912 | 606 | 58.5789 | 1035 | 38.1293 | 0.06292 | 0.28783 | 1461 | Tier 3 | WDDB | SOMERSET | El Dorado | Sierra | Northern | 5530173 |  | 112196297 | 31286573 | APPLE HILL 2102 HIGH SPLICE AREA | 3492 | 0 | 0 | 0 |  | 2016-120199 | 3700 | 0.70076 | 407000 | N/A | 0 | 0 | 3492 | 3492 | 0.66136 | 1269818.1818 | 2018-67858 | 2019-23100 | 0 | 0 | 3492 | 3492 | 0.66136 | 509040 | 900307 | 145.7732 | 2020-12814 | 2019-23100
35040225 |  |  | COMP | 2019054 | 1.63 | 0 |  |  |  | 1.63 | 2412478.72 | CLSD srdy crdy redl | 152691110 | HIGGINS 1110 | HIGGINS 11102408 | 124 | 11.5666 | 1054 | 7.5471 | 0.060864 | #DIV/0! | 1188 | Tier 3 | PRE | GRASS VALLEY | Nevada | Sierra | Northern | 5530173 |  | 114565015 | 35040225 | HIGGINS 1110 RECONDUCTOR |  |  |  |  | 2019-28699 | 2018-57352 | 7400 | 1.4015 | 1100000 |  | 0 | 0 | 8584 | 8584 | 1.6258 | 3121454.5455 | 2019-34423 | 2019-53770 | 0 | 0 | 8486 | 8486 | 1.6072 | 1210000 | 1722000 | 142.5878 |  | 2020-26790
31289238 |  |  | COMP | 2019058 | 1.19 | 0 |  |  |  | 1.19 | 2332097.61 | DOCC srdy crdy redl | 192311142 | FRUITLAND 1142 | FRUITLAND 11426064 | 66 | 6.6965 | 1065 | 3.928 | 0.059515 | #DIV/0! | 786 | Tier 3 | PRE | MYERS FLAT | Humboldt | Humboldt | Northern | 5530164 |  | 112403535 | 31289238 | FRUITLAND 1142 INS TREE WIRE LR 6064 | [5 empty] | 2016-125399 | 6200 | 1.1742 | 715000 |  | 0 | 0 | 6271 | 6271 | 1.1877 | 2280363.6364 | 2019-08590 | 2019-31403 | 0 | 0 | 6266 | 6266 | 1.1867 | 2031000 | 2725000 | 324.1302 | 2020-12839
31389447 |  |  | COMP | 2019035 | 1.27 | 0 |  |  |  | 1.27 | 3898399.17 | DOCC erdy | 43291105 | PUEBLO 1105 | PUEBLO 1105696 | 79 | 3.7518 | 1069 | 4.663 | 0.059025 | #DIV/0! | 1210 | Tier 3 | PRE | NAPA | Napa | North Bay | Bay Area | 5530168 | P.11939 | 114519107 | 31389447 | PUEBLO 1105 RECONDUCTOR W TREE WIRE | [5 empty] | 2018-60398 | 6740 | 1.2765 | 1178000 |  | 0 | 0 | 6740 | 6740 | 1.2765 | 2450909.0909 | 2019-11264
31360766 |  |  | COMP | 2019059 | 0.22 | 0 |  |  |  | 0.22 | 400124.86 | CLSD srdy crdy redl | 163451701 | FROGTOWN 1701 | FROGTOWN 170113412 | 333 | 38.7982 | 1123 | 18.321 | 0.055018 | #DIV/0! | 921 | Tier 3 | PRE | MURPHYS | Calaveras | Stockton | Central Valley | 5530176 |  | 113720778 | 31360766 | FROGTOWN 1701 RECOND 1153FTTO 1/0ACSR TW | [5 empty] | 2017-101942 |  | 0 |  |  | 0 | 0 | 1161.6 | 1161.6 | 0.22 | 422400 | 2019-16503 | [10 empty] | 2019-20658
35030654 |  |  | COMP | 2019003 | 1 | 0 | 2019 |  |  | 1 | 1864255.74 | FICL srdy crdy redl idcr idoc | 24251101 | WOODSIDE 1101 | WOODSIDE 11018974 | 149 | 13.2219 | 1145 | 7.8956 | 0.05299 | #DIV/0! | 59 | Tier 2 | PRE | REDWOOD CITY | San Mateo | Peninsula | Central Coast | 5530170 |  | 114452534 | 35030654 | TW ON WOODSIDE1101 N/O 7573 | [5 empty] | 2018-26839 | 5400 | 1.0227 | 544000 |  | 0 | 0 | 5271 | 5271 | 0.9983 | 1916727.2727 | 2019-00361 | 2019-29869 | 0 | 0 | 5271 | 5271 | 0.9983 | 1071000 | 1382000 | 203.1873
31082393 |  |  | COMP | 2019044 | 0.25 | 0 |  |  |  | 0.25 | 620349.32 | DOCC srdy crdy | 42571102 | MOLINO 1102 | MOLINO 1102178 | 182 | 12.1953 | 1208 | 8.5954 | 0.047227 | #DIV/0! | 321 | Tier 3 | PRE | SEBASTOPOL | Sonoma | Sonoma | Northern | 5530175 |  | 108194639 | 31082393 | RECON THREE SPANS CHERRY RIDGE RD | [7 empty] | 0 |  |  | 0 | 0 | 1345 | 1345 | 0.25473 | 489090.9091 | [10 empty] | 2020-12834 | 2019-18575
35089880 |  |  | COMP | 2019024 | 0.4 | 0 |  |  |  | 0.4 | 1712851.42 | CLSD srdy idcr idoc | 43432104 | SILVERADO 2104 | SILVERADO 210437632 | 304 | 26.5762 | 1235 | 13.5588 | 0.044601 | #DIV/0! | 720 | Tier 3 | PRE | ANGWIN | Napa | North Bay | Bay Area | 5530168 |  | 117092838 | 35089880 | PIH - SILVERADO 2104 - ANGWIN UG_PH 2 | [5 empty] | 2019-27352 | 1200 | 0.22727 | 740000 |  | 0 | 2117 | 0 | 2117 | 0.40095 | 1683977.2727 |  | 2019-32709 | 0 | 1600 | 0 | 1600 | 0.30303 | 1657000 | 1754000 | 1035.625 | 2019-64619
35072362 |  |  | COMP | 2019071 | 2.71 | 0 |  |  |  | 2.71 | 1908005.19 | CLSD srdy redl idcr idoc | 192381102 | EEL RIVER 1102 | EEL RIVER 11024814 | 117 | 26.9881 | 1252 | 5.0562 | 0.043216 | #DIV/0! | 936 | Tier 3 | WDDB | FERNDALE | Humboldt | Humboldt | Northern | 5782526 | E.5014735.01 | 113676445 | 35072362 | 2019 OH COND RPLC: EEL RIVER 1102 FU1913 | [5 empty] | 2017-99527 | 15000 | 2.8409 | 1500000 | 2019-34155 | 0 | 0 | 14292 | 14292 | 2.7068 | 5197090.9091 | 2019-34155 | 2020-12769 | 0 | 0 | 13991 | 13991 | 2.6498 | 1877965 | 1877965 | 134.2266
35043299 |  |  | COMP | 2019069 | 1.21 | 0 |  |  |  | 1.21 | 1211548.41 | DOCC cont srdy | 192381102 | EEL RIVER 1102 | EEL RIVER 11024814 | 117 | 26.9881 | 1252 | 5.0562 | 0.043216 | #DIV/0! | 936 | Tier 3 | WDDB | FERNDALE | Humboldt | Humboldt | Northern | 5533649 |  | 112402122 | 35043299 | 2018 OH COND RPLC: EEL RIVER 1102 FU1907 | [5 empty] | 2016-120188 | 8300 | 1.572 | 913000 | 2019-21680 | 0 | 0 | 6376 | 6376 | 1.2076 | 2318545.4545 | 2019-23400 | 2020-12727 | 0 | 0 | 6500 | 6500 | 1.2311 | 1224411 | 1224411 | 188.3709
35052718 |  |  | COMP | 2019022 | 0.43 | 0 |  |  |  | 0.43 | 888089.23 | CLSD erdy srdy | 43432104 | SILVERADO 2104 | SILVERADO 210478268 | 114 | 9.7228 | 1254 | 4.9171 | 0.043133 | #DIV/0! | 64 | Tier 3 | PRE | ANGWIN | Napa | North Bay | Bay Area | 5530168 |  | 114895341 | 35052718 | CWSP: ANGWIN OH TO UG DEMO - PH 2 | [5 empty] | 2018-67707 |  | 0 |  |  | 0 | 2265 | 0 | 2265 | 0.42898 | 1801704.5455
35042719 |  |  | COMP | 2019023 | 0.24 | 0 |  |  |  | 0.24 | 1111957.9 | FICL srdy crdy idcr idoc | 43432104 | SILVERADO 2104 | SILVERADO 210478268 | 114 | 9.7228 | 1254 | 4.9171 | 0.043133 | #DIV/0! | 64 | Tier 3 | PRE | ANGWIN | Napa | North Bay | Bay Area | 5530168 |  | 114652824 | 35042719 | CWSP-SILVERADO 2104-LR78268-ANGWIN DEMO | [5 empty] | 2018-45039 | 6300 | 1.1932 | 1392300 |  | 0 | 0 | 1275 | 1275 | 0.24148 | 463636.3636
35018788 |  |  | COMP | 2019088 | 1.16 | 0 |  |  |  | 1.16 | 1502306.99 | CLSD cont srdy crdy idcr idoc | 153661104 | APPLE HILL 1104 | APPLE HILL 110412842 | 209 | 15.8165 | 1268 | 8.8429 | 0.042311 | 0.43453 | 320 | Tier 3 | WDDB | CAMINO | El Dorado | Sierra | Northern | 5530173 |  | 113265480 | 35018788 | APPLE HILL 1104 - S049NO119 HIGH SPLICE | 6121 | 0 | 0 | 0 |  | 2017-98628 | 3769 | 0.71383 | 458590 | N/A | 0 | 0 | 6121 | 6121 | 1.1593 | 2225818.1818 | 2019-33850 | 2019-42460 | 0 | 0 | 6399 | 6399 | 1.2119 | 1419167 | 1995745 | 221.7795 | 2020-12826
35032266 |  |  | COMP | 2019089 | 0.17 | 0 |  |  |  | 0.17 | 284268.56 | CLSD srdy crdy | 153661104 | APPLE HILL 1104 | APPLE HILL 110413512 | 345 | 28.4538 | 1284 | 14.2801 | 0.041392 | 0.057163 | 99 | Tier 3 | WDDB | POLLOCK PINES | El Dorado | Sierra | Northern | 5530173 |  | 114514465 | 35032266 | APPLE HILL 1104 RECONDUCTOR | 877 | 0 | 0 | 0 | [6 empty] | 0 | 0 | 877 | 877 | 0.1661 | 318909.0909
35112076 |  |  | COMP | 2020444 | 2.24 | 0 |  |  |  | 2.24 | 5574170.93 | MAPP srdy redl idoc | 42561107 | FULTON 1107 | FULTON 1107214 | 142 | 11.7243 | 1297 | 5.7514 | 0.040503 | #DIV/0! | 178 | Tier 3 | PRE | SANTA ROSA | Sonoma | Sonoma | Northern | 5786045 | E.5024097.01 | 117440386 | 35112076 | CWSP-FULTON 1107-LR214-UG MARK W SPR RD | [5 empty] | N/A |  |  |  | N/A | 0 | 3657 | 8142 | 11799 | 2.2347 | 4290545.4545 | 2019-55238 | 2019-70357 | 0 | 0 | 11799 | 11799 | 2.2347 | 4593980 | 8154384 | 389.3533 | 2020-32709
31278200 |  |  | COMP | 2019040 | 0.39 | 0 |  |  |  | 0.39 | 455074.91 | CLSD srdy redl | 182601108 | OCEANO 1102 | OCEANO 1102V56 | 115 | 9.3347 | 1311 | 4.5359 | 0.039442 | #DIV/0! | 1779 | Tier 3 | WDDB | ARROYO GRANDE | San Luis Obispo | Los Padres | Central Coast | 5530166 | P.11685 | 112052729 | 31278200 | +OCEANO 1102 S HALCYON & PINE RDGE | [5 empty] | 2017-03512 | 2200 | 0.41667 | 242000 | N/A | 0 | 0 | 2059.2 | 2059.2 | 0.39 | 748800 | 2018-35386 | 2018-58640 | 0 | 0 | 2200 | 2200 | 0.41667 | 325890 | 358479 | 148.1318 |  | 2019-25822
35060582 |  |  | COMP | 2019029 | 0.73 | 0 |  |  |  | 0.73 | 874782.27 | FICL erdy redl | 182631107 | San Luis Obispo 1107 | SAN LUIS OBISPO 1107V02 | 202 | 18.1851 | 1317 | 7.9151 | 0.039184 | #DIV/0! | 1250 | Tier 2 | PRE | OCEANO | San Luis Obispo | Los Padres | Central Coast | 5530166 |  | 112640645 | 35060582 | SLO 1107 RECOD 3884 FT WITH 2CU TW | [7 empty] | 0 |  |  | 0 | 0 | 3836 | 3836 | 0.72652 | 1394909.0909 | 2018-93803 | 2019-33949 | 0 | 0 | 3884 | 3884 | 0.73561 | 1104000 | 1547000 | 284.243
31248532 |  |  | COMP | 2020086 | 0.91 | 0 | 2020 |  |  | 0.91 | 1479753 | DOCC srdy crdy redl idcr idoc | 24101101 | Half Moon Bay 1101 | HALF MOON BAY 11018902 | 145 | 14.1593 | 1344 | 5.2919 | 0.036496 | #DIV/0! | 1203 | Tier 3 | WDDB | HALF MOON BAY | San Mateo | Peninsula | Central Coast | 5530170 | P.12008.01 | 111724857 | 31248532 | HMB1101 LS CO4063 RECONDUCTOR W TW | [5 empty] | 2016-86667 | 1900 | 0.35985 | 235400 | [8 empty] | 2020-29336 | 0 | 0 | 4816 | 4816 | 0.91212 | 1840346 | 2610184 | 382.1316
31209950 |  |  | COMP | 2019036 | 0.57 | 0 |  |  |  | 0.57 | 1212656.46 | DOCC cont srdy | 42281105 | POTTER VALLEY P H 1105 | POTTER VALLEY P H 110576498 | 119 | 14.8775 | 1348 | 4.3234 | 0.036331 | #DIV/0! | 2098 | Tier 3 | WDDB | POTTER VALLEY | Mendocino | Humboldt | Northern | 5530164 | P.11913 | 111140554 | 31209950 | R7 RECON POTTER VLY 1105 ( VAN ARSDALE) | [5 empty] | 2016-115427 | 3000 | 0.56818 | 330000 |  | 0 | 0 | 3008 | 3008 | 0.5697 | 1093818.1818 | 2019-11392 | 2019-31453 | 0 | 0 | 3008 | 3008 | 0.5697 | 1032000 | 1523000 | 343.0851
35040961 |  |  | COMP | 2018009 | 0.8 | 0 |  |  |  | 0.8 | 772079.48 | CLSD srdy | 103031102 | OAKLAND K 1102 | Oakland K 110217430 | 15 | 1.4694 | 1360 | 0.5365 | 0.035767 | #DIV/0! | 256 | Tier 3 | DEMO | ORINDA | Contra Costa | Diablo | Bay Area | 5530161 |  | 114610526 | 35040961 | CWSP: 2018 K-1102 OH TO UG DEMO | [5 empty] | 2018-41898 | 3500 | 0.66288 | 1050000 | N/A |  |  |  | 0 | 0 |  | 2018-50496 | 2018-62436 | 0 | 0 | 3500 | 3500 | 0.66288 | 1305000 | 1759000 | 372.8571
35060229 |  |  | COMP | 2019057 | 1.19 | 0 |  |  |  | 1.19 | 1962512.65 | CLSD erdy crdy idcr idoc | 192311142 | FRUITLAND 1142 | FRUITLAND 11422006 | 75 | 8.3252 | 1426 | 2.412 | 0.03216 | #DIV/0! | 1841 | Tier 3 | WDDB | MIRANDA | Humboldt | Humboldt | Northern | 5530164 |  | 112191204 | 35060229 | 2018 OH COND RPLC: FRUITLAND 42 C/O 7449 | [5 empty] | 2016-120188 | 8300 | 1.572 | 913000 | N/A | 0 | 0 | 6271 | 6271 | 1.1877 | 2280363.6364 | 2019-01784 | 2019-37137 | 0 | 0 | 6694 | 6694 | 1.2678 | 2034628 | 2623194 | 303.948
35064793 |  |  | COMP | 2019081 | 2.3 | 0 |  |  |  | 2.3 | 2468766.94 | FICL crdy redl idcr idoc | 183101104 | CABRILLO 1104 | CABRILLO 1104Y22 | 178 | 10.3904 | 1500 | 4.9383 | 0.027743 | 0.7324 | 2531 | Tier 3 | WDDB | LOMPOC | Santa Barbara | Los Padres | Central Coast | 5530159 | E.5015545.01 | 113311784 | 35064793 | LP RECONDUCTOR, CABRILLO 1104 S006CC102TW | 17020 | 0 | 0 | 0 |  | 2017-103549 | 17020 | 3.2235 | 1872200 | N/A | 0 | 0 | 12142 | 12142 | 2.2996 | 4415272.7273 | 2018-63352 | 2019-38392 | 0 | 0 | 17701 | 17701 | 3.3525 | 2781000 | 4171000 | 157
35040742 |  |  | COMP | 2019042 | 0.53 | 0 |  |  |  | 0.53 | 1396819.83 | CLSD srdy redl idcr idoc | 42811112 | MONTE RIO 1112 | MONTE RIO 1112120 | 67 | 6.4164 | 1517 | 1.788 | 0.026687 | #DIV/0! | 54 | Tier 3 | WDDB | OCCIDENTAL | Sonoma | Sonoma | Northern | 5530175 |  | 114609098 | 35040742 | OCGC - 2018 MONTE RIO 1112 OH TO UG DEMO | [5 empty] | 2018-50926 | 2550 | 0.48295 | 765000 |  | 0 | 2798.4 | 0 | 2798.4 | 0.53 | 2226000 |  | 2018-69317 | 0 | 2550 | 0 | 2550 | 0.48295 | 1648000 | 2111000 | 646.2745
35019006 |  |  | COMP | 2019033 | 1.63 | 0 |  |  |  | 1.63 | 1016957.32 | CLSD srdy crdy redl idcr idoc | 83692104 | ROB ROY 2104 | GREEN VALLEY 210111054 | 272 | 24.3372 | 1543 | 6.9646 | 0.025605 | #DIV/0! | 778 | Tier 2 | PRE | CORRALITOS | Santa Cruz | Central Coast | Central Coast | 5530159 |  | 113677589 | 35019006 | ROB ROY 2104 CO11865 REPLACE OH LINE | [5 empty] | 2018-02848 | 9440 | 1.7879 | 1038400 |  | 0 | 0 | 8620 | 8620 | 1.6326 | 3134545.4545 | 2019-33009 | 2019-52172 | 0 | 0 | 8480 | 8480 | 1.6061 | 1486000 | 1563621 | 175.2358
35145523 |  |  | CANCL |  |  | 0 |  |  |  |  | -199.31 | CLSD canc | 42561102 | FULTON 1102 | FULTON 1102CB | 48 | 0.2031 | 1559 | 1.2029 | 0.025061 | #DIV/0! | 2036 | Tier 3 | PSPS | SANTA ROSA | Sonoma | Sonoma | Northern | 5530173 | E.5025636 |  | 35145523 | PSPS - Fulton 1102 - CB | 0 | 0 | 0 | 0 |  | 2019-79266 | 4224 | 0.8 | 7784148 | 2020-36910 |  |  |  | 0 | 0
35031139 |  |  | COMP | 2019027 | 1.47 | 0 |  |  |  | 1.47 | 2416634.09 | CLSD srdy redl | 152431102 | SHADY GLEN 1102 | SHADY GLEN 1102CB | 240 | 21.1588 | 1829 | 3.2616 | 0.01359 | #DIV/0! | 349 | Tier 2 | WDDB | COLFAX | Placer | Sierra | Northern | 5530173 |  | 114446685 | 35031139 | SHADY GLEN 1102 RECONDUCTOR BEYOND 6343 | [5 empty] | 2018-57290 | 7900 | 1.4962 | 1850000 | 2019-16634 | 0 | 0 | 7782 | 7782 | 1.4739 | 2829818.1818 | 2019-32980 | 2019-54129 | 0 | 0 | 7935 | 7935 | 1.5028 | 2000269 | 2668456 | 252.0818 | 2020-32684
35120949 |  |  | COMP | 2019038 | 1.92 | 0 |  |  |  | 1.92 | 12093590.99 | CONS | 102041103 | NOTRE DAME 1103 | NOTRE DAME 1103317782 | 53 | 0.5432 | 1877 | 0.64349 | 0.012141 | #DIV/0! | 1123 | Tier 3 | WDDB | PARADISE | Butte | North Valley | Northern | 5790010 |  | 117755982 | 35120949 | BUCOCAMP - SKYWAY CHICO PARADISE TIE PH2 | [7 empty] | 0 |  | 2019-55191 | 0 | 20580 | 64 | 20644 | 3.9098 | 16421363.6364 |  | 2020-24249 | 0 | 930 | 19650 | 20644 | 3.9098 | 13429644 | 14251728 | 650.535
35109556 |  |  | COMP | 2020444 | 0.31 | 0 |  |  |  | 0.31 | 841795.45 | DOCC srdy crdy | 152762101 | EL DORADO PH 2101 | EL DORADO ph 210119752 | 436 | 36.5147 | 1946 | 4.4909 | 0.0103 | #DIV/0! | 13 | Tier 3 | PRE | POLLOCK PINES | El Dorado | Sierra | Northern | 5785607 | E.5015414.04 | 117348368 | 35109556 | CWSP-EL DORADO 2101-LR19752-PH4.4 | [5 empty] | 2018-78879 | 6705.6 | 1.27 | 1377026 | 2019-32235 | 0 | 0 | 1618 | 1618 | 0.30644 | 588363.6364 | 2019-68790 | 2019-59318 | 0 | 0 | 1618 | 1618 | 0.30644 | 841843 | 1197284 | 520.2985 | 2020-32923
35109555 |  |  | COMP | 2020444 | 2.14 | 0 |  |  |  | 2.14 | 3429687.88 | DOCC crdy | 152762101 | EL DORADO PH 2101 | EL DORADO ph 210119752 | 436 | 36.5147 | 1946 | 4.4909 | 0.0103 | #DIV/0! | 13 | Tier 3 | PRE | POLLOCK PINES | El Dorado | Sierra | Northern | 5785606 | E.5015414.03 | 117348367 | 35109555 | CWSP-EL DORADO 2101-LR19752-PH4.3 | [5 empty] | 2018-78879 | 6705.6 | 1.27 | 1377026 | 2019-32235 | 0 | 0 | 11318 | 11318 | 2.1436 | 4115636.3636 | 2019-60692 | 2019-55673 | 0 | 0 | 11685 | 11685 | 2.2131 | 3474438 | 4477708 | 297.3417 |  | 2020-14341
35109554 |  |  | COMP | 2020444 | 1.26 | 0 |  |  |  | 1.26 | 1928873.38 | DOCC srdy crdy | 152762101 | EL DORADO PH 2101 | EL DORADO ph 210119752 | 436 | 36.5147 | 1946 | 4.4909 | 0.0103 | #DIV/0! | 13 | Tier 3 | PRE | POLLOCK PINES | El Dorado | Sierra | Northern | 5785605 | E.5015414.02 | 117348366 | 35109554 | CWSP-EL DORADO 2101-LR19752-PH4.2 | [5 empty] | 2018-78879 | 6705.6 | 1.27 | 1377026 | 2019-32235 | 0 | 0 | 6635 | 6635 | 1.2566 | 2412727.2727 | 2019-44965 | 2020-28065 | 0 | 0 | 6635 | 6635 | 1.2566 | 2276638 | 2287663 | 343.1255
35109553 |  |  | COMP | 2020444 | 2.6 | 0 |  |  |  | 2.6 | 3562338.86 | DOCC crdy | 152762101 | EL DORADO PH 2101 | EL DORADO ph 210119752 | 436 | 36.5147 | 1946 | 4.4909 | 0.0103 | #DIV/0! | 13 | Tier 3 | PRE | POLLOCK PINES | El Dorado | Sierra | Northern | 5785604 | E.5015415.06 | 117348828 | 35109553 | CWSP-EL DORADO 2101-LR19752-PH3.6 | [5 empty] | 2018-78879 | 6705.6 | 1.27 | 1377026 | 2019-32235 | 0 | 0 | 13725 | 13725 | 2.5994 | 4990909.0909 | 2019-64388 | 2019-57456 | 0 | 0 | 14080 | 14080 | 2.6667 | 2691944 | 3583712 | 191.1892 |  | 2020-31543
35109552 |  |  | COMP | 2020444 | 2.18 | 0 |  |  |  | 2.18 | 4129642.41 | DOCC srdy crdy | 152762101 | EL DORADO PH 2101 | EL DORADO ph 210119752 | 436 | 36.5147 | 1946 | 4.4909 | 0.0103 | #DIV/0! | 13 | Tier 3 | PRE | POLLOCK PINES | El Dorado | Sierra | Northern | 5785603 | E.5015415.05 | 117348827 | 35109552 | CWSP-EL DORADO 2101-LR19752-PH3.5 | [5 empty] | 2018-78879 | 6705.6 | 1.27 | 1377026 | 2019-32235 | 0 | 0 | 11507 | 11507 | 2.1794 | 4184363.6364 | 2019-64394 | 2019-57480 | 0 | 0 | 11274 | 11274 | 2.1352 | 3008945 | 3798138 | 266.8924 |  | 2020-11210
35109551 |  |  | COMP | 2020444 | 1.46 | 0 |  |  |  | 1.46 | 2516250.49 | DOCC srdy crdy | 152762101 | EL DORADO PH 2101 | EL DORADO ph 210119752 | 436 | 36.5147 | 1946 | 4.4909 | 0.0103 | #DIV/0! | 13 | Tier 3 | PRE | POLLOCK PINES | El Dorado | Sierra | Northern | 5785602 | E.5015415.04 | 117348824 | 35109551 | CWSP-EL DORADO 2101-LR19752-PH3.4 | [5 empty] | 2018-78879 | 6705.6 | 1.27 | 1377026 | 2019-32235 | 0 | 0 | 7684 | 7684 | 1.4553 | 2794181.8182 | 2019-64384 | 2019-57464 | 0 | 0 | 7580 | 7580 | 1.4356 | 1743792 | 2279959 | 230.0517 |  | 2020-31631
35109550 |  |  | COMP | 2020444 | 1.95 | 0 |  |  |  | 1.95 | 2578292.28 | DOCC srdy crdy | 152762101 | EL DORADO PH 2101 | EL DORADO ph 210119752 | 436 | 36.5147 | 1946 | 4.4909 | 0.0103 | #DIV/0! | 13 | Tier 3 | PRE | POLLOCK PINES | El Dorado | Sierra | Northern | 5785601 | E.5015415.03 | 117348823 | 35109550 | CWSP-EL DORADO 2101-LR19752-PH3.3 | [5 empty] | 2018-78879 | 6705.6 | 1.27 | 1377026 | 2019-32235 | 0 | 0 | 10305 | 10305 | 1.9517 | 3747272.7273 | 2019-64383 | 2019-57340 | 0 | 0 | 9563 | 9563 | 1.8112 | 2058213 | 2656922 | 215.2267 |  | 2020-32850
35109549 |  |  | COMP | 2020444 | 1.34 | 0 |  |  |  | 1.34 | 2416962.88 | DOCC srdy crdy | 152762101 | EL DORADO PH 2101 | EL DORADO ph 210119752 | 436 | 36.5147 | 1946 | 4.4909 | 0.0103 | #DIV/0! | 13 | Tier 3 | PRE | POLLOCK PINES | El Dorado | Sierra | Northern | 5785600 | E.5015415.02 | 117348822 | 35109549 | CWSP-EL DORADO 2101-LR19752-PH3.2 | [5 empty] | 2018-78879 | 6705.6 | 1.27 | 1377026 | 2019-32235 | 0 | 0 | 7069 | 7069 | 1.3388 | 2570545.4545 | 2019-64373 | 2019-57277 | 0 | 0 | 6933 | 6933 | 1.3131 | 1239396 | 1673960 | 178.7676 |  | 2020-31770 | 2020-68091
35109548 |  |  | COMP | 2020444 | 3.02 | 0 |  |  |  | 3.02 | 4661527.21 | DOCC srdy crdy | 152762101 | EL DORADO PH 2101 | EL DORADO ph 210119752 | 436 | 36.5147 | 1946 | 4.4909 | 0.0103 | #DIV/0! | 13 | Tier 3 | PRE | POLLOCK PINES | El Dorado | Sierra | Northern | 5785599 | E.5015416.05 | 117349073 | 35109548 | CWSP-EL DORADO 2101-LR19752-PH2.5 | [5 empty] | 2018-78870 | 9556.8 | 1.81 | 1856290 | 2019-52013 | 0 | 0 | 15944 | 15944 | 3.0197 | 5797818.1818 | 2019-82212 | 2020-02598 | 0 | 0 | 15944 | 15944 | 3.0197 | 4683406 | 7082947 | 293.741 | 2020-49062
35109547 |  |  | COMP | 2020444 | 1.45 | 0 |  |  |  | 1.45 | 2762375.23 | DOCC srdy crdy | 152762101 | EL DORADO PH 2101 | EL DORADO ph 210119752 | 436 | 36.5147 | 1946 | 4.4909 | 0.0103 | #DIV/0! | 13 | Tier 3 | PRE | POLLOCK PINES | El Dorado | Sierra | Northern | 5785598 | E.5015416.04 | 117349072 | 35109547 | CWSP-EL DORADO 2101-LR19752-PH2.4 | [5 empty] | 2018-78870 | 9556.8 | 1.81 | 1856290 | 2019-52013 | 0 | 0 | 7660 | 7660 | 1.4508 | 2785454.5455 | 2019-66131 | 2019-68030 | 0 | 0 | 7660 | 7660 | 1.4508 | 2080178 | 2908805 | 271.5637 |  | 2020-32901 | 2020-68085
35109545 |  |  | COMP | 2020444 | 2.44 | 0 |  |  |  | 2.44 | 3475797.07 | DOCC cont srdy crdy | 152762101 | EL DORADO PH 2101 | EL DORADO ph 210119752 | 436 | 36.5147 | 1946 | 4.4909 | 0.0103 | #DIV/0! | 13 | Tier 3 | PRE | POLLOCK PINES | El Dorado | Sierra | Northern | 5785516 | E.5015416.02 | 117349070 | 35109545 | CWSP-EL DORADO 2101-LR19752-PH2.2 | [5 empty] | 2018-78870 | 9556.8 | 1.81 | 1856290 | 2019-52013 | 0 | 0 | 12857 | 12857 | 2.435 | 4675272.7273 | 2019-48251 | 2019-73636 | 0 | 0 | 12857 | 12857 | 2.435 | 3263389 | 4327813 | 253.822 |  | 2020-31850
35109543 |  |  | COMP | 2019062 | 1.69 | 0 |  |  |  | 1.69 | 2477291.75 | DOCC srdy crdy | 152762101 | EL DORADO PH 2101 | EL DORADO PH 210119752 | 436 | 36.5147 | 1946 | 4.4909 | 0.0103 | #DIV/0! | 13 | Tier 3 | PRE | POLLCOCK PINES | El Dorado | Sierra | Northern | 5785515 | E.5015417.05 | 117349211 | 35109543 | CWSP-EL DORADO 2101-LR19752-PH1.5 | [5 empty] | 2018-78760 | 18321.6 | 3.47 | 3718580 | 2019-32231 | 0 | 0 | 8922 | 8922 | 1.6898 | 3244363.6364 | 2019-48333 | 2019-57154
35109542 |  |  | COMP | 2019061 | 1.83 | 0 |  |  |  | 1.83 | 1677747.41 | DOCC srdy crdy | 152762101 | EL DORADO PH 2101 | EL DORADO PH 210119752 | 436 | 36.5147 | 1946 | 4.4909 | 0.0103 | #DIV/0! | 13 | Tier 3 | PRE | POLLOCK PINES | El Dorado | Sierra | Northern | 5785514 | E.5015417.04 | 117349210 | 35109542 | CWSP-EL DORADO 2101-LR19752-PH1.4 | [5 empty] | 2018-78760 | 18321.6 | 3.47 | 3718580 | 2019-32231 | 0 | 0 | 9673 | 9673 | 1.832 | 3517454.5455 | 2019-46132 | 2019-68650 | 0 | 0 | 9526 | 9526 | 1.8042 | 2785685 | 3529311 | 292.4297
35109540 |  |  | COMP | 2020444 | 1.42 | 0 |  |  |  | 1.42 | 1811892.93 | DOCC srdy crdy | 152762101 | EL DORADO PH 2101 | EL DORADO PH 210119752 | 436 | 36.5147 | 1946 | 4.4909 | 0.0103 | #DIV/0! | 13 | Tier 3 | PRE | POLLCOCK PINES | El Dorado | Sierra | Northern | 5785515 | E.5015417.02 | 117348505 | 35109540 | CWSP-EL DORADO 2101-LR19752-PH1.2 | [5 empty] | 2018-78760 | 18321.6 | 3.47 | 3718580 | 2019-32231 | 0 | 0 | 7492 | 7492 | 1.4189 | 2724363.6364 | 2019-53561 | 2019-56704 | 0 | 0 | 7492 | 7492 | 1.4189 | 3144995 | 4228889 | 419.7804
35057017 |  |  | COMP | 2019060 | 1.71 | 0 |  |  |  | 1.71 | 2557449.89 | DOCC srdy crdy | 152762101 | EL DORADO PH 2101 | EL DORADO PH 210119752 | 436 | 36.5147 | 1946 | 4.4909 | 0.0103 | #DIV/0! | 13 | Tier 3 | PRE | POLLOCK PINES | El Dorado | Sierra | Northern | 5782534 | E.5015415.01 | 114987282 | 35057017 | CWSP - EL DORADO 2101 - 19752 - PH 3.1 | [5 empty] | 2018-78879 | 6705.6 | 1.27 | 13770026 | 2019-32235 | 0 | 0 | 9006 | 9006 | 1.7057 | 3274909.0909 | 2019-64371 | 2019-55261 | 0 | 0 | 8763 | 8763 | 1.6597 | 1656790 | 2260341 | 189.0665 |  | 2020-31801
35111500 |  |  | COMP | 2019014 | 0.35 | 0 |  |  |  | 0.35 | 418578.63 | FICL srdy crdy | 42871101 | UPPER LAKE 1101 | UPPER LAKE 11016663 | 17 | 2.3534 | 2047 | 0.13592 | 0.0079953 | #DIV/0! | 871 | Tier 2 | WDDB | LAKEPORT | Lake | Humboldt | Northern | 5533649 |  | 117416989 | 35111500 | RECONDUCTOR UPPER LAKE 01 HUNTERS PT RD | [7 empty] | 0 |  |  | 0 | 0 | 1850 | 1850 | 0.35038 | 672727.2727
35107688 |  |  | COMP | 2020070 | 1.634 | 0 | 2020 |  |  | 1.634 | 3337420.3 | DOCC srdy crdy | 102541102 | VOLTA 1102 | VOLTA 11021502 | 80 | 7.2578 | 2149 | 0.48915 | 0.0061144 | #DIV/0! | 293 | Tier 3 | PRE | SHINGLETOWN | Shasta | North Valley | Northern | 5785578 | E.5014759.01 | 114645026 | 35107688 | CWSP - VOLTA 1102 - LR 1648 - PH 1.1 | [5 empty] | 2018-46319 | 9900 | 1.875 | 2075000 | 2019-32124 | 0 | 0 | 8626 | 8626 | 1.6337 | 3136727.2727 | DS73 APPR | 2019-72008 | 0 | 0 | 8626 | 8626 | 1.6337 | 2036485 | 2851284 | 236.0868
35106331 |  |  | COMP | 2020073 | 2.456 | 0 | 2020 |  |  | 2.456 | 4399914.13 | DOCC srdy crdy | 102541102 | VOLTA 1102 | VOLTA 11021502 | 80 | 7.2578 | 2149 | 0.48915 | 0.0061144 | #DIV/0! | 293 | Tier 3 | PRE | SHINGLETOWN | Shasta | North Valley | Northern | 5785581 | E.5014759.04 | 117316591 | 35106331 | CWSP - VOLTA 1102 - LR 1648 - PH 1.4 | [5 empty] | 2018-46319 | 9900 | 1.875 | 2075000 | 2019-32124 | 0 | 0 | 12968 | 12968 | 2.4561 | 4715636.3636 | 2019-40098 | 2020-09449 | 0 | 0 | 12968 | 12968 | 2.4561 | 4901211 | 6122412 | 377.9466
35106265 |  |  | COMP | 2020444 | 1.8 | 0 | 2020 |  |  | 1.8 | 3542512.96 | FICL srdy crdy redl | 102541102 | VOLTA 1102 | VOLTA 11021502 | 80 | 7.2578 | 2149 | 0.48915 | 0.0061144 | #DIV/0! | 293 | Tier 3 | PRE | SHINGLETOWN | Shasta | North Valley | Northern | 5785580 | E.5014759.03 | 117316465 | 35106265 | CWSP - VOLTA 1102 - LR 1648 - PH 1.3 | [5 empty] | 2018-46319 | 9900 | 1.875 | 2075000 | 2019-32124 | 0 | 0 | 10118 | 10118 | 1.9163 | 3679272.7273 | 2018-55023 | 2020-09031 | 0 | 0 | 10118 | 10118 | 1.9163 | 3742005 | 4257794 | 369.8364
35106042 |  |  | COMP | 2020071 | 1.82 | 1.09 | 2019 | 0.73 | 1.08 | 0.73 | 3962118.36 | FICL srdy crdy redl | 102541102 | VOLTA 1102 | VOLTA 11021502 | 80 | 7.2578 | 2149 | 0.48915 | 0.0061144 | #DIV/0! | 293 | Tier 3 | PRE | SHINGLETOWN | Shasta | North Valley | Northern | 5785579 | E.5014759.02 | 117316187 | 35106042 | CWSP - VOLTA 1102 - LR 1648 - PH 1.2 | [5 empty] | 2018-46319 | 9900 | 1.875 | 2075000 | 2019-32124 | 0 | 0 | 9606 | 9606 | 1.8193 | 3493090.9091 | 2019-40022 | 2019-69701 | 0 | 0 | 9606 | 9606 | 1.8193 | 2398483 | 3380558 | 249.6859 |  | 2020-08587
35110448 |  |  | COMP | 2020185 | 2 | 0 | 2020 |  |  | 2 | 4551501.3 | DOCC srdy | 102541102 | VOLTA 1102 | VOLTA 11029742 | 120 | 9.1252 | 2280 | 0.44061 | 0.0036718 | #DIV/0! | 229 | Tier 3 | PRE | SHINGLETOWN | Shasta | North Valley | Northern | 5785619 | E.5015428.05 | 117388062 | 35110448 | CWSP - VOLTA 1102 - LR 1648 - PH 4.5 | [5 empty] | 2018-84183 | 9672.96 | 1.832 | 1978660 | 2019-32208 | 0 | 0 | 10571 | 10571 | 2.0021 | 3844000 | 2019-43337 | 2020-06270 | 0 | 0 | 10571 | 10571 | 2.0021 | 5151377 | 6475096 | 487.3122
35110447 |  |  | COMP | 2020184 | 1.174 | 0 | 2020 |  |  | 1.174 | 5603573.29 | DOCC erdy srdy crdy | 102541102 | VOLTA 1102 | VOLTA 11029742 | 120 | 9.1252 | 2280 | 0.44061 | 0.0036718 | #DIV/0! | 229 | Tier 3 | PRE | SHINGLETOWN | Shasta | North Valley | Northern | 5785618 | E.5015428.04 | 117387953 | 35110447 | CWSP - VOLTA 1102 - LR 1648 - PH 4.4 | [5 empty] | 2018-84183 | 9672.96 | 1.832 | 1978660 | 2018-84183 |  |  |  | 0 | 0 |  | 2019-39763 | 2019-58090 | 0 | 0 | 6201 | 6201 | 1.1744 | 1668814 | 2401261 | 269.1201 |  | 2020-15120
35110446 |  |  | COMP | 2020183 | 2.089 | 0 | 2020 |  |  | 2.089 | 4234741.18 | DOCC srdy crdy | 102541102 | VOLTA 1102 | VOLTA 11029742 | 120 | 9.1252 | 2280 | 0.44061 | 0.0036718 | #DIV/0! | 229 | Tier 3 | PRE | SHINGLETOWN | Shasta | North Valley | Northern | 5785617 | E.5015428.03 | 117387798 | 35110446 | CWSP - VOLTA 1102 - LR 1648 - PH 4.3 | [5 empty] | 2018-84183 | 9672.96 | 1.832 | 1978660 | 2018-84183 |  |  |  | 0 | 0 |  | 2019-40600 | 2019-58086 | 0 | 0 | 11030 | 11030 | 2.089 | 2613434 | 3548898 | 236.9387 |  | 2020-16073
35110445 |  |  | COMP | 2020444 | 1.72 | 0 |  |  |  | 1.72 | 4567541.59 | DOCC srdy crdy | 102541102 | VOLTA 1102 | VOLTA 11029742 | 120 | 9.1252 | 2280 | 0.44061 | 0.0036718 | #DIV/0! | 229 | Tier 3 | PRE | SHINGLETOWN | Shasta | North Valley | Northern | 5785616 | E.5015428.02 | 117387609 | 35110445 | CWSP - VOLTA 1102 - LR 1648 - PH 4.2 | [5 empty] | 2018-84183 | 9672.96 | 1.832 | 1978660 | 2018-84183 | 0 | 0 | 10160 | 10160 | 1.9242 | 3694545.4545 | 2019-39952 | 2019-69263 | 0 | 0 | 10160 | 10160 | 1.9242 | 3104213 | 4003842 | 305.5328 |  | 2020-14936
35058905 |  |  | COMP | 2020444 | 1.35 | 0 |  |  |  | 1.35 | 4586067.01 | DOCC srdy crdy | 102541102 | VOLTA 1102 | VOLTA 11029742 | 120 | 9.1252 | 2280 | 0.44061 | 0.0036718 | #DIV/0! | 229 | Tier 3 | PRE | SHINGLETOWN | Shasta | North Valley | Northern | 5782587 | E.5015428.01 | 115038304 | 35058905 | CWSP - VOLTA 1102 - LR 1648 - PH 4.1 | [5 empty] | 2018-84183 | 9672.96 | 1.832 | 1978660 | 2019-32208 | 0 | 0 | 11306 | 11306 | 2.1413 | 4111272.7273 | 2019-50798 | 2020-11989 | 0 | 0 | 11306 | 11306 | 2.1413 | 5085297 | 5418545 | 449.7875
35117444 |  |  | COMP | 2020444 | 2.397 | 0 |  |  |  | 2.397 | 3898109.5 | DOCC srdy crdy redl idoc | 102541102 | VOLTA 1102 | VOLTA 110253130 | 168 | 13.8027 | 2314 | 0.55788 | 0.0033207 | #DIV/0! | 107 | Tier 3 | PRE | SHINGLETOWN | Shasta | North Valley | Northern | 5786479 | E.5015533.01 | 114750733 | 35117444 | CWSP - VOLTA 1102 - LR 1648 - PH 2.1 | [5 empty] | 2018-57278 | 10560 | 2 | 2088333 | 2019-32205 | 0 | 0 | 12656 | 12656 | 2.397 | 4602181.8182 | 2019-64700 | 2020-12255 | 0 | 0 | 12656 | 12656 | 2.397 | 4798183 | 6272666 | 379.1232
35110441 |  |  | COMP | 2020444 | 2.24 | 0.007 |  |  |  | 2.233 | 3274558.99 | DOCC srdy crdy | 102541102 | VOLTA 1102 | VOLTA 110253130 | 168 | 13.8027 | 2314 | 0.55788 | 0.0033207 | #DIV/0! | 107 | Tier 3 | PRE | SHINGLETOWN | Shasta | North Valley | Northern | 5785612 | E.5015533.06 | 117381943 | 35110441 | CWSP - VOLTA 1102 - LR 1648 - PH 2.6 | [5 empty] | 2018-57278 | 10560 | 2 | 2088333 | 2019-32205 | 0 | 0 | 11790 | 11790 | 2.233 | 4287272.7273 | 2019-50826 | 2019-67024 | 0 | 0 | 11790 | 11790 | 2.233 | 3508243 | 4602200 | 297.5609 |  | 2020-23948
35110440 |  |  | COMP | 2020444 | 2.936 | 0 |  |  |  | 2.936 | 3920975.09 | DOCC srdy crdy | 102541102 | VOLTA 1102 | VOLTA 110253130 | 168 | 13.8027 | 2314 | 0.55788 | 0.0033207 | #DIV/0! | 107 | Tier 3 | PRE | SHINGLETOWN | Shasta | North Valley | Northern | 5785611 | E.5015533.05 | 117381942 | 35110440 | CWSP - VOLTA 1102 - LR 1648 - PH 2.5 | [5 empty] | 2018-57278 | 10560 | 2 | 2088333 | 2019-32205 | 0 | 0 | 15053 | 15053 | 2.8509 | 5473818.1818 | 2019-53469 | 2019-59271 | 0 | 0 | 15503 | 15503 | 2.9362 | 3840964 | 5111612 | 247.7562 |  | 2020-24239
35109739 |  |  | COMP | 2020444 | 2.51 | 0 |  |  |  | 2.51 | 4965914.88 | DOCC cont srdy crdy | 102541102 | VOLTA 1102 | VOLTA 110253130 | 168 | 13.8027 | 2314 | 0.55788 | 0.0033207 | #DIV/0! | 107 | Tier 3 | PRE | SHINGLETOWN | Shasta | North Valley | Northern | 5785610 | E.5015533.04 | 117381940 | 35109739 | CWSP - VOLTA 1102 - LR 1648 - PH 2.4 | [5 empty] | 2018-57278 | 10560 | 2 | 2088333 | 2018-54261 | 0 | 0 | 13219 | 13219 | 2.5036 | 4806909.0909 | 2018-57278 | 2019-57023 | 0 | 0 | 13219 | 13219 | 2.5036 | 3301248 | 4234717 | 249.7351 |  | 2020-19054
35109738 |  |  | COMP | 2020444 | 2.065 | 0 |  |  |  | 2.065 | 3948337.6 | DOCC srdy crdy | 102541102 | VOLTA 1102 | VOLTA 110253130 | 168 | 13.8027 | 2314 | 0.55788 | 0.0033207 | #DIV/0! | 107 | Tier 3 | PRE | SHINGLETOWN | Shasta | North Valley | Northern | 5785609 | E.5015533.03 | 117380979 | 35109738 | CWSP - VOLTA 1102 - LR 1648 - PH 2.3 | [5 empty] | 2018-57278 | 10560 | 2 | 2088333 | 2019-32205 | 0 | 0 | 10903 | 10903 | 2.065 | 3964727.2727 | 2019-52271 | 2019-70476 | 0 | 0 | 10903 | 10903 | 2.065 | 2586067 | 3492236 | 237.1886 |  | 2020-23363
35109737 |  |  | COMP | 2020444 | 2.19 | 0 | 2019 | 0.37 | 1.58 | 2.19 | 4542456.04 | DOCC srdy crdy | 102541102 | VOLTA 1102 | VOLTA 110253130 | 168 | 13.8027 | 2314 | 0.55788 | 0.0033207 | #DIV/0! | 107 | Tier 3 | PRE | SHINGLETOWN | Shasta | North Valley | Northern | 5785608 | E.5015533.02 | 117380976 | 35109737 | CWSP - VOLTA 1102 - LR 1648 - PH 2.2 | [5 empty] | 2018-57278 | 10560 | 2 | 2088333 | 2018-54261 | 0 | 0 | 10965 | 10965 | 2.0767 | 3987272.7273 | 2019-70184 | 2019-69551 | 0 | 0 | 10965 | 10965 | 2.0767 | 2665345 | 3609529 | 243.0775 |  | 2020-14351
35023687 |  |  | COMP | 2019085 | 1.33 | 0 |  |  |  | 1.33 | 3903625.43 | DOCC redl | 83040401 | BEN LOMOND 0401 | BEN LOMOND 04015206 | 78 | 7.1584 | 2365 | 0.22141 | 0.0028387 | 0.027562 | 401 | Tier 3 | PRE | BEN LOMOND | Santa Cruz | Central Coast | Central Coast | 5530159 | P.11844 | 114063986 | 35023687 | R2RPL OH WIRE ON B LOMND 0401 17-0095503 | 7044 | 0 | 0 | 0 | 2019-21611 | 2017-123082 |  | 0 |  |  | 0 | 0 | 7044 | 7044 | 1.3341 | 2561454.5455 | 2019-25896 | 2019-56384 | 0 | 0 | 11686 | 11686 | 2.2133 | 3144000 | 4004000 | 269.0399 | 2019-82347
31326119 |  |  | COMP | 2019004 | 0.57 | 0 | 2019 |  |  | 0.57 | 997479.35 | CLSD cont crdy redl | 152491101 | WEIMAR 1101 | WEIMAR 1101CB | 116 | 9.2569 | 2422 | 0.27716 | 0.0023893 | #DIV/0! | 1889 | Tier 2 | WDDB | COLFAX | Placer | Sierra | Northern | 5530173 | P.11895 | 112874571 | 31326119 | WEIMAR 1101 - NATURE'S WAY RECONDUCTOR | [5 empty] | 2017-94432 | 2813 | 0.53277 | 309430 | N/A | 0 | 0 | 2990 | 2990 | 0.56629 | 1087272.7273 | 2018-54715 | 2019-52086 | 0 | 0 | 2990 | 2990 | 0.56629 | 954304 | 1325896 | 319.1652 | 2020-12820
35103325 |  |  | COMP | 2020444 | 1.31 | 0 |  |  |  | 1.31 | 5010677.2 | FICL srdy crdy mtrl idcr idoc | 13801102 | MORAGA 1102 | MORAGA 1102CB | 130 | 5.3064 | 2480 | 0.25639 | 0.0019722 | #DIV/0! | 1024 | Tier 3 | PRE | ORINDA | Contra Costa | Diablo | Bay Area | 5785380 | E.5014544.04 | 117252070 | 35103325 | CWSP - MORAGA 1102 & 1104 - OCB | [5 empty] | 2018-57686 | 8289.6 | 1.57 | 1336025 | N/A |  |  |  | 0 | 0 |  | 2019-53887 | 2020-12420 | 0 | 3755 | 2751 | 6506 | 1.2322 | 5892825 | 6736780 | 905.7524
31286571 |  |  | COMP | 2018017 | 0.365 | 0 | 2018 |  |  | 0.365 | 174335.72 | CLSD srdy redl | 152762102 | EL DORADO PH 2102 | EL DORADO PH 210219542 | 111 | 9.5191 | 2512 | 0.19285 | 0.0017374 | #DIV/0! | 41 | Tier 3 | WDDB | POLLOCK PINES | El Dorado | Sierra | Northern | 5530173 | P.11874 | 112196254 | 31286571 | *R4 EL DORADO PH 2102 HIGH SPLICE AREA-TW | [5 empty] | 2016-120198 | 2136 | 0.40455 | 234960 | N/A | [6 empty] | 2018-40896 | 2018-50010 | 0 | 0 | 1928 | 1928 | 0.36515 | 310397 | 352819 | 160.9943
35114431 |  |  | COMP | 2020444 | 1.3 | 0 |  |  |  | 1.3 | 4367146.18 | DOCC erdy crdy mtrl idcr idoc | 13801101 | MORAGA 1101 | MORAGA 1101108540 | 44 | 4.8165 | 2515 | 0.075547 | 0.001717 | #DIV/0! | 319 | Tier 3 | PRE | CONCORD | Contra Costa | Diablo | Bay Area | 5786325 | E.5014544.05 | 117572146 | 35114431 | CWSP - MORAGA 1101 - LR108540 - PH5 | [5 empty] | 2018-57686 | 8289.6 | 1.57 | 1336025 | 2018-53005 |  |  |  | 0 | 0 |  | 2020-02015 | 2020-01685 | 0 | 0 | 7673 | 7673 | 1.4532 | 4623347 | 5279014 | 602.5475
35103323 |  |  | COMP | 2020444 | 1.02 | 0 |  |  |  | 1.02 | 3429276.23 | DOCC redl idcr idoc | 13801101 | MORAGA 1101 | MORAGA 1101108540 | 44 | 4.8165 | 2515 | 0.075547 | 0.001717 | #DIV/0! | 319 | Tier 3 | PRE | ORINDA | Contra Costa | Diablo | Bay Area | 5785418 | E.5014544.02 | 117251172 | 35103323 | CWSP - MORAGA 1101 - LR 108540 - PH 2 | [5 empty] | 2018-57686 | 8289.6 | 1.57 | 1336025 | N/A |  |  |  | 0 | 0 |  | 2019-66901 | 2020-04166 | 0 | 0 | 6489 | 6489 | 1.229 | 3798647 | 4408478 | 585.3979
35103065 |  |  | COMP | 2020444 | 2.3 | 0 |  |  |  | 2.3 | 4682134.71 | FICL srdy crdy redl mtrl idcr idoc | 13801101 | MORAGA 1101 | MORAGA 1101108540 | 44 | 4.8165 | 2515 | 0.075547 | 0.001717 | #DIV/0! | 319 | Tier 3 | PRE | ORINDA | Contra Costa | Diablo | Bay Area | 5786325 | E.5014544.01 | 114592041 | 35103065 | CWSP - MORAGA 1101 - LR 108540 PH 1 | [5 empty] | 2018-57686 | 8289.6 | 1.57 | 1336025 | 2018-53005 | 0 | 0 | 12151 | 12151 | 2.3013 | 4418545.4545 | 2019-70509 | 2019-82261 | 0 | 0 | 12588 | 12588 | 2.3841 | 4729461 | 5151555 | 375.7119 | 2020-18031
31429487 |  |  | CANCL |  | 1.54 | 1.54 |  |  |  |  | 94964.3 | PEND srdy | 182941101 | OTTER 1101 | OTTER 11017611 | 42 | 4.3919 | 2523 | 0.070701 | 0.0016834 | #DIV/0! | 1092 | Tier 2 | CANCL | CARMEL | Monterey | Central Coast | Central Coast | 5782594 |  | 113743255 | 31429487 | RPL OH WIRE ON OTTER-1101 S030CC121 | [7 empty] | 0 | [5 empty] | 0 | 0
31290147 |  |  | COMP | 2019039 | 0.6 | 0 |  |  |  | 0.6 | 791229.79 | DOCC srdy crdy | 42291101 | OLEMA 1101 | OLEMA 110150396 | 162 | 12.9415 | 2644 | 0.15566 | 0.00096084 | #DIV/0! | 357 | Tier 3 | WDDB | INVERNESS | Marin | North Bay | Bay Area | 5530168 |  | 112416601 | 31290147 | R7 OLEMA 1101 REPLACE COND VISION RD | [7 empty] | 0 |  |  | 0 | 0 | 3174 | 3174 | 0.60114 | 1154181.8182 |  | 2019-21193 | 0 | 0 | 3174 | 3174 | 0.60114 | 1017000 | 1564000 | 320.4159
74021903 |  |  | COMP | 2019083 | 4.77 | 0 |  |  |  | 4.77 | 12351740.87 | DOCC srdy crdy | 152481105 | BRUNSWICK 1105 | BRUNSWICK 11051030 | 217 | 15.8866 | 2654 | 0.19746 | 0.00090994 | 0.039723 | 351 | Tier 3 | PRE | NEVADA CITY | Nevada | Sierra | Northern | 5782835 | E.5015036.01 | 114736235 | 74021903 | CWSP-BRUNSWICK 1105-LR1030-PH1.1 | 25191 | 0 | 0 | 0 |  |  |  | 0 |  |  | 0 | 0 | 25191 | 25191 | 4.771 | 9160363.6364
35145005 |  |  | CANCL |  |  | 0 |  |  |  |  | 20930.02 | DOCC | 43201101 | STAFFORD 1101 | STAFFORD 1101CB | 180 | 1.3602 | 2669 | 0.14746 | 0.0008192 | #DIV/0! | 2382 | Tier 3 | PSPS | NOVATO | MARIN | North Bay | Bay Area | 5788785 | E.5025643.01 | 118263871 | 35145005 | PSPS - Stafford 1101 CB PH 1 | 0 | 0 | 0 | 0 |  | 2019-79040 | 2798.4 | 0.53 | 5000000 |  |  |  |  | 0 | 0
74021963 |  |  | COMP | 2020444 | 2.79 | 0 |  |  |  | 2.79 | 7990372.76 | DOCC srdy crdy idoc | 12101102 | OAKLAND K 1102 | OAKLAND K 1102CB | 40 | 2.9927 | 2675 | 0.030752 | 0.0007688 | #DIV/0! | 265 | Tier 3 | PRE | OAKLAND | Alameda | East Bay | Bay Area | 5782579 | E.5014543.01 | 114592093 | 74021963 | CWSP: OAKLAND K 1102 OCB ZONE | [5 empty] | 2018-45845 | 14256 | 2.7 | 4125000 | N/A | 0 | 0 | 14748 | 14748 | 2.7932 | 5362909.0909 | 2020-06158
35043303 |  |  | COMP | 2019070 | 1.54 | 0 |  |  |  | 1.54 | 1499183.34 | DOCC srdy | 192381102 | EEL RIVER 1102 | EEL RIVER 1102530 | 255 | 0.073028 | 2683 | 0.17964 | 0.00070447 | #DIV/0! | 2931 | Tier 3 | WDDB | FERNDALE | Humboldt | Humboldt | Northern | 5788789 | # | 113664014 | 35043303 | 2019 OH COND RPLC: EEL RIVER 1102 FU1909 | [5 empty] | 2017-99527 | 15000 | 2.8409 | 1500000 | 2019-21688 | 0 | 0 | 8140 | 8140 | 1.5417 | 2960000 | 2019-27890 | 2020-12754 | 0 | 0 | 8003 | 8003 | 1.5157 | 1511982 | 1511982 | 188.9269
35144940 |  |  | CANCL |  |  | 0 |  |  |  |  | -356.39 | CLSD canc | 83432101 | HICKS 2101 | HICKS 2101XR250 | 80 | 0 | 2716 | 0.04581 | 0.00057262 | #DIV/0! | 621 | Tier 3 | PSPS | SAN JOSE | SANTA CLARA | SAN JOSE | Central Coast | 5788790 | E.5025645 |  | 35144940 | PSPS - Hicks 2101 – CB | 0 | 0 | 0 | 0 |  | 2019-79029 |  | 0 | [5 empty] | 0 | 0
74024661 |  |  | CANCL |  |  | 0 |  |  |  |  | 0 | UNSE | 152481105 | BRUNSWICK 1105 | BRUNSWICK 110532536 | 144 | 10.8972 | 2734 | 0.072262 | 0.00050182 | #DIV/0! | 9 | Tier 3 | PRE | NEVADA CITY | Nevada | Sierra | Northern | 5530173 | # | 114778704 | 74024661 | CWSP-BRUNSWICK 1105 LR32536 PH1 SUBORDER | 0 | 0 | 0 | 0 |  |  |  | 0 | [5 empty] | 0 | 0
74021960 |  |  | COMP | 2019082 | 5.88 | 0 |  |  |  | 5.88 | 15309306.04 | DOCC srdy crdy | 152481105 | BRUNSWICK 1105 | BRUNSWICK 110532536 | 144 | 10.8972 | 2734 | 0.072262 | 0.00050182 | 0.026124 | 9 | Tier 3 | PRE | NEVADA CITY | Nevada | Sierra | Northern | 5782834 | E.5015470.01 | 114778704 | 74021960 | CWSP-BRUNSWICK 1105 LR-32536 ZONE # PH 1 | 31023 | 0 | 0 | 0 |  | 2018-62974 |  | 0 |  |  | 0 | 0 | 31023 | 31023 | 5.8756 | 11281090.9091 | 2019-35655
74022721 |  |  | COMP |  | 1.79 | 0 |  |  |  | 1.79 | 53705.03 | DOCC erdy idoc | 102831106 | PARADISE 1106 | PARADISE 1106CB | 53 | 4.6433 | 2813 | 0.013022 | 0.0002457 | #DIV/0! | 360 | Tier 3 | BUTTE | PARADISE | Butte | North Valley | Northern | 5783283 | E.5015608.01 | 115339958 | 74022721 | CWSP - CAMP FIRE PADSE 1106 BILLIE RD | [7 empty] | 0 | [5 empty] | 0 | 0
31205937 |  |  | COMP | 2018021 | 0.95 | 0 |  |  |  | 0.95 | 1275048.82 | CLSD srdy redl | 042031125 | ALTO 1125 | ALTO 11251226 | 96 | 7.6323 | 2832 | 0.02008 | 0.00020916 | 0.0016746 | 892 | Tier 3 | WDDB | MILL VALLEY | Marin | North Bay | Bay Area | 5530168 | P.11155 | 110886301 | 31205937 | 109 HELENS LN,CITY/CNTY,ALTO | 5000 | 0 | 0 | 0 |  | 2015-116449 | 4500 | 0.85227 | 610000 | N/A |  |  |  | 0 | 0 |  | 2017-98170 | 2018-01603 | 0 | 0 | 4464 | 4464 | 0.84545 | 1492350 | 1925072 | 334.3078 | 2018-58343
31290145 |  |  | COMP | 2019028 | 0.15 | 0 |  |  |  | 0.15 | 402000.99 | FICL srdy crdy redl | 42011107 | San Rafael 1107 | SAN RAFAEL 11071166 | 213 | 12.5288 | 2837 | 0.043227 | 0.00020294 | #DIV/0! | 818 | Tier 3 | PRE | KENTFIELD | Marin | North Bay | Bay Area | 5530168 |  | 112416551 | 31290145 | R7 SAN RAFAEL 1107 COND REPLACEMENT | [5 empty] | 2016-130155 | 370 | 0.070076 | 81400 |  | 0 | 0 | 801 | 801 | 0.1517 | 291272.7273 | [10 empty] | 2020-12842 | 2019-18696
35018787 |  |  | COMP | 2019055 | 0.54 | 0 |  |  |  | 0.54 | 782303.04 | DOCC srdy crdy redl idoc | 152241101 | HALSEY 1101 | HALSEY 110176178 | 248 | 20.2146 | 2852 | 0.039517 | 0.00015934 | #DIV/0! | 1629 | Tier 3 | WDDB | MEADOW VISTA | Placer | Sierra | Northern | 5530173 |  | 113265459 | 35018787 | HALSEY 1101 - S039NO112 HIGH SPLICE 08J | [5 empty] | 2017-98626 | 1621 | 0.30701 | 178310 | N/A | 0 | 0 | 2854 | 2854 | 0.54053 | 1037818.1818 | 2018-88121 | 2019-45730 | 0 | 0 | 2851 | 2851 | 0.53996 | 604575 | 873318 | 212.0572 | 2020-12823
31215474 |  |  | COMP | 2019032 | 0.52 | 0 |  |  |  | 0.52 | 541456.85 | CLSD cont redl | 83692104 | ROB ROY 2104 | ROB ROY 210410954 | 90 | 7.1015 | 2864 | 0.011036 | 0.00012262 | #DIV/0! | 1532 | Tier 2 | WDDB | APTOS | Santa Cruz | Central Coast | Central Coast | 5530159 | P.11413 | 111305970 | 31215474 | RECONDUCTOR ROB ROY 2104-MCDONALD RD | [5 empty] | 2016-16799 | 2750 | 0.52083 | 302500 |  | 0 | 0 | 2769 | 2769 | 0.52443 | 1006909.0909 |  | 2019-08708 | 0 | 0 | 2750 | 2750 | 0.52083 | 543773 | 625339 | 197.7356
31169728 |  |  | COMP | 2018008 | 1.125 | 0.345 |  |  |  | 0.78 | 699181.34 | CLSD srdy crdy redl idcr idoc | 12041112 | Oakland K 1102 | OAKLAND K 1102CR014 | 137 | 10.5048 | 2897 | 0.0085442 | 6.2366e-05 | #DIV/0! | 900 | Tier 3 | WDDB | OAKLAND | Alameda | East Bay | Bay Area | 5530162 | P.11397 | 110515764 | 31169728 | 2017 GRIZZLY PEAK REPL #6 CU-UWF | [5 empty] | 2016-114419 | 7779 | 1.4733 | 1216850 | N/A |  |  |  | 0 | 0 |  | 2018-65095 | 2018-38881 | 0 | 0 | 5938 | 5938 | 1.1246 | 1001784 | 1308187 | 168.7073
35081748 |  |  | COMP | 2020444 | 0.27 | 0 |  |  |  | 0.27 | 608138.6 | CLSD redl | 83692105 | ROB ROY 2105 | ROB ROY 210538430 | 90 | 3.7657 | 2918 | 0.0033991 | 3.7768e-05 | #DIV/0! | 1439 | Tier 3 | WDDB | APTOS | Santa Cruz | Central Coast | Central Coast | 5530159 | P.12007 | 113255642 | 35081748 | OH RECONDUCTOR - ROB ROY 2105 -S028CC119 | [5 empty] | 2019-16566 | 1617 | 0.30625 | 713114 | N/A | 0 | 0 | 1425 | 1425 | 0.26989 | 518181.8182 | 2018-74971 | 2019-16566 | 0 | 0 | 1617 | 1617 | 0.30625 | 713114 | 793408 | 441.0105
35144942 |  |  | CANCL |  |  | 0 |  |  |  |  | -54.95 | CLSD canc | 83252102 | PAUL SWEET 2102 | PAUL SWEET 210212850 | 52 | 0.6608 | 3306 | 0.00022741 | 4.3733e-06 | #DIV/0! | 2907 | Tier 3 | PSPS | SANTA CRUZ | SANTA CRUZ | Central Coast | Central Coast | 5530170 | E.5025647 | 0 | 35144942 | PSPS - Paul Sweet 2102 – LR 12850 | 0 | 0 | 0 | 0 |  | 2019-79312 |  | 0 | [5 empty] | 0 | 0
35043586 |  |  | CANCL |  |  | 0 |  |  |  |  | 0 | CLSD canc idoc | 22811102 | PACIFICA 1102 | PACIFICA 11026783 | 50 | 0 | 3583 | 5.6147e-05 | 1.1229e-06 | #DIV/0! | 781 | Tier 3 | CANCL | PACIFICA | San Mateo | Peninsula | Central Coast | 5530170 |  | 114612631 | 35043586 | PACIFICA 1102 WD: INS TREE WIRE | [7 empty] | 0 | [5 empty] | 0 | 0
35118702 |  |  | BUTTE | [7 empty] | 293331.38 | UNSE | 042301101 | 0 | 0 |  | 0 |  | 0 |  |  | 0 | Tier 3 | BUTTE | PARADISE | Butte | North Valley | Northern | 5786123 |  | 117669020 | 35118702 | BUCOCAMP - GREGS WAY, PARADISE | [7 empty] | 0 | [5 empty] | 0 | 0
35118700 |  |  | BUTTE | [7 empty] | 0 | UNSE | 162821702 | 0 | 0 |  | 0 |  | 0 |  |  | 0 | Tier 3 | BUTTE | PARADISE | Butte | North Valley | Northern | 5786123 |  | 117668855 | 35118700 | BUCOCAMP - STARLIGHT CT, PARADISE | [7 empty] | 0 | [5 empty] | 0 | 0
35118675 |  |  | BUTTE | [7 empty] | 0 | UNSE | 162821702 | 0 | 0 |  | 0 |  | 0 |  |  | 0 | Tier 3 | BUTTE | MAGALIA | Butte | North Valley | Northern | 5786123 |  | 117673779 | 35118675 | BUCOCAMP - SHAW CIR, MAGALIA | [7 empty] | 0 | [5 empty] | 0 | 0
35118674 |  |  | BUTTE | [7 empty] | 0 | UNSE | 162821702 | 0 | 0 |  | 0 |  | 0 |  |  | 0 | Tier 3 | BUTTE | MAGALIA | Butte | North Valley | Northern | 5786123 |  | 117673731 | 35118674 | BUCOCAMP - PUEBLO, MAGALIA | [7 empty] | 0 | [5 empty] | 0 | 0
35118673 |  |  | BUTTE | [7 empty] | 0 | UNSE | 043201101 | 0 | 0 |  | 0 |  | 0 |  |  | 0 | Tier 3 | BUTTE | MAGALIA | Butte | North Valley | Northern | 5786123 |  | 117673635 | 35118673 | BUCOCAMP - WICHITA DR, MAGALIA | [7 empty] | 0 | [5 empty] | 0 | 0
35118671 |  |  | BUTTE | [7 empty] | 0 | UNSE | 102541102 | 0 | 0 |  | 0 |  | 0 |  |  | 0 | Tier 3 | BUTTE | MAGALIA | Butte | North Valley | Northern | 5786123 |  | 117673517 | 35118671 | BUCOCAMP - DRAKE CT, MAGALIA | [7 empty] | 0 | [5 empty] | 0 | 0
35118663 |  |  | BUTTE | [7 empty] | 482824.97 | UNSC srdy | 014662112 | 0 | 0 |  | 0 |  | 0 |  |  | 0 | Tier 3 | BUTTE | PARADISE | Butte | North Valley | Northern | 5786123 |  | 117670940 | 35118663 | BUCOCAMP - HEAVENS GATE, PARADISE | [7 empty] | 0 | [5 empty] | 0 | 0 |  |  | 2020-42696 | 0 | 0 | 3068 | 3068 | 0.58106 | 915291 | 1284547 | 298.3347
35118519 |  |  | BUTTE | [7 empty] | 70.09 | UNSE | 102541102 | 0 | 0 |  | 0 |  | 0 |  |  | 0 | Tier 3 | BUTTE | PARADISE | Butte | North Valley | Northern | 5786123 |  | 117668843 | 35118519 | BUCOCAMP - FOLAND RD, PARADISE | [7 empty] | 0 | [5 empty] | 0 | 0
35118518 |  |  | BUTTE | [7 empty] | 1000.51 | UNSE | 162821702 | 0 | 0 |  | 0 |  | 0 |  |  | 0 | Tier 3 | BUTTE | PARADISE | Butte | North Valley | Northern | 5786123 |  | 117668717 | 35118518 | BUCOCAMP - NIELSEN DR, PARADISE | [7 empty] | 0 | [5 empty] | 0 | 0
35118517 |  |  | BUTTE | [7 empty] | 1145968.7 | UNSE | 102541102 | 0 | 0 |  | 0 |  | 0 |  |  | 0 | Tier 3 | BUTTE | PARADISE | Butte | North Valley | Northern | 5786123 |  | 117668710 | 35118517 | BUCOCAMP - FLICKER LN, PARADISE | [7 empty] | 0 | [5 empty] | 0 | 0 |  |  | 2020-33914 | 0 | 0 | 28703 | 28703 | 5.4362 | 7388300 | 9647729 | 257.4051
35118516 |  |  | BUTTE | [7 empty] | 0 | UNSE | 162821702 | 0 | 0 |  | 0 |  | 0 |  |  | 0 | Tier 3 | BUTTE | PARADISE | Butte | North Valley | Northern | 5786123 |  | 117668385 | 35118516 | BUCOCAMP - PECK LN, PARADISE | [7 empty] | 0 | [5 empty] | 0 | 0
35118515 |  |  | BUTTE | [7 empty] | 0 | UNSE | 182052102 | 0 | 0 |  | 0 |  | 0 |  |  | 0 | Tier 3 | BUTTE | PARADISE | Butte | North Valley | Northern | 5786123 |  | 117667802 | 35118515 | BUCOCAMP - YOUNG AVE, PARADISE | [7 empty] | 0 | [5 empty] | 0 | 0
35118513 |  |  | BUTTE | [7 empty] | 0 | UNSE | 102541102 | 0 | 0 |  | 0 |  | 0 |  |  | 0 | Tier 3 | BUTTE | PARADISE | Butte | North Valley | Northern | 5786123 |  | 117667199 | 35118513 | BUCOCAMP - DEL MAR AVE, PARADISE | [7 empty] | 0 | [5 empty] | 0 | 0
35118511 |  |  | BUTTE | [7 empty] | 0 | UNSE | 102541102 | 0 | 0 |  | 0 |  | 0 |  |  | 0 | Tier 3 | BUTTE | PARADISE | Butte | North Valley | Northern | 5786123 |  | 117666940 | 35118511 | BUCOCAMP - DEL MAR AVE, PARADISE | [7 empty] | 0 | [5 empty] | 0 | 0
35118502 |  |  | BUTTE | [7 empty] | 80618.09 | ESTS erdy | 102541102 | 0 | 0 |  | 0 |  | 0 |  |  | 0 | Tier 3 | BUTTE | PARADISE | Butte | North Valley | Northern | 5786123 |  | 117665302 | 35118502 | BUCOCAMP - DELIA WAY, PARADISE | [7 empty] | 0 | [5 empty] | 0 | 0
35118438 |  |  | BUTTE | [7 empty] | 2901.46 | UNSE | 042871101 | 0 | 0 |  | 0 |  | 0 |  |  | 0 | Tier 3 | BUTTE | PARADISE | Butte | North Valley | Northern | 5786123 |  | 117665053 | 35118438 | BUCOCAMP - FOSTER RD, PARADISE | [7 empty] | 0 | [5 empty] | 0 | 0
35112220 |  |  | BUTTE | [7 empty] | 522293.81 | CONS srdy crdy | 162821702 | 0 | 0 |  | 0 |  | 0 |  |  | 0 | Tier 3 | BUTTE | PARADISE | Butte | North Valley | Northern | 5786123 |  | 117463683 | 35112220 | BUCOCAMP - VALLEY RIDGE, PARADISE | [7 empty] | 0 | [5 empty] | 0 | 0 |  |  | 2020-30126 | 0 | 0 | 193 | 193 | 0.036553 | 230519 | 346625 | 1194.399
35112128 |  |  | BUTTE | [7 empty] | 1163515 | DOCC srdy | 162821702 | 0 | 0 |  | 0 |  | 0 |  |  | 0 | Tier 3 | BUTTE | PARADISE | Butte | North Valley | Northern | 5786123 |  | 117462629 | 35112128 | BUCOCAMP - W WAGSTAFF, PARADISE | [7 empty] | 0 | [5 empty] | 0 | 0 |  | 2019-61097
35112126 |  |  | BUTTE | [7 empty] | 0 | UNSE | 162821702 | 0 | 0 |  | 0 |  | 0 |  |  | 0 | Tier 3 | BUTTE | PARADISE | Butte | North Valley | Northern | 5786123 |  | 117462530 | 35112126 | BUCOCAMP - PARAGALIA, PARADISE | [7 empty] | 0 | [5 empty] | 0 | 0
35112091 |  |  | BUTTE | [7 empty] | 345911.4 | FICL erdy srdy | 102541102 | 0 | 0 |  | 0 |  | 0 |  |  | 0 | Tier 3 | BUTTE | PARADISE | Butte | North Valley | Northern | 5786123 |  | 117463140 | 35112091 | BUCOCAMP - FERN, PARADISE | [7 empty] | 0 | [5 empty] | 0 | 0
35112089 |  |  | BUTTE | [7 empty] | 563329.52 | DOCC srdy idoc | 162821702 | 0 | 0 |  | 0 |  | 0 |  |  | 0 | Tier 3 | BUTTE | PARADISE | Butte | North Valley | Northern | 5786123 |  | 117463088 | 35112089 | BUCOCAMP - MEYERS, PARADISE | [7 empty] | 0 | [5 empty] | 0 | 0
35111486 |  |  | BUTTE | [7 empty] | 1544306.8 | FICL srdy | 162821702 | 0 | 0 |  | 0 |  | 0 |  |  | 0 | Tier 3 | BUTTE | PARADISE | Butte | North Valley | Northern | 5786123 |  | 117443527 | 35111486 | BUCOCAMP - RIPLEY LN, PARADISE | [7 empty] | 0 | [5 empty] | 0 | 0
35110379 |  |  | BUTTE | [7 empty] | 683654.33 | DOCC redl idcr idoc | 043201101 | 0 | 0 |  | 0 |  | 0 |  |  | 0 | Tier 3 | BUTTE | PARADISE | Butte | North Valley | Northern | 5786123 |  | 117399822 | 35110379 | BUCOCAMP - WHITAKER & PENTZ, PARADIS | [7 empty] | 0 | [5 empty] | 0 | 0 |  | 2019-56524
35110377 |  |  | BUTTE | [7 empty] | 3138862.1 | MAPP srdy crdy redl idoc | 162821702 | 0 | 0 |  | 0 |  | 0 |  |  | 0 | Tier 3 | BUTTE | PARADISE | Butte | North Valley | Northern | 5786123 |  | 117399397 | 35110377 | BUCOCAMP - SHAY LN & MERRILL, PARADISE | [7 empty] | 0 | [5 empty] | 0 | 0 |  | 2019-55036
35110374 |  |  | BUTTE | [7 empty] | 398.57 | UNSE | 162821702 | 0 | 0 |  | 0 |  | 0 |  |  | 0 | Tier 3 | BUTTE | PARADISE | Butte | North Valley | Northern | 5786123 |  | 117398959 | 35110374 | BUCOCAMP - LUNAR LN & DEAN, PARADISE | [7 empty] | 0 | [5 empty] | 0 | 0
35110372 |  |  | BUTTE | [7 empty] | 915657.64 | DOCC srdy crdy | 102541102 | 0 | 0 |  | 0 |  | 0 |  |  | 0 | Tier 3 | BUTTE | PARADISE | Butte | North Valley | Northern | 5786123 |  | 117398952 | 35110372 | BUCOCAMP - EAGLET WAY & PENTZ , PARADISE | [7 empty] | 0 | [5 empty] | 0 | 0 |  | 2019-58591
35110369 |  |  | BUTTE | [7 empty] | 1307804.88 | MAPP srdy idoc | 083392110 | 0 | 0 |  | 0 |  | 0 |  |  | 0 | Tier 3 | BUTTE | PARADISE | Butte | North Valley | Northern | 5786123 |  | 117393835 | 35110369 | BUCOCAMP - HOLLYBROOK & PENTZ , PARADISE | [7 empty] | 0 | [5 empty] | 0 | 0 |  | 2019-51886
35109832 |  |  | BUTTE | [7 empty] | 1207356.54 | DOCC srdy crdy | 152591101 | 0 | 0 |  | 0 |  | 0 |  |  | 0 | Tier 3 | BUTTE | PARADISE | Butte | North Valley | Northern | 5786123 |  | 117380789 | 35109832 | BUCOCAMP - HONEYSUCKLE LN , PARADISE | [7 empty] | 0 | [5 empty] | 0 | 0
35105653 |  |  | BUTTE | [7 empty] | 387830.27 | UNSE | 162821702 | 0 | 0 |  | 0 |  | 0 |  |  | 0 | Tier 3 | BUTTE | PARADISE | Butte | North Valley | Northern | 5786123 |  | 117307657 | 35105653 | BUCOCAMP - SALIDA WAY, PARADISE | [7 empty] | 0 | [5 empty] | 0 | 0 |  |  | 2020-36863 | 0 | 0 | 8965 | 8965 | 1.6979 | 3243689 | 4632022
35105650 |  |  | BUTTE | [7 empty] | 206398.64 | UNSE | 014671102 | 0 | 0 |  | 0 |  | 0 |  |  | 0 | Tier 3 | BUTTE | PARADISE | Butte | North Valley | Northern | 5786123 |  | 117307360 | 35105650 | BUCOCAMP -FICKETT & CHANEY, PARADISE | [7 empty] | 0 | [5 empty] | 0 | 0 |  |  | 2020-36857 | 0 | 0 | 5145 | 5145 | 0.97443 | 4842531 | 6790957 | 941.2111
35105649 |  |  | BUTTE | [7 empty] | 890197.09 | DOCC srdy crdy redl idoc | 102541102 | 0 | 0 |  | 0 |  | 0 |  |  | 0 | Tier 3 | BUTTE | PARADISE | Butte | North Valley | Northern | 5786123 |  | 117307198 | 35105649 | BUCOCAMP - DRENDEL & STEARNS, PARADIS | [7 empty] | 0 | [5 empty] | 0 | 0
35105647 |  |  | BUTTE | [7 empty] | 1707079.22 | CONS srdy crdy | 162821702 | 0 | 0 |  | 0 |  | 0 |  |  | 0 | Tier 3 | BUTTE | PARADISE | Butte | North Valley | Northern | 5786123 |  | 117306975 | 35105647 | BUCOCAMP - MERRILL RD & PENTZ, PARADISE | [7 empty] | 0 | [5 empty] | 0 | 0 |  | 2019-46761
35103617 |  |  | BUTTE | [7 empty] | 0 | UNSE | 042721104 | 0 | 0 |  | 0 |  | 0 |  |  | 0 | Tier 3 | BUTTE | PARADISE LOC | Butte | North Valley | Northern | 5786123 |  | 117281820 | 35103617 | BUCOCAMP - WOODGLEN & BUTTE VW, PARADISE | [7 empty] | 0 | [5 empty] | 0 | 0
35101877 |  |  | BUTTE | [7 empty] | 2416778.09 | FICL srdy redl | 162821702 | 0 | 0 |  | 0 |  | 0 |  |  | 0 | Tier 3 | BUTTE | PARADISE LOC | Butte | North Valley | Northern | 5786123 |  | 117244755 | 35101877 | BUCOCAMP - THOMASSON & LUCKY JOHN, PARAD | [7 empty] | 0 | [5 empty] | 0 | 0 |  | 2019-47052
35101876 |  |  | BUTTE | [7 empty] | 1045504 | FICL erdy srdy redl | 162821702 | 0 | 0 |  | 0 |  | 0 |  |  | 0 | Tier 3 | BUTTE | PARADISE LOC | Butte | North Valley | Northern | 5786123 |  | 117244453 | 35101876 | BUCOCAMP - MADRONE & GRAHAM, PARADISE | [7 empty] | 0 | [5 empty] | 0 | 0
35101875 |  |  | BUTTE | [7 empty] | 1139321.52 | FICL srdy crdy redl | 102541102 | 0 | 0 |  | 0 |  | 0 |  |  | 0 | Tier 3 | BUTTE | PARADISE LOC | Butte | North Valley | Northern | 5786123 |  | 117243977 | 35101875 | BUCOCAMP - DEER CRK & LUCKY JOHN, PARADI | [7 empty] | 0 | [5 empty] | 0 | 0
35099654 |  |  | BUTTE | [7 empty] | 677378.43 | DOCC | 162821702 | 0 | 0 |  | 0 |  | 0 |  |  | 0 | Tier 3 | BUTTE | PARADISE | Butte | North Valley | Northern | 5786123 |  | 117212284 | 35099654 | BUCOCAMP - SUNSET DR., PARADISE | [7 empty] | 0 | [5 empty] | 0 | 0
35095246 |  |  | BUTTE | [7 empty] | 145500.54 | PEND | 102541102 | 0 | 0 |  | 0 |  | 0 |  |  | 0 | Tier 3 | BUTTE | PARADISE | Butte | North Valley | Northern | 5786123 |  | 117164122 | 35095246 | BUCOCAMP - ERIKA DRIVE, PARADISE | [7 empty] | 0 | [5 empty] | 0 | 0
35118701 |  |  | BUTTE |  |  | 0 |  |  |  |  | -16.08 | CNCL canc | 102541102 |  |  |  | 0 |  | 0 |  |  |  | Tier 3 | BUTTE | PARADISE | Butte | North Valley | Northern | 5786123 | # | 117668858 | 35118701 | BUCOCAMP - CIRCLEWOOD DR, PARADISE | [7 empty] | 0 | [5 empty] | 0 | 0
35118504 |  |  | BUTTE |  |  | 0 |  |  |  |  | 0 | UNSE | 102541102 |  |  |  | 0 |  | 0 |  |  |  | Tier 3 | BUTTE | PARADISE | Butte | North Valley | Northern | 5786123 | # | 117665914 | 35118504 | BUCOCAMP - COPELAND RD, PARADISE | [7 empty] | 0 | [5 empty] | 0 | 0
35118433 |  |  | BUTTE |  |  | 0 |  |  |  |  | 0 | UNSE | 102541102 |  |  |  | 0 |  | 0 |  |  |  | Tier 3 | BUTTE | PARADISE | Butte | North Valley | Northern | 5786123 | # | 117664813 | 35118433 | BUCOCAMP - CRESTVIEW DR, PARADISE | [7 empty] | 0 | [5 empty] | 0 | 0
35112249 |  |  | BUTTE |  |  | 0 |  |  |  |  | 3455916.32 | DOCC erdy | 102541102 |  |  |  | 0 |  | 0 |  |  |  | Tier 3 | BUTTE | PARADISE | Butte | North Valley | Northern | 5786123 | # | 117466069 | 35112249 | BUCOCAMP - CRESTMOOR, PARADISE | [7 empty] | 0 | [5 empty] | 0 | 0
35112092 |  |  | BUTTE |  |  | 0 |  |  |  |  | 486181.08 | FICL srdy redl | 163201101 |  |  |  | 0 |  | 0 |  |  |  | Tier 3 | BUTTE | PARADISE | Butte | North Valley | Northern | 5786123 | # | 117463141 | 35112092 | BUCOCAMP - BLUE DANUBE, PARADISE | [7 empty] | 0 | [5 empty] | 0 | 0
35110556 |  |  | BUTTE |  |  | 0 |  |  |  |  | 37900.71 | ESTS erdy | 163201101 |  |  |  | 0 |  | 0 |  |  |  | Tier 3 | BUTTE | PARADISE | Butte | North Valley | Northern | 5530159 | # | 117402466 | 35110556 | BUCOCAMP - BIKE PATH PH1, PARADISE | [7 empty] | 0 | [5 empty] | 0 | 0
35105656 |  |  | BUTTE |  |  | 0 |  |  |  |  | 15361.25 | UNSE | 163201101 |  |  |  | 0 |  | 0 |  |  |  | Tier 3 | BUTTE | PARADISE | Butte | North Valley | Northern | 5786123 | # | 117308283 | 35105656 | BUCOCAMP - CASTLE DR, PARADISE | [7 empty] | 0 | [5 empty] | 0 | 0
35105646 |  |  | BUTTE |  |  | 0 |  |  |  |  | 660112.6 | CONS srdy crdy | 102541102 |  |  |  | 0 |  | 0 |  |  |  | Tier 3 | BUTTE | PARADISE | Butte | North Valley | Northern | 5786123 | # | 117306439 | 35105646 | BUCOCAMP - DEAN RD., PARADISE | [7 empty] | 0 | [5 empty] | 0 | 0 |  |  | 2020-38146 | 0 | 0 | 810 | 810 | 0.15341 | 312085 | 426227 | 385.2901
35104252 |  |  | BUTTE |  |  | 0 |  |  |  |  | 0 | UNSE | 163201101 |  |  |  | 0 |  | 0 |  |  |  | Tier 3 | BUTTE | PARADISE LOC | Butte | North Valley | Northern | 5786123 | # | 117292725 | 35104252 | BUCOCAMP - CENTRAL PK & MAXWELL, PARADIS | [7 empty] | 0 | [5 empty] | 0 | 0
35103942 |  |  | BUTTE |  |  | 0 |  |  |  |  | 0 | UNSE | 102541102 |  |  |  | 0 |  | 0 |  |  |  | Tier 3 | BUTTE | PARADISE LOC | Butte | North Valley | Northern | 5786123 | # | 117288421 | 35103942 | BUCOCAMP - CONNIE CIR & SCHMALE, PARADIS | [7 empty] | 0 | [5 empty] | 0 | 0
35103619 |  |  | BUTTE |  |  | 0 |  |  |  |  | 0 | UNSE | 152491101 |  |  |  | 0 |  | 0 |  |  |  | Tier 3 | BUTTE | PARADISE LOC | Butte | North Valley | Northern | 5786123 | # | 117287031 | 35103619 | BUCOCAMP - CIRCLEWOOD & FILBERT, PARADIS | [7 empty] | 0 | [5 empty] | 0 | 0
[11 empty] | #N/A | #N/A | [16 empty] | 5792060 |  |  |  | 0 | [7 empty] | 0 |  | 2019-39360 |  |  |  |  | 0
[11 empty] | #N/A | #N/A | [16 empty] | 5786123 | [11 empty] | 0 | [5 empty] | 0 | 0
[11 empty] | #N/A | #N/A | [16 empty] | 5783322 | [11 empty] | 0 | [5 empty] | 0 | 0
[11 empty] | #N/A | #N/A | [28 empty] | 0 | [5 empty] | 0 | 0
[11 empty] | #N/A | #N/A | [28 empty] | 0 | [5 empty] | 0 | 0
[11 empty] | #N/A | #N/A | [28 empty] | 0 | [5 empty] | 0 | 0
[11 empty] | #N/A | #N/A | [28 empty] | 0 | [5 empty] | 0 | 0
[11 empty] | #N/A | #N/A | [16 empty] | 5783289 | [11 empty] | 0 | [5 empty] | 0 | 0
[11 empty] | #N/A | #N/A | [28 empty] | 0 | [5 empty] | 0 | 0
[11 empty] | #N/A | #N/A | [16 empty] | 5782841 | [11 empty] | 0 | [5 empty] | 0 | 0
[11 empty] | #N/A | #N/A | [28 empty] | 0 | [5 empty] | 0 | 0
[11 empty] | #N/A | #N/A | [28 empty] | 0 | [5 empty] | 0 | 0
[11 empty] | #N/A | #N/A | [28 empty] | 0 | [5 empty] | 0 | 0
[11 empty] | #N/A | #N/A | [28 empty] | 0 | [5 empty] | 0 | 0
[11 empty] | #N/A | #N/A | [28 empty] | 0 | [5 empty] | 0 | 0
Note on A246: [REDACTED] :PM# initially created for ECOP. However, found out ECOP project overlaps with CWSP PM# 35046371.Keeping this as ECOP to drive for 2021 construction.
Note on AG246: [REDACTED]: PM# initially created for ECOP. However, found out ECOP project overlaps with CWSP PM# 35046371.Keeping this as ECOP to drive for 2021 construction.
Note on A247: [REDACTED] :PM# initially created for ECOP. However, found out ECOP project overlaps with CWSP PM# 35046371.Keeping this as ECOP to drive for 2021 construction.
Note on AG247: [REDACTED]: PM# initially created for ECOP. However, found out ECOP project overlaps with CWSP PM# 35046371.Keeping this as ECOP to drive for 2021 construction.
Note on A669: [REDACTED]: E.5001621
Note on AG669: [REDACTED]: E.5001621
Note on AY770: [REDACTED]: CMCS NOT READABLE BY ALL, APPR [REDACTED]
Note on AY781: [REDACTED] :Not readable by all, asked to add me to the CC list.
Note on AY783: [REDACTED]: EDRS FOR CMCS APPROVAL NOT READABLE BY ALL, [REDACTED] BY [REDACTED]
Note on A806: [REDACTED]: E.5001620
Note on AG806: [REDACTED]: E.5001620

## Archive
845 | Totals | 18 | 6.2212 | 29 | 18.2553 | 102 | 113.8079 | 153 | 222.9157 | 171 | 355.0173 | 175 | 522.1708 | 32 | 139.01 | [14 empty] | 845 | [11 empty] | ` |  |  |  |  | ) | 8175402 | 2988230.6835
Order | COMP/ PLAN/ HOLD/ CANCL | 2017 PLAN | 2017 COMP | 2018 PLAN | 2018 COMP | 2019 PLAN | 2019 COMP | 2020 PLAN (Update) 3/19/20 | 2020 UNITS | 2021 PLAN | 2021 UNITS | 2022 PLAN | 2022 UNITS | 2023 PLAN | 2023 UNITS | AA Link | Scope Link/ Engineering Review | CMCS/Circuit Sketch/Key Sketch Link | BC/PA Link | Circuit(s) | Circuit ID | HFTD TIER | Ckt ID Tier 1 | Tier 1 Miles | Ckt ID Tier 2 | Tier 2 Miles | CKT ID Tier 3 | Tier 3 Miles | Notification | Order | Old order | Short Text 9/25/19 | Initiation Type | Work Type Number 9/25/19 | Order Type E460 / E470 9/25/19 | Planning Order | WBS Element | City (per notif) | County (per Order) | Division | Region | Order Status 04/20/2020 | Circuit Protection Zone (CPZ) | SH Wildfire Risk Assessment - DX SH CPZ | SH Wildfire Risk Assessment - DX SH CKT | 2020 1-N CKT RANK | At Risk Conductor Removed Feet (Old Data in the Red Font was "Planned Units Initial" in Feet). | Overhead Conductor Installed in Feet (Old Data in the Red Font was "Planned Units Install) | Underground Conductor Installed (Feet). Old Data in Red Font was miles of Planned Units Install (formula converted feet to miles). | Unit Cost ($/foot) | Cust Count | Expected Case Unit Cost ($/ft) | EXPECTED CASE | FINAL UNIT COST ($/ft) | FINAL COST | Job Owner (LAN ID) | Job Owner (Name) | Notes | Reauth | Comments | Wildfire Tier 1 (circuit miles) | Wildfire Tier 2 (circuit miles) | Wildfire Tier 3 (circuit miles) | Wildfire Tier (project) | Driver (WD, Wild Fire, splice, ECOP, PSPS) | WD Score | Total RIBA Score | RIBA Safety Total | RIBA Safety Impact | RIBA Safety Freq | RIBA Env Total | RIBA Env Impact | RIBA Env Freq | RIBA Rel Total | RIBA Rel Impact | RIBA Rel Freq | RIBA data quality
35052735 | PLAN | [8 empty] | PLAN | 2.02 |  |  |  |  | 2018-61433 | 2019-35884 | 2020-07085 |  | MIWUK 1701 | 153082106 | Tier 3 | 0 | 0 | 153082106 | 2.0706 | 163661701 | 182.2008 | 114706118 | 35052735 | 35043950 | CWSP - MIWUK 1701 - LR 10600 PH 1.1 | PRE | 198W | E470 | 5783905 | E.5014723.01 | MI WUK VILLAGE | Tuolumne | Yosemite | Central Valley | ESTS erdy | MIWUK 170110600 | 1 | 1 | 63 | 10296 | 10641 | 0 | 227 | [7 empty] | Level 2 construction | 2018-61433 | 1/23/19 - requeste completed. 1/22/19 - requested WBS & PO. 8/31/18 - approved AA review. | #N/A | 2.0706 | 75.1127 | 3 | Wildfire Resilient |  | 3103 | 2340 | 7 | 5 | 740 | 6 | 5 | 23 | 3 | 5 | 3
35115046 | PLAN | [8 empty] | PLAN | 2.45 |  |  |  |  | 2018-61433 | 2019-35884 | 2020-20280 |  | MIWUK 1701 | 153082106 | Tier 3 | 0 | 0 | 153082106 | 2.0706 | 163661701 | 182.2008 | 117496177 | 35115046 |  | CWSP - MIWUK 1701 - LR 10600 PH 1.2 | PRE | 198W | E470 | 5785935 | E.5014723.02 | TWAIN HARTE | Tuolumne | Yosemite | Central Valley | ESTS | MIWUK 170110600 | 1 | 1 | 63 | 12936 | 12936 | 0 | 227 | [10 empty] | #N/A | 2.0706 | 75.1127 |  | Wildfire Resilient
35115047 | PLAN | [8 empty] | PLAN | 2.25 |  |  |  |  | 2018-61433 | 2019-35884 | 2019-57241 |  | MIWUK 1701 | 153082106 | Tier 3 | 0 | 0 | 153082106 | 2.0706 | 163661701 | 182.2008 | 117496281 | 35115047 |  | CWSP - MIWUK 1701 - LR 10600 PH 1.3 | PRE | 198W | E470 | 5785936 | E.5014723.03 | TWAIN HARTE | Tuolumne | Yosemite | Central Valley | ESTS | MIWUK 170110600 | 1 | 1 | 63 | 11880 | 11880 | 0 | 227 | [10 empty] | #N/A | 2.0706 | 75.1127 |  | Wildfire Resilient
35115048 | PLAN | [8 empty] | PLAN | 2.15 |  |  |  |  | 2018-61433 | 2019-35884 | 2019-65924 |  | MIWUK 1701 | 152762101 | Tier 3 | 0 | 0 | 152762101 | 2.0706 | 163661701 | 130.3645 | 117497751 | 35115048 |  | CWSP - MIWUK 1701 - LR 10600 PH 1.4 | PRE | 198W | E470 | 5785937 | E.5014723.04 | TWAIN HARTE | Tuolumne | Yosemite | Central Valley | ESTS | MIWUK 170110600 | 1 | 1 | 63 | 11352 | 11352 | 0 | 227 | [10 empty] | #N/A | 2.0706 | 75.1127 |  | Wildfire Resilient
35115049 | PLAN | [8 empty] | PLAN | 2.25 |  |  |  |  | 2018-61433 | 2019-35884 |  |  | MIWUK 1701 | 152762101 | Tier 3 | 0 | 0 | 152762101 | 2.0706 | 163661701 | 130.3645 | 117497752 | 35115049 |  | CWSP - MIWUK 1701 - LR 10600 PH 1.5 | PRE | 198W | E470 | 5785958 | E.5014723.05 | TWAIN HARTE | Tuolumne | Yosemite | Central Valley | ESTS | MIWUK 170110600 | 1 | 1 | 63 | 11880 | 11880 | 0 | 227 | [10 empty] | #N/A | 2.0706 | 75.1127 |  | Wildfire Resilient
35052821 | PLAN | [6 empty] | PLAN | 2.074 | [6 empty] | 2018-75405 | 2019-35897 | 2019-52652 | 2020-46847 | MIWUK 1701 | 042751113 | Tier 3 | 0 | 0 | 042751113 | 2.0706 | 163661701 | 29.9229 | 114593976 | 35052821 | 35040118 | CWSP-MIWUK 1701–OCB-PH 1.1 | PRE | 198W | E470 | 5784646 | E.5014771.01 | TWAIN HARTE | Tuolumne | Yosemite | Central Valley | PEND erdy | MIWUK 1701CB | 2 | 1 | 63 | 10953 | 10953 | 0 | 227 |  | 303.3849 | 3322975 | 0 |  |  |  | Level 2 construction | 2018-75405 | 3/21/19 - obtained PO & WBS. Added to template. 3/19/19 - requested PO & WBS Element. 10/9/18 - approved AA review. | #N/A | 2.0706 | 75.1127 | 3 | Wildfire Resilient |  | 3087 | 2340 | 7 | 5 | 740 | 6 | 5 | 7 | 2 | 5 | 3
35115050 | PLAN | [6 empty] | PLAN | 1.5663 | [6 empty] | 2018-75405 | 2019-35897 | 2019-53837 | 2020-40482 | MIWUK 1701 | 042991105 | Tier 3 | 0 | 0 | 042991105 | 2.0706 | 163661701 | 8.6055 | 117495948 | 35115050 |  | CWSP-MIWUK 1701–OCB-PH 1.2 | PRE | 198W | E470 | 5785972 | E.5014771.02 | TWAIN HARTE | Tuolumne | Yosemite | Central Valley | PEND erdy | MIWUK 1701CB | 2 | 1 | 63 | 8270 |  |  | #DIV/0! |  | #DIV/0! | [8 empty] | #N/A | 2.0706 | 75.1127 |  | Wildfire Resilient
35115051 | PLAN | [6 empty] | PLAN | 1.0133 | [6 empty] | 2018-75405 | 2019-35897 | 2019-52954 | 2020-41135 | MIWUK 1701 | 163661701 | Tier 3 | 0 | 0 | 0 | 2.0706 | 163661701 | 24.3706 | 117495949 | 35115051 |  | CWSP-MIWUK 1701–OCB-PH 1.3 | PRE | 198W | E470 | 5785973 | E.5014771.03 | TWAIN HARTE | Tuolumne | Yosemite | Central Valley | PEND erdy | MIWUK 1701CB | 2 | 1 | 63 | 5350 | 5484 | 0 | 227 |  | 296.1078 | 1623855 |  |  |  |  | Overhead Hardening only |  |  | #N/A | 2.0706 | 75.1127 |  | Wildfire Resilient
35115052 | PLAN | [6 empty] | PLAN | 1.619 | [6 empty] | 2018-75405 | 2019-35897 | 2019-72477 | 2020-46861 | MIWUK 1701 | 163661701 | Tier 3 | 0 | 0 | 0 | 2.0706 | 163661701 | 12.9934 | 117496040 | 35115052 |  | CWSP-MIWUK 1701–OCB-PH 1.4 | PRE | 198W | E470 | 5785974 | E.5014771.04 | TWAIN HARTE | Tuolumne | Yosemite | Central Valley | ESTS erdy | MIWUK 1701CB | 2 | 1 | 63 | 8551 | 8551 | 0 | 227 |  | 391.2741 | 3345785 | [7 empty] | #N/A | 2.0706 | 75.1127 |  | Wildfire Resilient
35115053 | PLAN | [6 empty] | PLAN | 1.8127 | [6 empty] | 2018-75405 | 2019-35897 | 2019-52654 | 2020-27365 | MIWUK 1701 | 152481106 | Tier 3 | 0 | 0 | 152481106 | 2.0706 | 163661701 | 120.4803 | 117496041 | 35115053 |  | CWSP-MIWUK 1701–OCB-PH 1.5 | PRE | 198W | E470 | 5785975 | E.5014771.05 | TWAIN HARTE | Tuolumne | Yosemite | Central Valley | PEND | MIWUK 1701CB | 2 | 1 | 63 | 9571 |  |  | #DIV/0! |  | #DIV/0! | [8 empty] | #N/A | 2.0706 | 75.1127 |  | Wildfire Resilient
35056746 | PLAN | [6 empty] | PLAN | 2.034 | [6 empty] | 2018-83316 | 2019-35903 | 2019-56876 | 2020-47773 | MIWUK 1701 | 163661701 | Tier 3 | 0 | 0 | 0 | 2.0706 | 163661701 | 36.9119 | 114996821 | 35056746 |  | CWSP-MIWUK 1701-OCB-PH 2.1 | PRE | 198W | E470 | 5782537 | E.5015427.01 | MI WUK VLG | Tuolumne | Yosemite | Central Valley | PEND erdy | MIWUK 1701CB | 2 | 1 | 63 | 10737 | 10737 | 0 | 227 |  | 274.8349 | 2950902 | 0 |  |  |  | Level 2 construction | 2018-83316 | 11/27/18 - approved AA review. 9/18/18 - [REDACTED] provided WBS Element # & PO | #N/A | 2.0706 | 75.1127 | 3 | Wildfire Resilient |  | 3087 | 2340 | 7 | 5 | 740 | 6 | 5 | 7 | 2 | 5 | 3
35115054 | PLAN | [6 empty] | PLAN | 1.3741 | [6 empty] | 2018-83316 | 2019-35903 | 2019-53298 | 2020-44293 | MIWUK 1701 | 153662102 | Tier 3 | 0 | 0 | 153662102 | 2.0706 | 163661701 | 106.8075 | 117490035 | 35115054 |  | CWSP-MIWUK 1701-OCB-PH 2.2 | PRE | 198W | E470 | 5785986 | E.5015427.02 | TWAIN HARTE | Tuolumne | Yosemite | Central Valley | UNSC srdy | MIWUK 1701CB | 2 | 1 | 63 | 7255 | 7529 | 0 | 227 |  | 329.7466 | 2482662 |  |  |  |  | Overhead Hardening only |  |  | #N/A | 2.0706 | 75.1127 |  | Wildfire Resilient
35115055 | PLAN | [6 empty] | PLAN | 2.1 | [6 empty] | 2018-83316 | 2019-35903 | 2019-68750 | 2020-34644 | MIWUK 1701 | 153662102 | Tier 3 | 0 | 0 | 153662102 | 2.0706 | 163661701 | 106.8075 | 117490481 | 35115055 |  | CWSP-MIWUK 1701-OCB-PH 2.3 | PRE | 198W | E470 | 5785987 | E.5015427.03 | TWAIN HARTE | Tuolumne | Yosemite | Central Valley | APPR erdy | MIWUK 1701CB | 2 | 1 | 63 | 11088 |  |  | #DIV/0! |  | #DIV/0! | [8 empty] | #N/A | 2.0706 | 75.1127 |  | Wildfire Resilient
35115056 | PLAN | [6 empty] | PLAN | 1.75 | [6 empty] | 2018-83316 | 2019-35903 | 2019-63604 | 2020-41143 | MIWUK 1701 | 153662102 | Tier 3 | 0 | 0 | 153662102 | 2.0706 | 163661701 | 106.8075 | 117490489 | 35115056 |  | CWSP-MIWUK 1701-OCB-PH 2.4 | PRE | 198W | E470 | 5785988 | E.5015427.04 | TWAIN HARTE | Tuolumne | Yosemite | Central Valley | PEND | MIWUK 1701CB | 2 | 1 | 63 | 9236 | 9236 | 0 | 227 |  | 353.9933 | 3269482 | [7 empty] | #N/A | 2.0706 | 75.1127 |  | Wildfire Resilient
35115057 | PLAN | [6 empty] | PLAN | 2.0597 | [6 empty] | 2018-83316 | 2019-35903 | 2020-32401 |  | MIWUK 1701 | 163692102 | Tier 3 | 0 | 0 | 163692102 | 2.0706 | 163661701 | 42.3197 | 117489824 | 35115057 |  | CWSP-MIWUK 1701-OCB-PH 2.5 | PRE | 198W | E470 | 5785989 | E.5015427.05 | TWAIN HARTE | Tuolumne | Yosemite | Central Valley | ESTS erdy | MIWUK 1701CB | 2 | 1 | 63 | 10875 |  |  | #DIV/0! |  | #DIV/0! | [8 empty] | #N/A | 2.0706 | 75.1127 |  | Wildfire Resilient
35094516 | PLAN | [8 empty] | PLAN | 1.95 |  |  |  |  | 2018-47822 | 2019-73903 | 2020-37077 |  | ORO FINO 1101 | 043432104 | Tier 3 | 0 | 0 | 043432104 | 0 | 103031101 | 78.5591 | 114668686 | 35094516 | 35043245 | CWSP-ORO FINO 1101-OCB-PH 1.1 | PRE | 198W | E470 | 5785242 | E.5014748.01 | MAGALIA | Butte | North Valley | Northern | ESTS | ORO FINO 1101CB | 3 | 2 | 25 | 10300 | 10300 | 0 | 227 |  | 0 |  | 0 |  |  |  | Level 2 construction | 2018-47846 | 5/2/19 - requested order recreation. 5/1/19 - requested WBS & PO. 7/19/18 - approved AA review. | #N/A | #N/A | 46.4677 | 3 | Wildfire Resilient |  | 3103 | 2340 | 7 | 5 | 740 | 6 | 5 | 23 | 3 | 5 | 3
35129602 | PLAN | [8 empty] | PLAN | 1.22 |  |  |  |  | 2018-47846 | 2019-76212 | 2020-02657 |  | ORO FINO 1101 | 083622106 | Tier 3 | 0 | 0 | 083622106 | 0 | 103031101 | 96.1819 | 117873033 | 35129602 |  | CWSP-ORO FINO 1101-OCB-PH 1.2 | PRE | 198W | E470 | 5786745 | E.5014748.02 | MAGALIA | Butte | North Valley | Northern | ESTS erdy | ORO FINO 1101CB | 3 | 2 | 25 | 5722 | 6200 | 246 | 248.6767 |  | 0 |  | 0 | [6 empty] | #N/A | #N/A | 46.4677
35129603 | PLAN | [8 empty] | PLAN | 1.32 |  |  |  |  | 2018-47846 | 2019-76212 | 2020-22793 |  | ORO FINO 1101 | 103031101 | Tier 3 | 0 | 0 | 0 | 0 | 103031101 | 1.6738 | 117873034 | 35129603 |  | CWSP-ORO FINO 1101-OCB-PH 1.3 | PRE | 198W | E470 | 5786746 | E.5014748.03 | MAGALIA | Butte | North Valley | Northern | ESTS | ORO FINO 1101CB | 3 | 2 | 25 | 6970 | 6970 | 0 | 227 |  | 0 |  | 0 | [6 empty] | #N/A | #N/A | 46.4677
35129604 | PLAN | [8 empty] | PLAN | 1.45 |  |  |  |  | 2018-47846 | 2019-76212 | 2020-24846 |  | ORO FINO 1101 | 103031101 | Tier 3 | 0 | 0 | 0 | 0 | 103031101 | 1.6738 | 117873035 | 35129604 |  | CWSP-ORO FINO 1101-OCB-PH 1.4 | PRE | 198W | E470 | 5786747 | E.5014748.04 | MAGALIA | Butte | North Valley | Northern | ESTS erdy | ORO FINO 1101CB | 3 | 2 | 25 | 7682 | 7682 | 0 | 227 |  | 0 |  | 0 | [6 empty] | #N/A | #N/A | 46.4677
35129605 | PLAN | [8 empty] | PLAN | 1.43 |  |  |  |  | 2018-47846 | 2019-76212 | 2020-09940 |  | ORO FINO 1101 | 163201102 | Tier 3 | 0 | 0 | 163201102 | 0 | 103031101 | 162.7302 | 117873036 | 35129605 |  | CWSP-ORO FINO 1101-OCB-PH 1.5 | PRE | 198W | E470 | 5786748 | E.5014748.05 | MAGALIA | Butte | North Valley | Northern | ESTS erdy | ORO FINO 1101CB | 3 | 2 | 25 | 7525 | 7525 | 0 | 227 |  | 0 |  | 0 | [6 empty] | #N/A | #N/A | 46.4677
35129606 | PLAN | [8 empty] | PLAN | 0.99 |  |  |  |  | 2018-47846 | 2019-76212 | 2020-22794 |  | ORO FINO 1101 | 042811111 | Tier 3 | 0 | 0 | 042811111 | 0 | 103031101 | 44.9214 | 117873037 | 35129606 |  | CWSP-ORO FINO 1101-OCB-PH 1.6 | PRE | 198W | E470 | 5786749 | E.5014748.06 | MAGALIA | Butte | North Valley | Northern | ESTS erdy | ORO FINO 1101CB | 3 | 2 | 25 | 5223 | 5223 | 0 | 227 |  | 0 |  | 0 | [6 empty] | #N/A | #N/A | 46.4677
35129607 | PLAN | [8 empty] | PLAN | 1.51 |  |  |  |  | 2018-47846 | 2019-76212 | 2020-11589 |  | ORO FINO 1101 | 013801101 | Tier 3 | 0 | 0 | 013801101 | 0 | 103031101 | 14.6005 | 117873038 | 35129607 |  | CWSP-ORO FINO 1101-OCB-PH 1.7 | PRE | 198W | E470 | 5786750 | E.5014748.07 | MAGALIA | Butte | North Valley | Northern | ESTS erdy | ORO FINO 1101CB | 3 | 2 | 25 | 7972 | 7972 | 0 | 227 |  | 0 |  | 0 | [6 empty] | #N/A | #N/A | 46.4677
35094517 | PLAN | [8 empty] | PLAN | 1.45 |  |  |  |  | 2018-47848 | 2019-76219 | 2020-34187 |  | ORO FINO 1101 | 013801101 | Tier 3 | 0 | 0 | 013801101 | 0 | 103031101 | 14.6005 | 114668689 | 35094517 | 35043246 | CWSP-ORO FINO 1101-OCB-PH 2.1 | PRE | 198W | E470 | 5785241 | E.5014747.01 | MAGALIA | Butte | North Valley | Northern | ESTS erdy | ORO FINO 1101CB | 3 | 2 | 25 | 7634 | 7634 | 0 | 227 |  | 0 |  | 0 |  |  |  | Level 2 construction | 2018-47848 | 5/2/19 - requested order recreation. 5/1/19 - requested WBS & PO. 8/2/18 - approved AA review. | #N/A | #N/A | 46.4677 | 3 | Wildfire Resilient |  | 3103 | 2340 | 7 | 5 | 740 | 6 | 5 | 23 | 3 | 5 | 3
35129608 | PLAN | [8 empty] | PLAN | 1.48 |  |  |  |  | 2018-47848 | 2019-76219 | 2020-22795 |  | ORO FINO 1101 | 013801101 | Tier 3 | 0 | 0 | 013801101 | 0 | 103031101 | 14.6005 | 117873039 | 35129608 |  | CWSP-ORO FINO 1101-OCB-PH 2.2 | PRE | 198W | E470 | 5786751 | E.5014747.02 | MAGALIA | Butte | North Valley | Northern | ESTS erdy | ORO FINO 1101CB | 3 | 2 | 25 | 7812 | 7812 | 0 | 227 |  | 0 |  | 0 | [6 empty] | #N/A | #N/A | 46.4677
35129609 | PLAN | [8 empty] | PLAN | 1.07 |  |  |  |  | 2018-47848 | 2019-76219 | 2020-26542 |  | ORO FINO 1101 | 153661104 | Tier 3 | 0 | 0 | 153661104 | 0 | 103031101 | 55.8303 | 117873070 | 35129609 |  | CWSP-ORO FINO 1101-OCB-PH 2.3 | PRE | 198W | E470 | 5786752 | E.5014747.03 | MAGALIA | Butte | North Valley | Northern | ESTS erdy | ORO FINO 1101CB | 3 | 2 | 25 | 5626 | 5626 | 0 | 227 |  | 0 |  | 0 | [6 empty] | #N/A | #N/A | 46.4677
35129610 | PLAN | [8 empty] | PLAN | 1.57 |  |  |  |  | 2018-47848 | 2019-76219 | 2020-44455 |  | ORO FINO 1101 | 042571102 | Tier 3 | 0 | 0 | 042571102 | 0 | 103031101 | 91.3626 | 117873071 | 35129610 |  | CWSP-ORO FINO 1101-OCB-PH 2.4 | PRE | 198W | E470 | 5786753 | E.5014747.04 | MAGALIA | Butte | North Valley | Northern | ESTS erdy | ORO FINO 1101CB | 3 | 2 | 25 | 8284 | 8284 | 0 | 227 |  | 0 |  | 0 | [6 empty] | #N/A | #N/A | 46.4677
35129611 | PLAN | [8 empty] | PLAN | 1.3 |  |  |  |  | 2018-47848 | 2019-76219 | 2020-34450 |  | ORO FINO 1101 | 103031101 | Tier 3 | 0 | 0 | 0 | 0 | 103031101 | 23.5887 | 117873072 | 35129611 |  | CWSP-ORO FINO 1101-OCB-PH 2.5 | PRE | 198W | E470 | 5786754 | E.5014747.05 | MAGALIA | Butte | North Valley | Northern | ESTS erdy | ORO FINO 1101CB | 3 | 2 | 25 | 6878 | 6878 | 0 | 227 |  | 0 |  | 0 | [6 empty] | #N/A | #N/A | 46.4677
35129612 | PLAN | [8 empty] | PLAN | 1.14 |  |  |  |  | 2018-47848 | 2019-76219 | 2020-44454 |  | ORO FINO 1101 | 152431102 | Tier 3 | 0 | 0 | 152431102 | 0 | 103031101 | 13.9199 | 117873073 | 35129612 |  | CWSP-ORO FINO 1101-OCB-PH 2.6 | PRE | 198W | E470 | 5786755 | E.5014747.06 | MAGALIA | Butte | North Valley | Northern | ESTS erdy | ORO FINO 1101CB | 3 | 2 | 25 | 5997 | 5997 | 0 | 227 |  | 0 |  | 0 | [6 empty] | #N/A | #N/A | 46.4677
35094518 | PLAN | [8 empty] | PLAN | 1.69 |  |  |  |  | 2018-47850 | 2019-76221 |  |  | ORO FINO 1101 | 152481105 | Tier 3 | 0 | 0 | 152481105 | 0 | 103031101 | 115.7505 | 114668862 | 35094518 | 35043247 | CWSP-ORO FINO 1101-OCB-PH 3.1 | PRE | 198W | E470 | 5785240 | E.5014746.01 | MAGALIA | Butte | North Valley | Northern | ESTS erdy | ORO FINO 1101CB | 3 | 2 | 25 | 8931 | 8931 | 0 | 227 |  | 0 |  | 0 |  |  |  | Level 2 construction | 2018-47850 | 5/2/19 - requested order recreation. 5/1/19 - requested WBS & PO. 8/2/18 - approved AA review. | #N/A | #N/A | 46.4677 | 3 | Wildfire Resilient |  | 3103 | 2340 | 7 | 5 | 740 | 6 | 5 | 23 | 3 | 5 | 3
35129613 | PLAN | [8 empty] | PLAN | 1.38 |  |  |  |  | 2018-47850 | 2019-76221 | 2020-46940 |  | ORO FINO 1101 | 103031101 | Tier 3 | 0 | 0 | 0 | 0 | 103031101 | 56.0942 | 117873074 | 35129613 |  | CWSP-ORO FINO 1101-OCB-PH 3.2 | PRE | 198W | E470 | 5786756 | E.5014746.02 | MAGALIA | Butte | North Valley | Northern | ESTS erdy | ORO FINO 1101CB | 3 | 2 | 25 | 7303 | 7303 | 0 | 227 |  | 0 |  | 0 | [6 empty] | #N/A | #N/A | 46.4677
35129614 | PLAN | [8 empty] | PLAN | 1.68 |  |  |  |  | 2018-47850 | 2019-76221 |  |  | ORO FINO 1101 | 103031101 | Tier 3 | 0 | 0 | 0 | 0 | 103031101 | 56.0942 | 117873075 | 35129614 |  | CWSP-ORO FINO 1101-OCB-PH 3.3 | PRE | 198W | E470 | 5786757 | E.5014746.03 | MAGALIA | Butte | North Valley | Northern | ESTS | ORO FINO 1101CB | 3 | 2 | 25 | 8896 | 8896 | 0 | 227 |  | 0 |  | 0 | [6 empty] | #N/A | #N/A | 46.4677
35129615 | PLAN | [8 empty] | PLAN | 2.08 |  |  |  |  | 2018-47850 | 2019-76221 |  |  | ORO FINO 1101 | 103031101 | Tier 3 | 0 | 0 | 0 | 0 | 103031101 | 56.0942 | 117873076 | 35129615 |  | CWSP-ORO FINO 1101-OCB-PH 3.4 | PRE | 198W | E470 | 5786758 | E.5014746.04 | MAGALIA | Butte | North Valley | Northern | ESTS | ORO FINO 1101CB | 3 | 2 | 25 | 10990 | 10990 | 0 | 227 |  | 0 |  | 0 | [6 empty] | #N/A | #N/A | 46.4677
35095168 | PLAN | [8 empty] | PLAN | 1.22 |  |  |  |  | 2018-78320 | 2019-35975 |  |  | STANISLAUS 1702 | 082021106 | Tier 3 | 0 | 0 | 082021106 | 4.6002 | 162821702 | 0.038755 | 114832575 | 35095168 | 35052129 | CWSP–STANISLAUS 1702-LR1888-PH 1.1 | PRE | 198W | E470 | 5785247 | E.5015701.01 | ARNOLD | Calaveras | Stockton | Central Valley | ESTS | STANISLAUS 17021888 | 4 | 3 | 16 | 6461 | 6461 | 0 | 227 |  | 0 |  | 0 |  |  |  | Level 2 construction | 2018-78320 | 5/2/19 - requested order recreation. 5/1/19 - requested WBS & PO. 10/19/18 - approved AA review. | #N/A | 4.6002 | 79.1599 | 3 | Wildfire Resilient |  | 3103 | 2340 | 7 | 5 | 740 | 6 | 5 | 23 | 3 | 5 | 3
35116515 | PLAN | [8 empty] | PLAN | 1.746 |  |  |  |  | 2018-78320 | 2019-35975 |  | 2020-48497 | STANISLAUS 1702 | 082021106 | Tier 3 | 0 | 0 | 082021106 | 4.6002 | 162821702 | 0.038755 | 117607998 | 35116515 |  | CWSP–STANISLAUS 1702-LR1888-PH 1.2 | PRE | 198W | E470 | 5786036 | E.5015701.02 | ARNOLD | Calaveras | Stockton | Central Valley | ESTS | STANISLAUS 17021888 | 4 | 3 | 16 | 9222 | 9222 | 0 | 227 |  | 347.3254 | 3203035 | 0 | [6 empty] | #N/A | 4.6002 | 79.1599 |  | Wildfire Resilient
35116516 | PLAN | [8 empty] | PLAN | 0.86 |  |  |  |  | 2018-78320 | 2019-35975 |  |  | STANISLAUS 1702 | 082021106 | Tier 3 | 0 | 0 | 082021106 | 4.6002 | 162821702 | 0.038755 | 117608020 | 35116516 |  | CWSP–STANISLAUS 1702-LR1888-PH 1.3 | PRE | 198W | E470 | 5786037 | E.5015701.03 | ARNOLD | Calaveras | Stockton | Central Valley | ESTS erdy | STANISLAUS 17021888 | 4 | 3 | 16 | 4528 | 4528 | 0 | 227 |  | 0 |  | 0 | [6 empty] | #N/A | 4.6002 | 79.1599 |  | Wildfire Resilient
35116519 | PLAN | [8 empty] | PLAN | 1.81 |  |  |  |  | 2018-78320 | 2019-35975 |  |  | STANISLAUS 1702 | 082021106 | Tier 3 | 0 | 0 | 082021106 | 4.6002 | 162821702 | 0.038755 | 117608026 | 35116519 |  | CWSP–STANISLAUS 1702-LR1888-PH 1.4 | PRE | 198W | E470 | 5786038 | E.5015701.04 | ARNOLD | Calaveras | Stockton | Central Valley | ESTS | STANISLAUS 17021888 | 4 | 3 | 16 | 9579 | 9579 | 0 | 227 |  | 0 |  | 0 | [6 empty] | #N/A | 4.6002 | 79.1599 |  | Wildfire Resilient
35116517 | PLAN | [8 empty] | PLAN | 2.07 |  |  |  |  | 2018-78320 | 2019-35975 |  |  | STANISLAUS 1702 | 082021106 | Tier 3 | 0 | 0 | 082021106 | 4.6002 | 162821702 | 0.038755 | 117608185 | 35116517 |  | CWSP–STANISLAUS 1702-LR1888-PH 1.5 | PRE | 198W | E470 | 5786039 | E.5015701.05 | ARNOLD | Calaveras | Stockton | Central Valley | ESTS | STANISLAUS 17021888 | 4 | 3 | 16 | 10921 | 10921 | 0 | 227 |  | 0 |  | 0 | [6 empty] | #N/A | 4.6002 | 79.1599 |  | Wildfire Resilient
35116518 | PLAN | [8 empty] | PLAN | 2.07 |  |  |  |  | 2018-78320 | 2019-35975 |  |  | STANISLAUS 1702 | 082021106 | Tier 3 | 0 | 0 | 082021106 | 4.6002 | 162821702 | 0.038755 | 117608188 | 35116518 |  | CWSP–STANISLAUS 1702-LR1888-PH 1.6 | PRE | 198W | E470 | 5786040 | E.5015701.06 | ARNOLD | Calaveras | Stockton | Central Valley | ESTS erdy | STANISLAUS 17021888 | 4 | 3 | 16 | 10922 | 10922 | 0 | 227 |  | 0 |  | 0 | [6 empty] | #N/A | 4.6002 | 79.1599 |  | Wildfire Resilient
35095167 | PLAN | [8 empty] | PLAN | 1.1 |  |  |  |  | 2018-67963 | 2019-35973 |  |  | STANISLAUS 1702 | 082021106 | Tier 3 | 0 | 0 | 082021106 | 4.6002 | 162821702 | 0.038755 | 114832579 | 35095167 | 35052128 | CWSP–STANISLAUS 1702-LR1888-PH 2.1 | PRE | 198W | E470 | 5785246 | E.5015394.01 | ARNOLD | Calaveras | Stockton | Central Valley | ESTS erdy | STANISLAUS 17021888 | 4 | 3 | 16 | 5833 | 5833 | 0 | 227 | [7 empty] | Level 2 construction | 2018-67963 | 5/2/19 - requested order recreation. 5/1/19 - requested WBS & PO. 9/14/18 - approved AA review. | #N/A | 4.6002 | 79.1599 | 3 | Wildfire Resilient |  | 3103 | 2340 | 7 | 5 | 740 | 6 | 5 | 23 | 3 | 5 | 3
35116511 | PLAN | [8 empty] | PLAN | 1.31 |  |  |  |  | 2018-67963 | 2019-35973 |  |  | STANISLAUS 1702 | 082021106 | Tier 3 | 0 | 0 | 082021106 | 4.6002 | 162821702 | 0.038755 | 117608780 | 35116511 |  | CWSP–STANISLAUS 1702-LR1888-PH 2.2 | PRE | 198W | E470 | 5786041 | E.5015394.02 | ARNOLD | Calaveras | Stockton | Central Valley | ESTS erdy | STANISLAUS 17021888 | 4 | 3 | 16 | 6934 | 6934 | 0 | 227 | [10 empty] | #N/A | 4.6002 | 79.1599 |  | Wildfire Resilient
35116512 | PLAN | [8 empty] | PLAN | 1.78 |  |  |  |  | 2018-67963 | 2019-35973 |  |  | STANISLAUS 1702 | 082021106 | Tier 3 | 0 | 0 | 082021106 | 4.6002 | 162821702 | 0.038755 | 117608788 | 35116512 |  | CWSP–STANISLAUS 1702-LR1888-PH 2.3 | PRE | 198W | E470 | 5786042 | E.5015394.03 | ARNOLD | Calaveras | Stockton | Central Valley | ESTS erdy | STANISLAUS 17021888 | 4 | 3 | 16 | 9387 | 9387 | 0 | 227 | [10 empty] | #N/A | 4.6002 | 79.1599 |  | Wildfire Resilient
35116513 | PLAN | [8 empty] | PLAN | 2.13 |  |  |  |  | 2018-67963 | 2019-35973 |  |  | STANISLAUS 1702 | 082021106 | Tier 3 | 0 | 0 | 082021106 | 4.6002 | 162821702 | 0.038755 | 117608814 | 35116513 |  | CWSP–STANISLAUS 1702-LR1888-PH 2.4 | PRE | 198W | E470 | 5786043 | E.5015394.04 | ARNOLD | Calaveras | Stockton | Central Valley | ESTS erdy | STANISLAUS 17021888 | 4 | 3 | 16 | 11249 | 11249 | 0 | 227 | [10 empty] | #N/A | 4.6002 | 79.1599 |  | Wildfire Resilient
35116514 | PLAN | [8 empty] | PLAN | 2.06 |  |  |  |  | 2018-67963 | 2019-35973 |  |  | STANISLAUS 1702 | 082021106 | Tier 3 | 0 | 0 | 082021106 | 4.6002 | 162821702 | 0.038755 | 117608818 | 35116514 |  | CWSP–STANISLAUS 1702-LR1888-PH 2.5 | PRE | 198W | E470 | 5786044 | E.5015394.05 | ARNOLD | Calaveras | Stockton | Central Valley | ESTS | STANISLAUS 17021888 | 4 | 3 | 16 | 10882 | 10882 | 0 | 227 | [10 empty] | #N/A | 4.6002 | 79.1599 |  | Wildfire Resilient
35174469 | PLAN | [8 empty] | PLAN | 10.88 |  |  |  |  | 2020-51139 | 2019-39714 | 2020-51138 |  | PINE GROVE 1102 | 014662112 | Tier 3 | 0 | 0 | 014662112 | 91.6123 | 163751102 | 7.4372 | 118912983 | 35174469 |  | ECOP - PINE GROVE 1102 - H01 -LR45292 | ECOP | 198W | E470 | 5790105 | E.5033910.01 | PIONEER | Amador | Stockton | Central Valley | UNSE | PINE GROVE 110245292 | 5 | 4 | 3 | 57446 | 57446 | 0 | 227 |  | 0 |  | 0 | [6 empty] | #N/A | 91.6123 | 86.4393
35113945 | PLAN | [10 empty] | PLAN | 44.0758 |  |  | 2019-44754 |  |  |  | BRUNSWICK 1102 | 152481102 | Tier 3 | 152481102 | 2.6555 | 083622106 | 4.6807 | 152481102 | 96.1819 | 117557031 | 35113945 |  | CWSP-BRUNSWICK 1102-LR1010-PH1.1 | RISK | 198W | E470 | 5786218 | E.5024241.01 | GRASS VALLEY | Nevada | Sierra | Northern | UNSE | BRUNSWICK 11021010 | 6 | 5 | 138 | 232533 | 232720 | 0 | 227 | [8 empty] | 2019-44754 | 7/19/19 - AA approved w/o my review. 7/12/19 - AA routed w/o my review. 7/2/19 - WBS & PO generated | 2.6555 | 4.6807 | 46.4808 | 3 | Wildfire Resilient
35115154 | PLAN | [7 empty] | 1.646 | PLAN | [5 empty] | 2018-85027 | 2019-76348 |  | 2020-50597 | BRUNSWICK 1103 | 152481103 | Tier 3 | 152481103 | 7.5056 | 152762101 | 16.3183 | 152481103 | 130.3645 | 117496036 | 35115154 |  | CWSP - BRUNSWICK 1103 - LR50070 - PH 2.5 | PRE | 198W | E470 | 5785724 | E.5015568.05 | NEVADA CITY | Nevada | Sierra | Northern | ESTS | BRUNSWICK 110350070 | 7 | 6 | 33 | 8692 | 8692 | 0 | 227 |  | 321.718 | 2796373 | 0 | [6 empty] | 7.5056 | 16.3183 | 38.7562
35061206 | PLAN | [6 empty] | PLAN | 1.7652 | [6 empty] | 2018-85016 | 2019-76345 | 2020-03978 | 2020-30766 | BRUNSWICK 1103 | 152481103 | Tier 3 | 152481103 | 7.5056 | 042661104 | 16.3183 | 152481103 | 50.7824 | 115106231 | 35061206 |  | CWSP-BRUNSWICK 1103-LR50070-PH 1.1 | PRE | 198W | E470 | 5783070 | E.5015569.01 | NEVADA CITY | Nevada | Sierra | Northern | PEND | BRUNSWICK 110350070 | 7 | 6 | 33 | 9320 | 9320 | 0 | 227 |  | 371.1908 | 3459498 | 0 |  |  |  | Level 2 construction | 2018-85016 | 05/18/20 - Approved BC, 71 poles, 19 xfmrs, 1 SW, $1.2M Veg; 12/11/18 - approved AA review and request to add WBS & PI = Y. 10/31/18 - [REDACTED] provided WBS & PO | 7.5056 | 16.3183 | 38.7562 | 3 | Wildfire Resilient | N/A | 3103 | 2340 | 7 | 5 | 740 | 6 | 5 | 23 | 3 | 5 | 3
35115155 | PLAN | [6 empty] | PLAN | 1.8985 | [6 empty] | 2018-85016 | 2019-76345 | 2019-62540 | 2019-80086 | BRUNSWICK 1103 | 152481103 | Tier 3 | 152481103 | 7.5056 | 0 | 16.3183 | 152481103 | 34.0862 | 117491298 | 35115155 |  | CWSP-BRUNSWICK 1103-LR50070-PH 1.2 | PRE | 198W | E470 | 5785657 | E.5015569.02 | NEVADA CITY | Nevada | Sierra | Northern | CONS srdy | BRUNSWICK 110350070 | 7 | 6 | 33 | 10024 | 10024 | 0 | 227 | 39 | 328.3548 | 3291429 | 0 |  |  |  | OH Hardening only |  |  | 7.5056 | 16.3183 | 38.7562 | 3 | Wildfire Resilient
35115156 | PLAN | [6 empty] | PLAN | 1.9402 | [6 empty] | 2018-85016 | 2019-76345 | 2020-02091 | 2020-12991 | BRUNSWICK 1103 | 152481103 | Tier 3 | 152481103 | 7.5056 | 0 | 16.3183 | 152481103 | 34.0862 | 117491998 | 35115156 |  | CWSP-BRUNSWICK 1103-LR50070-PH 1.3 | PRE | 198W | E470 | 5785718 | E.5015569.03 | NEVADA CITY | Nevada | Sierra | Northern | CONS | BRUNSWICK 110350070 | 7 | 6 | 33 | 10244 | 10244 | 0 | 227 |  | 438.1762 | 4488677 | 0 | [6 empty] | 7.5056 | 16.3183 | 38.7562 | 3 | Wildfire Resilient
35115157 | PLAN | [6 empty] | PLAN | 1.8747 | [6 empty] | 2018-85016 | 2019-76345 | 2019-82020 | 2019-80102 | BRUNSWICK 1103 | 152481103 | Tier 3 | 152481103 | 7.5056 | 0 | 16.3183 | 152481103 | 34.0862 | 117492085 | 35115157 | 35061206 | CWSP-BRUNSWICK 1103-LR50070-PH 1.4 | PRE | 198W | E470 | 5785719 | E.5015569.04 | NEVADA CITY | Nevada | Sierra | Northern | CONS srdy | BRUNSWICK 110350070 | 7 | 6 | 33 | 15728 | 15728 | 0 | 227 | 50 | 290.8173 | 4573974 | 0 |  |  |  | OH Hardening only |  |  | 7.5056 | 16.3183 | 38.7562 | 3 | Wildfire Resilient
35115158 | PLAN | [6 empty] | PLAN | 1.87 | [6 empty] | 2018-85016 | 2019-76345 | 2020-00866 | 2019-80105 | BRUNSWICK 1103 | 152481103 | Tier 3 | 152481103 | 7.5056 | 0 | 16.3183 | 152481103 | 34.0862 | 117492102 | 35115158 |  | CWSP-BRUNSWICK 1103-LR50070-PH 1.5 | PRE | 198W | E470 | 5785720 | E.5015569.05 | NEVADA CITY | Nevada | Sierra | Northern | CONS srdy | BRUNSWICK 110350070 | 7 | 6 | 33 |  |  | 0 | #DIV/0! | [10 empty] | 7.5056 | 16.3183 | 38.7562 | 3 | Wildfire Resilient
35061212 | PLAN | [6 empty] | PLAN | 1.789 | [6 empty] | 2020-06702 | 2019-76348 | 2020-06702 | 2020-46891 | BRUNSWICK 1103 | 152481103 | Tier 3 | 152481103 | 7.5056 | 0 | 16.3183 | 152481103 | 34.0862 | 115106486 | 35061212 |  | CWSP-BRUNSWICK 1103-LR50070-PH 2.1 | PRE | 198W | E470 | 5783071 | E.5015568.01 | NEVADA CITY | Nevada | Sierra | Northern | ESTS erdy | BRUNSWICK 110350070 | 7 | 6 | 33 | 9445 | 9445 | 0 | 227 |  | 411.8614 | 3890031 | 0 |  |  |  | Level 2 construction | 2018-85027 | 12/11/18 - approved AA review and request to add WBS & PI = Y. 10/31/18 - [REDACTED] provided WBS & PO | 7.5056 | 16.3183 | 38.7562 | 3 | Wildfire Resilient |  | 3103 | 2340 | 7 | 5 | 740 | 6 | 5 | 23 | 3 | 5 | 3
35115151 | PLAN | [6 empty] | PLAN | 1.896 | [6 empty] | 2018-85027 | 2019-76348 | 2020-06708 | 2020-46448 | BRUNSWICK 1103 | 152481103 | Tier 3 | 152481103 | 7.5056 | 0 | 16.3183 | 152481103 | 34.0862 | 117493857 | 35115151 |  | CWSP-BRUNSWICK 1103-LR50070-PH 2.2 | PRE | 198W | E470 | 5785721 | E.5015568.02 | NEVADA CITY | Nevada | Sierra | Northern | ESTS erdy | BRUNSWICK 110350070 | 7 | 6 | 33 | 10013 | 10013 | 0 | 227 |  | 402.044 | 4025667 | 0 | [6 empty] | 7.5056 | 16.3183 | 38.7562
35115152 | PLAN | [6 empty] | PLAN | 1.8747 | [6 empty] | 2018-85027 | 2019-76348 | 2020-08061 |  | BRUNSWICK 1103 | 152481103 | Tier 3 | 152481103 | 7.5056 | 0 | 16.3183 | 152481103 | 34.0862 | 117495855 | 35115152 |  | CWSP-BRUNSWICK 1103-LR50070-PH 2.3 | PRE | 198W | E470 | 5785722 | E.5015568.03 | NEVADA CITY | Nevada | Sierra | Northern | ESTS erdy | BRUNSWICK 110350070 | 7 | 6 | 33 |  |  | 0 | #DIV/0! |  | #DIV/0! | [8 empty] | 7.5056 | 16.3183 | 38.7562
35115153 | PLAN | [6 empty] | PLAN | 1.795 | [6 empty] | 2018-85027 | 2019-76348 | 2020-09644 | 2020-50611 | BRUNSWICK 1103 | 152481103 | Tier 3 | 152481103 | 7.5056 | 0 | 16.3183 | 152481103 | 34.0862 | 117495859 | 35115153 |  | CWSP-BRUNSWICK 1103-LR50070-PH 2.4 | PRE | 198W | E470 | 5785723 | E.5015568.04 | NEVADA CITY | Nevada | Sierra | Northern | ESTS erdy | BRUNSWICK 110350070 | 7 | 6 | 33 | 9476 | 9476 | 0 | 227 |  | 338.3654 | 3206351 | [7 empty] | 7.5056 | 16.3183 | 38.7562
35061213 | PLAN | [6 empty] | PLAN | 1.5622 | [6 empty] | 2018-85051 | 2019-76353 | 2019-57479 | 2020-20976 | BRUNSWICK 1103 | 152481103 | Tier 3 | 152481103 | 7.5056 | 162821702 | 16.3183 | 152481103 | 79.1599 | 115106582 | 35061213 |  | CWSP-BRUNSWICK 1103-LR50070-PH 3.1 | PRE | 198W | E470 | 5783072 | E.5015567.01 | NEVADA CITY | Nevada | Sierra | Northern | UNSC | BRUNSWICK 110350070 | 7 | 6 | 33 | 48900 | 48900 | 48900 | 511 |  | 0 |  | 0 |  |  |  | Level 2 construction | 2018-85051 | 12/11/18 - approved AA review and request to add WBS & PI = Y. 10/31/18 - [REDACTED] provided WBS & PO | 7.5056 | 16.3183 | 38.7562 | 3 | Wildfire Resilient | N/A | 3103 | 2340 | 7 | 5 | 740 | 6 | 5 | 23 | 3 | 5 | 3
35115147 | PLAN | [6 empty] | PLAN | 2.1231 | [6 empty] | 2018-85051 | 2019-76353 | 2019-56282 | 2020-22654 | BRUNSWICK 1103 | 152481103 | Tier 3 | 152481103 | 7.5056 | 0 | 16.3183 | 152481103 | 20.3541 | 117496196 | 35115147 |  | CWSP-BRUNSWICK 1103-LR50070-PH 3.2 | PRE | 198W | E470 | 5785725 | E.5015567.02 | NEVADA CITY | Nevada | Sierra | Northern | UNSC erdy | BRUNSWICK 110350070 | 7 | 6 | 33 |  |  | 0 | #DIV/0! |  | #DIV/0! | [8 empty] | 7.5056 | 16.3183 | 38.7562 | 3 | Wildfire Resilient | N/A | 3103 | 2340 | 7 | 5 | 740 | 6 | 5 | 23 | 3 | 5 | 3
35115148 | PLAN | [6 empty] | PLAN | 2.1231 | [6 empty] | 2018-85051 | 2019-76353 | 2019-58482 | 2020-30750 | BRUNSWICK 1103 | 152481103 | Tier 3 | 152481103 | 7.5056 | 0 | 16.3183 | 152481103 | 20.3541 | 117496270 | 35115148 |  | CWSP-BRUNSWICK 1103-LR50070-PH 3.3 | PRE | 198W | E470 | 5785726 | E.5015567.03 | NEVADA CITY | Nevada | Sierra | Northern | ESTS erdy | BRUNSWICK 110350070 | 7 | 6 | 33 | 11210 | 11210 | 0 | 227 |  | 338.3749 | 3793183 |  |  |  |  | OH Hardening only |  | 05/18/20 - approved BC. 73 poles, 14 xfmrs, 3 fuses, Veg $1.2M | 7.5056 | 16.3183 | 38.7562 | 3 | Wildfire Resilient | N/A | 3103 | 2340 | 7 | 5 | 740 | 6 | 5 | 23 | 3 | 5 | 3
35115149 | PLAN | [6 empty] | PLAN | 1.5622 | [6 empty] | 2018-85051 | 2019-76353 | 2020-03206 | 2020-20926 | BRUNSWICK 1103 | 152481103 | Tier 3 | 152481103 | 7.5056 | 083622106 | 16.3183 | 152481103 | 96.1819 | 117496274 | 35115149 |  | CWSP-BRUNSWICK 1103-LR50070-PH 3.4 | PRE | 198W | E470 | 5785727 | E.5015567.04 | NEVADA CITY | Nevada | Sierra | Northern | UNSC srdy | BRUNSWICK 110350070 | 7 | 6 | 33 |  |  | 0 | #DIV/0! |  | #DIV/0! | [8 empty] | 7.5056 | 16.3183 | 38.7562 | 3 | Wildfire Resilient | N/A | 3103 | 2340 | 7 | 5 | 740 | 6 | 5 | 23 | 3 | 5 | 3
35115150 | PLAN | [6 empty] | PLAN | 1.5622 | [6 empty] | 2018-85051 | 2019-76353 | 2020-05861 | 2020-37412 | BRUNSWICK 1103 | 152481103 | Tier 3 | 152481103 | 7.5056 | 083622106 | 16.3183 | 152481103 | 96.1819 | 117496277 | 35115150 |  | CWSP-BRUNSWICK 1103-LR50070-PH 3.5 | PRE | 198W | E470 | 5785728 | E.5015567.05 | NEVADA CITY | Nevada | Sierra | Northern | ESTS | BRUNSWICK 110350070 | 7 | 6 | 33 |  |  | 0 | #DIV/0! |  | #DIV/0! | [5 empty] | OH Hardening Only |  |  | 7.5056 | 16.3183 | 38.7562 | 3 | Wildfire Resilient | N/A | 3103 | 2340 | 7 | 5 | 740 | 6 | 5 | 23 | 3 | 5 | 3
35117443 | PLAN | [6 empty] | PLAN | 1.5622 | [6 empty] | 2018-85051 | 2019-76353 | 2019-61986 | 2020-42958 | BRUNSWICK 1103 | 152481103 | Tier 3 | 152481103 | 7.5056 | 083622106 | 16.3183 | 152481103 | 96.1819 | 117634567 | 35117443 |  | CWSP-BRUNSWICK 1103-LR50070-PH 3.6 | PRE | 198W | E470 | 5786518 | E.5015567.06 | NEVADA CITY | Nevada | Sierra | Northern | ESTS erdy | BRUNSWICK 110350070 | 7 | 6 | 33 |  | 11395 | 0 | 227 |  | 392.7782 | 4475708 | 0 | [6 empty] | 7.5056 | 16.3183 | 38.7562 | 3 | Wildfire Resilient | N/A | 3103 | 2340 | 7 | 5 | 740 | 6 | 5 | 23 | 3 | 5 | 3
35072361 | PLAN | [8 empty] | PLAN | 1.46 |  |  |  |  | 2018-60530 | 2019-35969 | 2019-56459 |  | SALT SPRINGS 2102 | 163692102 | Tier 3 | 163692102 | 0.064025 | 153652109 | 9.7316 | 163692102 | 109.8561 | 114754228 | 35072361 | 35046793 | CWSP-SALT SPRINGS 2102-LR3142L491-PH1.1 | PRE | 198W | E470 | 5783907 | E.5015235.01 | ARNOLD | Calaveras | Stockton | Central Valley | ESTS erdy | SALT SPRINGS 21023142 | 8 | 7 | 62 | 7703 | 7350 | 353 | 253.0293 |  | 0 |  | 0 |  |  |  | Level 2 construction | 2018-60530 | 1/28/19 - order convsion completed. 1/22/19 - requested WBS & PO. 8/28/18 - approved AA review. | 0.064025 | 9.7316 | 42.3197 | 3 | Wildfire Resilient |  | 3103 | 2340 | 7 | 5 | 740 | 6 | 5 | 23 | 3 | 5 | 3
35115853 | PLAN | [6 empty] | PLAN | 1.999 | [6 empty] | 2018-60530 | 2019-35969 | 2019-53497 | 2020-49868 | SALT SPRINGS 2102 | 163692102 | Tier 3 | 163692102 | 0.064025 | 0 | 9.7316 | 163692102 | 0.46084 | 117601683 | 35115853 |  | CWSP-SALT SPRINGS 2102-LR3142L491-PH1.2 | PRE | 198W | E470 | 5786022 | E.5015235.02 | ARNOLD | Calaveras | Stockton | Central Valley | ESTS erdy | SALT SPRINGS 21023142 | 8 | 7 | 62 | 10559 | 10559 | 0 | 227 |  |  | 3459188 | [7 empty] | 0.064025 | 9.7316 | 42.3197 |  | Wildfire Resilient
35115854 | PLAN | [8 empty] | PLAN | 1.12 |  |  |  |  | 2018-60530 | 2019-35969 | 2019-56211 |  | SALT SPRINGS 2102 | 163692102 | Tier 3 | 163692102 | 0.064025 | 043432104 | 9.7316 | 163692102 | 78.5591 | 117601685 | 35115854 |  | CWSP-SALT SPRINGS 2102-LR3142L491-PH1.3 | PRE | 198W | E470 | 5786023 | E.5015235.03 | ARNOLD | Calaveras | Stockton | Central Valley | ESTS | SALT SPRINGS 21023142 | 8 | 7 | 62 | 5916 | 5916 | 0 | 227 |  | 0 |  | 0 | [6 empty] | 0.064025 | 9.7316 | 42.3197 |  | Wildfire Resilient
35115855 | PLAN | [6 empty] | PLAN | 1.3339 | [6 empty] | 2018-60530 | 2019-35969 | 2019-54843 | 2020-29629 | SALT SPRINGS 2102 | 163692102 | Tier 3 | 163692102 | 0.064025 | 083432101 | 9.7316 | 163692102 | 2.3748 | 117601687 | 35115855 |  | CWSP-SALT SPRINGS 2102-LR3142L491-PH1.4 | PRE | 198W | E470 | 5786024 | E.5015235.04 | ARNOLD | Calaveras | Stockton | Central Valley | UNSC srdy | SALT SPRINGS 21023142 | 8 | 7 | 62 | 7043 | 7043 | 0 | 227 | [10 empty] | 0.064025 | 9.7316 | 42.3197 |  | Wildfire Resilient
35115856 | PLAN | [8 empty] | PLAN | 2.08 |  |  |  |  | 2018-60530 | 2019-35969 | 2019-60769 |  | SALT SPRINGS 2102 | 163692102 | Tier 3 | 163692102 | 0.064025 | 043321103 | 9.7316 | 163692102 | 41.047 | 117601688 | 35115856 |  | CWSP-SALT SPRINGS 2102-LR3142L491-PH1.5 | PRE | 198W | E470 | 5786025 | E.5015235.05 | ARNOLD | Calaveras | Stockton | Central Valley | ESTS erdy | SALT SPRINGS 21023142 | 8 | 7 | 62 | 10943 | 10943 | 0 | 227 |  | 0 |  | 0 | [6 empty] | 0.064025 | 9.7316 | 42.3197 |  | Wildfire Resilient
35115857 | PLAN | [8 empty] | PLAN | 1.22 |  |  |  |  | 2018-60530 | 2019-35969 | 2019-60310 |  | SALT SPRINGS 2102 | 163692102 | Tier 3 | 163692102 | 0.064025 | 042031125 | 9.7316 | 163692102 | 26.3622 | 117601884 | 35115857 |  | CWSP-SALT SPRINGS 2102-LR3142L491-PH1.6 | PRE | 198W | E470 | 5786026 | E.5015235.06 | ARNOLD | Calaveras | Stockton | Central Valley | ESTS erdy | SALT SPRINGS 21023142 | 8 | 7 | 62 | 6445 | 6445 | 0 | 227 |  | 0 |  | 0 | [6 empty] | 0.064025 | 9.7316 | 42.3197 |  | Wildfire Resilient
35115858 | PLAN | [8 empty] | PLAN | 1.23 |  |  |  |  | 2018-60530 | 2019-35969 | 2019-69223 |  | SALT SPRINGS 2102 | 163692102 | Tier 3 | 163692102 | 0.064025 | 0 | 9.7316 | 163692102 | 61.3049 | 117601885 | 35115858 |  | CWSP-SALT SPRINGS 2102-LR3142L491-PH1.7 | PRE | 198W | E470 | 5786027 | E.5015235.07 | ARNOLD | Calaveras | Stockton | Central Valley | ESTS erdy | SALT SPRINGS 21023142 | 8 | 7 | 62 | 6507 | 6507 | 0 | 227 |  | 0 |  | 0 | [6 empty] | 0.064025 | 9.7316 | 42.3197 |  | Wildfire Resilient
35072360 | PLAN | [6 empty] | PLAN | 1.049 | [6 empty] | 2018-60542 | 2019-35904 | 2019-64378 | 2020-45688 | SALT SPRINGS 2102 | 163692102 | Tier 3 | 163692102 | 0.064025 | 0 | 9.7316 | 163692102 | 24.5596 | 114754229 | 35072360 | 35047402 | CWSP-SALT SPRINGS 2102-LR3142-PH 2.1 | PRE | 198W | E470 | 5783906 | E.5015236.01 | ARNOLD | Calaveras | Stockton | Central Valley | ESTS erdy | SALT SPRINGS 21023142 | 8 | 7 | 62 | 5541 | 5541 | 0 | 227 |  | 260.6212 | 1444102 | 0 |  |  |  | Level 2 construction | 2018-60542 | 1/28/19 - order conversion completed. 1/22/19 - requested WBS & PO. 8/30/18 - approved AA review. | 0.064025 | 9.7316 | 42.3197 | 3 | Wildfire Resilient |  | 3103 | 2340 | 7 | 5 | 740 | 6 | 5 | 23 | 3 | 5 | 3
35115847 | PLAN | [8 empty] | PLAN | 1.8117 |  |  |  |  | 2018-60542 | 2019-35904 | 2019-65615 |  | SALT SPRINGS 2102 | 163692102 | Tier 3 | 163692102 | 0.064025 | 0 | 9.7316 | 163692102 | 24.5596 | 117602056 | 35115847 |  | CWSP-SALT SPRINGS 2102-LR3142-PH 2.2 | PRE | 198W | E470 | 5786018 | E.5015236.02 | ARNOLD | Calaveras | Stockton | Central Valley | ESTS | SALT SPRINGS 21023142 | 8 | 7 | 62 | 9566 | 9566 | 0 | 227 |  | 0 |  | 0 | [6 empty] | 0.064025 | 9.7316 | 42.3197 |  | Wildfire Resilient
35115848 | PLAN | [8 empty] | PLAN | 1.6472 |  |  |  |  | 2018-60542 | 2019-35904 | 2019-59916 |  | SALT SPRINGS 2102 | 163692102 | Tier 3 | 163692102 | 0.064025 | 0 | 9.7316 | 163692102 | 24.5596 | 117602057 | 35115848 |  | CWSP-SALT SPRINGS 2102-LR3142-PH 2.3 | PRE | 198W | E470 | 5786019 | E.5015236.03 | ARNOLD | Calaveras | Stockton | Central Valley | ESTS erdy | SALT SPRINGS 21023142 | 8 | 7 | 62 | 8697 | 8697 | 0 | 227 |  | 0 |  | 0 | [6 empty] | 0.064025 | 9.7316 | 42.3197 |  | Wildfire Resilient
35115849 | PLAN | [7 empty] | 1.74 | PLAN | [5 empty] | 2018-60542 | 2019-35904 | 2019-62370 | 2020-42620 | SALT SPRINGS 2102 | 163692102 | Tier 2 | 163692102 | 0.064025 | 192311142 | 9.7316 | 163692102 | 0 | 117602058 | 35115849 |  | CWSP-SALT SPRINGS 2102-LR3142-PH 2.4 | PRE | 198W | E470 | 5786020 | E.5015236.04 | ARNOLD | Calaveras | Stockton | Central Valley | ESTS | SALT SPRINGS 21023142 | 8 | 7 | 62 | 8204 | 9186 | 0 | 227 |  | 318.1371 | 2922407 | 0 | [6 empty] | 0.064025 | 9.7316 | 42.3197 |  | Wildfire Resilient
35115850 | PLAN | [8 empty] | PLAN | 1.2854 |  |  |  |  | 2018-60542 | 2019-35904 | 2019-54838 |  | SALT SPRINGS 2102 | 163692102 | Tier 3 | 163692102 | 0.064025 | 043432104 | 9.7316 | 163692102 | 78.5591 | 117602059 | 35115850 |  | CWSP-SALT SPRINGS 2102-LR3142-PH 2.5 | PRE | 198W | E470 | 5786021 | E.5015236.05 | ARNOLD | Calaveras | Stockton | Central Valley | ESTS erdy | SALT SPRINGS 21023142 | 8 | 7 | 62 | 6787 | 6787 | 0 | 227 |  | 0 |  | 0 | [6 empty] | 0.064025 | 9.7316 | 42.3197 |  | Wildfire Resilient
35115851 | PLAN | [8 empty] | PLAN | 1.2034 |  |  |  |  | 2018-60542 | 2019-35904 | 2019-54859 |  | SALT SPRINGS 2102 | 163692102 | Tier 2 | 163692102 | 0.064025 | 182331101 | 9.7316 | 163692102 | 0 | 117602170 | 35115851 |  | CWSP-SALT SPRINGS 2102-LR3142-PH 2.6 | PRE | 198W | E470 | 5786028 | E.5015236.06 | ARNOLD | Calaveras | Stockton | Central Valley | ESTS | SALT SPRINGS 21023142 | 8 | 7 | 62 | 6354 | 6354 | 0 | 227 |  | 0 |  | 0 | [6 empty] | 0.064025 | 9.7316 | 42.3197 |  | Wildfire Resilient
35115852 | PLAN | [8 empty] | PLAN | 1.6011 |  |  |  |  | 2018-60542 | 2019-35904 | 2020-35298 |  | SALT SPRINGS 2102 | 163692102 | Tier 3 | 163692102 | 0.064025 | 043292103 | 9.7316 | 163692102 | 38.2894 | 117602171 | 35115852 |  | CWSP-SALT SPRINGS 2102-LR3142-PH 2.7 | PRE | 198W | E470 | 5786029 | E.5015236.07 | ARNOLD | Calaveras | Stockton | Central Valley | ESTS | SALT SPRINGS 21023142 | 8 | 7 | 62 | 8454 | 8454 | 0 | 227 |  | 0 |  | 0 | [6 empty] | 0.064025 | 9.7316 | 42.3197 |  | Wildfire Resilient
74024661 | CANCL | [6 empty] | CANCL | [11 empty] | BRUNSWICK 1105 | 152481105 | Tier 3 | 152481105 | 0.26498 | 083622106 | 5.6431 | 152481105 | 96.1819 | 114778704 | 74024661 |  | CWSP-BRUNSWICK 1105 LR32536 PH1 SUBORDER | PRE | 198W | E570 | 5530173 | # | #N/A | Nevada | Sierra | Northern | UNSE | BRUNSWICK 110532536 | 9 | 8 | 23 |  |  |  | #DIV/0! | [5 empty] | # |  |  |  |  | 0.26498 | 5.6431 | 115.7505
74021960 | COMP |  |  |  |  | COMP | 5.88 | [8 empty] | 2018-62974 |  | 2019-35655 |  | BRUNSWICK 1105 | 152481105 | Tier 3 | 152481105 | 0.26498 | 024251101 | 5.6431 | 152481105 | 43.5882 | 114778704 | 74021960 | 35047557 | CWSP-BRUNSWICK 1105 LR-32536 ZONE # PH 1 | PRE | 198W | E570 | 5782834 | E.5015470.01 | NEVADA CITY | Nevada | Sierra | Northern | DOCC srdy crdy | BRUNSWICK 110532536 | 9 | 8 | 23 | 31000 | 31000 | 31000 | 200 | [7 empty] | Level 2 construction | 2018-62974 | 8/23/18 - approved AA review. Provided review comments | 0.26498 | 5.6431 | 115.7505 | 3 | Wildfire Resilient |  | 3103 | 2340 | 7 | 5 | 740 | 6 | 5 | 23 | 3 | 5 | 3
35047601 | PLAN | [8 empty] | PLAN | 8.78 |  |  |  |  | 2018-63030 | 2019-41710 |  |  | BRUNSWICK 1105 | 152481105 | Tier 2 | 152481105 | 0.26498 | 043201101 | 5.6431 | 152481105 | 0 | 114780214 | 35047601 |  | ECOP-BRUNSWICK 1105-H01-LR32536 ZONE PH2 | PRE | 198W | E460 | 5530173 | # | NEVADA CITY | Nevada | Sierra | Northern | UNSE | BRUNSWICK 110532536 | 9 | 8 | 23 | 46340 | 46340 | 0 | 227 | [7 empty] | Level 2 construction | 2018-63030 | 8/23/18 - approved AA review. | 0.26498 | 5.6431 | 115.7505 | 3 | Wildfire Resilient |  | 3103 | 2340 | 7 | 5 | 740 | 6 | 5 | 23 | 3 | 5 | 3
35048678 | PLAN | [8 empty] | PLAN | 7 |  |  |  |  | 2018-80474 | 2019-41710 |  |  | BRUNSWICK 1105 | 152481105 | Tier 3 | 152481105 | 0.26498 | 042481101 | 5.6431 | 152481105 | 0.5018 | 114819747 | 35048678 |  | ECOP-BRUNSWICK 1105-H01-LR32536 ZONE PH3 | PRE | 198W | E460 | 5530173 | # | NEVADA CITY | Nevada | Sierra | Northern | UNSE | BRUNSWICK 110532536 | 9 | 8 | 23 | 43445 | 43445 | 0 | 227 | [7 empty] | Level 2 construction | 2018-80474 | 10/29/18 - approved AA review. | 0.26498 | 5.6431 | 115.7505 | 3 | Wildfire Resilient |  | 3103 | 2340 | 7 | 5 | 740 | 6 | 5 | 23 | 3 | 5 | 3
35094514 | PLAN | [8 empty] | PLAN | 1.2795 |  |  |  |  | 2018-47822 | 2019-73903 | 2020-11805 |  | ORO FINO 1101 | 103031101 | Tier 3 | 0 | 0 | 0 | 0 | 103031101 | 3.2736 | 114655579 | 35094514 | 35042612 | CWSP-ORO FINO 1101-LR2022-PH 1.1 | PRE | 198W | E470 | 5785244 | E.5014760.01 | MAGALIA | Butte | North Valley | Northern | ESTS erdy | ORO FINO 11012022 | 10 | 2 | 25 | 6756 | 6756 | 0 | 227 |  | 0 |  | 0 |  |  |  |  | 2018-47822 | 5/2/19 - requested order recreation. 5/1/19 - requested WBS & PO. 6/26/18 - approved AA review. | #N/A | #N/A | 46.4677 | 3 | Wildfire Resilient |  | 3103 | 2340 | 7 | 5 | 740 | 6 | 5 | 23 | 3 | 5 | 3
35129616 | PLAN | [10 empty] | PLAN | 1.6244 |  |  | 2018-47822 | 2019-73903 | 2020-02408 |  | ORO FINO 1101 | 012022212 | Tier 3 | 0 | 0 | 012022212 | 0 | 103031101 | 29.3609 | 117873077 | 35129616 |  | CWSP-ORO FINO 1101-LR2022-PH 1.2 | PRE | 198W | E470 | 5786672 | E.5014760.02 | MAGALIA | Butte | North Valley | Northern | ESTS erdy | ORO FINO 11012022 | 10 | 2 | 25 | 8577 | 8577 | 0 | 227 |  | 0 |  | 0 | [6 empty] | #N/A | #N/A | 46.4677
35129617 | PLAN | [10 empty] | PLAN | 1.9487 |  |  | 2018-47822 | 2019-73903 | 2019-79523 |  | ORO FINO 1101 | 103031101 | Tier 3 | 0 | 0 | 0 | 0 | 103031101 | 13.9448 | 117873078 | 35129617 |  | CWSP-ORO FINO 1101-LR2022-PH 1.3 | PRE | 198W | E470 | 5786673 | E.5014760.03 | MAGALIA | Butte | North Valley | Northern | ESTS | ORO FINO 11012022 | 10 | 2 | 25 | 10289 | 10289 | 0 | 227 |  | 0 |  | 0 | [6 empty] | #N/A | #N/A | 46.4677
35129618 | PLAN | [10 empty] | PLAN | 1.9924 |  |  | 2018-47822 | 2019-73903 | 2020-00249 |  | ORO FINO 1101 | 153612104 | Tier 3 | 0 | 0 | 153612104 | 0 | 103031101 | 42.578 | 117873079 | 35129618 |  | CWSP-ORO FINO 1101-LR2022-PH 1.4 | PRE | 198W | E470 | 5786674 | E.5014760.04 | MAGALIA | Butte | North Valley | Northern | ESTS erdy | ORO FINO 11012022 | 10 | 2 | 25 | 10520 | 10520 | 0 | 227 |  | 0 |  | 0 | [6 empty] | #N/A | #N/A | 46.4677
35129619 | PLAN | [10 empty] | PLAN | 1.6572 |  |  | 2018-47822 | 2019-73903 | 2019-79136 |  | ORO FINO 1101 | 042811111 | Tier 3 | 0 | 0 | 042811111 | 0 | 103031101 | 44.9214 | 117873090 | 35129619 |  | CWSP-ORO FINO 1101-LR2022-PH 1.5 | PRE | 198W | E470 | 5786675 | E.5014760.05 | MAGALIA | Butte | North Valley | Northern | ESTS erdy | ORO FINO 11012022 | 10 | 2 | 25 | 8750 | 8750 | 0 | 227 |  | 0 |  | 0 | [6 empty] | #N/A | #N/A | 46.4677
35129640 | PLAN | [10 empty] | PLAN | 1.6167 |  |  | 2018-47822 | 2019-73903 | 2020-00116 |  | ORO FINO 1101 | 102541102 | Tier 3 | 0 | 0 | 102541102 | 0 | 103031101 | 87.3855 | 117873091 | 35129640 |  | CWSP-ORO FINO 1101-LR2022-PH 1.6 | PRE | 198W | E470 | 5786676 | E.5014760.06 | MAGALIA | Butte | North Valley | Northern | ESTS | ORO FINO 11012022 | 10 | 2 | 25 | 8536 | 8536 | 0 | 227 |  | 0 |  | 0 | [6 empty] | #N/A | #N/A | 46.4677
35129641 | PLAN | [10 empty] | PLAN | 1.3294 |  |  | 2018-47822 | 2019-73903 | 2020-00247 |  | ORO FINO 1101 | 102541102 | Tier 3 | 0 | 0 | 102541102 | 0 | 103031101 | 87.3855 | 117873092 | 35129641 |  | CWSP-ORO FINO 1101-LR2022-PH 1.7 | PRE | 198W | E470 | 5786677 | E.5014760.07 | MAGALIA | Butte | North Valley | Northern | ESTS | ORO FINO 11012022 | 10 | 2 | 25 | 7019 | 7019 | 0 | 227 |  | 0 |  | 0 | [6 empty] | #N/A | #N/A | 46.4677
35129642 | PLAN | [10 empty] | PLAN | 1.1847 |  |  | 2018-47822 | 2019-73903 | 2020-02362 |  | ORO FINO 1101 | 102541102 | Tier 3 | 0 | 0 | 102541102 | 0 | 103031101 | 87.3855 | 117873093 | 35129642 |  | CWSP-ORO FINO 1101-LR2022-PH 1.8 | PRE | 198W | E470 | 5786738 | E.5014760.08 | MAGALIA | Butte | North Valley | Northern | ESTS erdy | ORO FINO 11012022 | 10 | 2 | 25 | 6255 | 6255 | 0 | 227 |  | 0 |  | 0 | [6 empty] | #N/A | #N/A | 46.4677
35094515 | PLAN | [8 empty] | PLAN | 1.6521 |  |  |  |  | 2018-47836 | 2019-76198 |  |  | ORO FINO 1101 | 102541102 | Tier 3 | 0 | 0 | 102541102 | 0 | 103031101 | 87.3855 | 114656547 | 35094515 | 35042923 | CWSP-ORO FINO 1101-LR2022-PH 2.1 | PRE | 198W | E470 | 5785243 | E.5014755.01 | MAGALIA | Butte | North Valley | Northern | ESTS | ORO FINO 11012022 | 10 | 2 | 25 | 8723 | 8723 | 0 | 227 |  | 0 |  | 0 |  |  |  | Level 2 construction | 2018-47836 | 5/2/19 - requested order recreation. 5/1/19 - requested WBS & PO. 7/12/18 - approved AA review. | #N/A | #N/A | 46.4677 | 3 | Wildfire Resilient |  | 3103 | 2340 | 7 | 5 | 740 | 6 | 5 | 23 | 3 | 5 | 3
35129643 | PLAN | [10 empty] | PLAN | 2.0585 |  |  | 2018-47836 | 2019-76198 |  |  | ORO FINO 1101 | 163692102 | Tier 3 | 0 | 0 | 163692102 | 0 | 103031101 | 42.3197 | 117873094 | 35129643 |  | CWSP-ORO FINO 1101-LR2022-PH 2.2 | PRE | 198W | E470 | 5786739 | E.5014755.02 | MAGALIA | Butte | North Valley | Northern | ESTS erdy | ORO FINO 11012022 | 10 | 2 | 25 | 10869 | 10869 | 0 | 227 |  | 0 |  | 0 | [6 empty] | #N/A | #N/A | 46.4677
35129644 | PLAN | [10 empty] | PLAN | 0.9875 |  |  | 2018-47836 | 2019-76198 | 2019-82268 |  | ORO FINO 1101 | 152481106 | Tier 3 | 0 | 0 | 152481106 | 0 | 103031101 | 120.4803 | 117873095 | 35129644 |  | CWSP-ORO FINO 1101-LR2022-PH 2.3 | PRE | 198W | E470 | 5786740 | E.5014755.03 | MAGALIA | Butte | North Valley | Northern | ESTS erdy | ORO FINO 11012022 | 10 | 2 | 25 | 5214 | 5214 | 0 | 227 |  | 0 |  | 0 | [6 empty] | #N/A | #N/A | 46.4677
35129645 | PLAN | [10 empty] | PLAN | 1.2059 |  |  | 2018-47836 | 2019-76198 | 2020-03368 |  | ORO FINO 1101 | 102541102 | Tier 3 | 0 | 0 | 102541102 | 0 | 103031101 | 87.3855 | 117873096 | 35129645 |  | CWSP-ORO FINO 1101-LR2022-PH 2.4 | PRE | 198W | E470 | 5786741 | E.5014755.04 | MAGALIA | Butte | North Valley | Northern | ESTS | ORO FINO 11012022 | 10 | 2 | 25 | 6367 | 6367 | 0 | 227 |  | 0 |  | 0 | [6 empty] | #N/A | #N/A | 46.4677
35129646 | PLAN | [10 empty] | PLAN | 1.2583 |  |  | 2018-47836 | 2019-76198 | 2019-81946 |  | ORO FINO 1101 | 102541102 | Tier 3 | 0 | 0 | 102541102 | 0 | 103031101 | 87.3855 | 117873097 | 35129646 |  | CWSP-ORO FINO 1101-LR2022-PH 2.5 | PRE | 198W | E470 | 5786742 | E.5014755.05 | MAGALIA | Butte | North Valley | Northern | ESTS erdy | ORO FINO 11012022 | 10 | 2 | 25 | 6644 | 6644 | 0 | 227 |  | 0 |  | 0 | [6 empty] | #N/A | #N/A | 46.4677
35129647 | PLAN | [10 empty] | PLAN | 1.2176 |  |  | 2018-47836 | 2019-76198 | 2020-01101 |  | ORO FINO 1101 | 102541102 | Tier 3 | 0 | 0 | 102541102 | 0 | 103031101 | 87.3855 | 117873098 | 35129647 |  | CWSP-ORO FINO 1101-LR2022-PH 2.6 | PRE | 198W | E470 | 5786743 | E.5014755.06 | MAGALIA | Butte | North Valley | Northern | ESTS erdy | ORO FINO 11012022 | 10 | 2 | 25 | 6429 | 6429 | 0 | 227 |  | 0 |  | 0 | [6 empty] | #N/A | #N/A | 46.4677
35095164 | PLAN | [8 empty] | PLAN | 1.9237 |  |  |  |  | 2018-53504 | 2019-76204 | 2020-11604 |  | ORO FINO 1101 | 102541102 | Tier 3 | 0 | 0 | 102541102 | 0 | 103031101 | 87.3855 | 114723712 | 35095164 | 35045959 | CWSP-ORO FINO 1101-LR2022-PH 3.1 | PRE | 198W | E470 | 5785239 | E.5015030.01 | MAGALIA | Butte | North Valley | Northern | ESTS | ORO FINO 11012022 | 10 | 2 | 25 | 10157 | 10157 | 0 | 227 | [7 empty] | Level 2 construction | 2018-53504 | 5/2/19 - requested order recreation. 5/1/19 - requested WBS & PO. 8/1/18 - approved AA review. | #N/A | #N/A | 46.4677 | 3 | Wildfire Resilient |  | 3103 | 2340 | 7 | 5 | 740 | 6 | 5 | 23 | 3 | 5 | 3
35129648 | PLAN | [8 empty] | PLAN | 1.1578 |  |  |  |  | 2018-53504 | 2019-76204 | 2020-43084 |  | ORO FINO 1101 | 043432104 | Tier 3 | 0 | 0 | 043432104 | 0 | 103031101 | 78.5591 | 117873099 | 35129648 |  | CWSP-ORO FINO 1101-LR2022-PH 3.2 | PRE | 198W | E470 | 5786744 | E.5015030.02 | MAGALIA | Butte | North Valley | Northern | ESTS erdy | ORO FINO 11012022 | 10 | 2 | 25 | 6113 | 6113 | 0 | 227 |  | 0 |  | 0 | [6 empty] | #N/A | #N/A | 46.4677
35113946 | PLAN | [10 empty] | PLAN | 22.87 |  |  | 2019-44589 |  |  |  | WYANDOTTE 1103 | 102911103 | Tier 3 | 102911103 | 13.0558 | 152481106 | 15.8043 | 102911103 | 120.4803 | 117557032 | 35113946 |  | CWSP - WYANDOTTE 1103 – LR 1974 | PRE | 198W | E470 | 5786219 | E.5024242.01 | BERRY CREEK | Butte | North Valley | Northern | UNSE | WYANDOTTE 11031974 | 11 | 9 | 12 | 120754 | 120754 | 120754 | 511 | [9 empty] | 7/2/19 - WBS & PO generated | 13.0558 | 15.8043 | 68.8519 | 3 | Wildfire Resilient
35116383 | PLAN | [6 empty] | PLAN | 1.3409 | [6 empty] | 2018-59382 | 2019-35887 | 2019-60218 | 2020-25651 | MIWUK 1701 | 162821702 | Tier 3 | 0 | 0 | 162821702 | 2.0706 | 163661701 | 79.1599 | 117604600 | 35116383 |  | CWSP - MIWUK 1701 - LR 8060 - PH 1.2 | PRE | 198W | E470 | 5785966 | E.5014733.02 | TWAIN HARTE | Tuolumne | Yosemite | Central Valley | CONS srdy | MIWUK 17018060 | 12 | 1 | 63 | 7319 | 7319 | 0 | 227 |  | 0 |  | 0 | [6 empty] | #N/A | 2.0706 | 75.1127 |  | Wildfire Resilient
35116384 | PLAN | [6 empty] | PLAN | 1.84 | [6 empty] | 2018-59382 | 2019-35887 | 2020-00930 | 2020-48509 | MIWUK 1701 | 162821702 | Tier 3 | 0 | 0 | 162821702 | 2.0706 | 163661701 | 79.1599 | 117604604 | 35116384 |  | CWSP - MIWUK 1701 - LR 8060 - PH 1.3 | PRE | 198W | E470 | 5785967 | E.5014733.03 | TWAIN HARTE | Tuolumne | Yosemite | Central Valley | ESTS | MIWUK 17018060 | 12 | 1 | 63 | 9700 | 9700 | 0 | 227 |  | 333.9569 | 3239382 | 0 | [6 empty] | #N/A | 2.0706 | 75.1127 |  | Wildfire Resilient
35116385 | PLAN | [6 empty] | PLAN | 1.29 | [6 empty] | 2018-59382 | 2019-35887 | 2019-53233 |  | MIWUK 1701 | 162821702 | Tier 3 | 0 | 0 | 162821702 | 2.0706 | 163661701 | 79.1599 | 117604609 | 35116385 |  | CWSP - MIWUK 1701 - LR 8060 - PH 1.4 | PRE | 198W | E470 | 5785968 | E.5014733.04 | TWAIN HARTE | Tuolumne | Yosemite | Central Valley | ESTS | MIWUK 17018060 | 12 | 1 | 63 |  |  | 0 | #DIV/0! |  | #DIV/0! |  | #DIV/0! | [6 empty] | #N/A | 2.0706 | 75.1127 |  | Wildfire Resilient
35116388 | PLAN | [6 empty] | PLAN | 2.482 | [6 empty] | 2018-59382 | 2019-35887 | 2019-66576 | 2020-47446 | MIWUK 1701 | 162821702 | Tier 3 | 0 | 0 | 162821702 | 2.0706 | 163661701 | 79.1599 | 117604672 | 35116388 |  | CWSP - MIWUK 1701 - LR 8060 - PH 1.5 | PRE | 198W | E470 | 5785969 | E.5014733.05 | TWAIN HARTE | Tuolumne | Yosemite | Central Valley | ESTS | MIWUK 17018060 | 12 | 1 | 63 | 13109 | 13109 | 0 | 227 |  | 338.3449 | 4435363 | 0 | [6 empty] | #N/A | 2.0706 | 75.1127 |  | Wildfire Resilient
35116389 | PLAN | [8 empty] | PLAN | 1.8883 |  |  |  |  | 2018-59382 | 2019-35887 | 2020-01521 |  | MIWUK 1701 | 162821702 | Tier 3 | 0 | 0 | 162821702 | 2.0706 | 163661701 | 79.1599 | 117604676 | 35116389 |  | CWSP - MIWUK 1701 - LR 8060 - PH 1.6 | PRE | 198W | E470 | 5785970 | E.5014733.06 | TWAIN HARTE | Tuolumne | Yosemite | Central Valley | ESTS | MIWUK 17018060 | 12 | 1 | 63 |  |  | 0 | #DIV/0! |  | #DIV/0! |  | #DIV/0! | [6 empty] | #N/A | 2.0706 | 75.1127 |  | Wildfire Resilient
35116390 | PLAN | [6 empty] | PLAN | 0.96591 | [6 empty] | 2018-59382 | 2019-35887 | 2019-54641 | 2020-26327 | MIWUK 1701 | 163751102 | Tier 3 | 0 | 0 | 163751102 | 2.0706 | 163661701 | 86.4393 | 117604678 | 35116390 |  | CWSP - MIWUK 1701 - LR 8060 - PH 1.7 | PRE | 198W | E470 | 5785971 | E.5014733.07 | TWAIN HARTE | Tuolumne | Yosemite | Central Valley | PEND erdy | MIWUK 17018060 | 12 | 1 | 63 |  | 4934 | 0 | 227 |  | 218.3075 | 1077129 | 0 | [6 empty] | #N/A | 2.0706 | 75.1127 |  | Wildfire Resilient
35052737 | PLAN | [6 empty] | PLAN | [7 empty] | 2018-59382 | 2019-35887 | 2019-63683 | 2020-27366 | MIWUK 1701 | 163661702 | Tier 3 | 0 | 0 | 163661702 | 2.0706 | 163661701 | 72.5527 | 114675474 | 35052737 | 35043311 | CWSP-MIWUK 1701-LR8060-PH 1.1 | PRE | 198W | E470 | 5785238 | E.5014733.01 | LONG BARN | Tuolumne | Yosemite | Central Valley | PEND erdy | MIWUK 17018060 | 12 | 1 | 63 | 63204 | 63204 | 63204 | 511 |  | 0 |  | 0 |  |  |  | Level 2 construction | 2018-59382 | 5/3/19 - IT request complete. 5/2/19 - requested IT change. 5/1/19 - requested WBS & PO.8/18/18 - approved AA review. | #N/A | 2.0706 | 75.1127 | 3 | Wildfire Resilient |  | 3103 | 2340 | 7 | 5 | 740 | 6 | 5 | 23 | 3 | 5 | 3
35056733 | PLAN | [8 empty] | PLAN | 2.1311 |  |  |  |  | 2018-78760 | 2019-32231 |  | 2019-55678 | EL DORADO PH 2101 | 152762101 | Tier 3 | 152762101 | 10.5046 | 152762101 | 25.7552 | 152762101 | 130.3645 | 114987201 | 35056733 |  | CWSP - EL DORADO 2101 - 19752 - PH 1.1 | PRE | 198W | E470 | 5782532 | E.5015417.01 | POLLOCK PINES | El Dorado | Sierra | Northern | ESTS | EL DORADO PH 210119752 | 13 | 10 | 5 | 54859 | 54859 | 54859 | 511 | [7 empty] | Level 2 hardening | 2018-78760 | 10/30/18 - approved AA review. 9/18/18 - [REDACTED] provided WBS Element # & PO | 10.5046 | 25.7552 | 130.3645 | 3 | Wildfire Resilient |  | 3154 | 2340 | 7 | 5 | 740 | 6 | 5 | 74 | 4 | 5 | 3
35057010 | PLAN | [8 empty] | PLAN | 1.3095 |  |  |  |  | 2018-78870 | 2019-52013 | 2020-32366 |  | EL DORADO PH 2101 | 152762101 | Tier 3 | 152762101 | 10.5046 | 152762101 | 25.7552 | 152762101 | 130.3645 | 114987251 | 35057010 |  | CWSP - EL DORADO 2101 - 19752 - PH 2.1 | PRE | 198W | E470 | 5782533 | E.5015416.01 | POLLOCK PINES | El Dorado | Sierra | Northern | ESTS | EL DORADO PH 210119752 | 13 | 10 | 5 | 57446 | 57446 | 57446 | 511 | [7 empty] | Level 2 construction | 2020-35209 | 10/30/18 - approved AA review. 9/18/18 - [REDACTED] provided WBS Element # & PO | 10.5046 | 25.7552 | 130.3645 | 3 | Wildfire Resilient |  | 3154 | 2340 | 7 | 5 | 740 | 6 | 5 | 74 | 4 | 5 | 3
35109546 | PLAN | [8 empty] | PLAN | 2.7725 |  |  |  |  | 2018-78870 | 2019-52013 | 2020-31903 |  | EL DORADO PH 2101 | 152762101 | Tier 3 | 152762101 | 10.5046 | 152762101 | 25.7552 | 152762101 | 130.3645 | 117349071 | 35109546 |  | CWSP - EL DORADO 2101 - 19752 - PH 2.3 | PRE | 198W | E470 | 5785517 | E.5015416.03 | POLLOCK PINES | El Dorado | Sierra | Northern | ESTS | EL DORADO PH 210119752 | 13 | 10 | 5 |  |  | 0 | #DIV/0! | [9 empty] | 5/28/19 - WBS & PO created | 10.5046 | 25.7552 | 130.3645 | 3 | Wildfire Resilient
35057017 | COMP |  |  |  |  | COMP | 1.71 | [8 empty] | 2018-78879 | 2019-32235 | 2019-64371 | 2019-55261 | EL DORADO PH 2101 | 152762101 | Tier 3 | 152762101 | 10.5046 | 152762101 | 25.7552 | 152762101 | 130.3645 | 114987282 | 35057017 |  | CWSP - EL DORADO 2101 - 19752 - PH 3.1 |  | 198W | E470 | 5782534 | E.5015415.01 | POLLOCK PINES | El Dorado | Sierra | Northern | DOCC srdy crdy | EL DORADO PH 210119752 | 13 | 10 | 5 | 60403 | 9020 | 9020 | 200 | [7 empty] | Heavy loading zone | 2019-55261 | 9/16/19 - approved BC review after corrections. provided BC review comments. Need scope rewritten. 10/25/18 - approved AA review. 9/18/18 - [REDACTED] provided WBS Element # & PO | 10.5046 | 25.7552 | 130.3645 | 3 | Wildfire Resilient |  | 3154 | 2340 | 7 | 5 | 740 | 6 | 5 | 74 | 4 | 5 | 3
35109541 | PLAN | [8 empty] | PLAN | 2.6678 |  |  |  |  | 2018-78760 | 2019-32231 | 2019-67211 |  | EL DORADO PH 2101 | 152762101 | Tier 3 | 152762101 | 10.5046 | 152762101 | 25.7552 | 152762101 | 130.3645 | 117348508 | 35109541 |  | CWSP - EL DORADO 2101 - LR19752 - PH 1.3 | PRE | 198W | E470 | 5785513 | E.5015417.03 | POLLOCK PINES | El Dorado | Sierra | Northern | ESTS | EL DORADO PH 210119752 | 13 | 10 | 5 |  |  | 0 | #DIV/0! | [9 empty] | 5/28/19 - WBS & PO created | 10.5046 | 25.7552 | 130.3645 | 3 | Wildfire Resilient
35057018 | PLAN | [8 empty] | PLAN | 2.2511 |  |  |  |  | 2018-78881 | 2019-32237 | 2019-54822 |  | EL DORADO PH 2101 | 152762101 | Tier 3 | 152762101 | 10.5046 | 152762101 | 25.7552 | 152762101 | 130.3645 | 114987363 | 35057018 |  | CWSP - EL DORADO 2101 - LR19752 - PH4.1 | PRE | 198W | E470 | 5782535 | E.5015414.01 | POLLOCK PINES | El Dorado | Sierra | Northern | PEND | EL DORADO PH 210119752 | 13 | 10 | 5 | 9893 | 507 | 11379 | 770.7718 | [7 empty] | Level 2 construction | 2020-35302 | 10/30/18 - approved AA review. 9/18/18 - [REDACTED] provided WBS Element # & PO | 10.5046 | 25.7552 | 130.3645 | 3 | Wildfire Resilient |  | 3154 | 2340 | 7 | 5 | 740 | 6 | 5 | 74 | 4 | 5 | 3
35109540 | COMP | [6 empty] | COMP | 1.338 | [6 empty] | 2018-78760 | 2019-32231 | 2019-53561 | 2019-56704 | EL DORADO PH 2101 | 152762101 | Tier 3 | 152762101 | 10.5046 | 083622105 | 25.7552 | 152762101 | 85.8551 | 117348505 | 35109540 |  | CWSP-EL DORADO 2101-LR19752-PH1.2 | PRE | 198W | E470 | 5785512 | E.5015417.02 | POLLCOCK PINES | El Dorado | Sierra | Northern | DOCC srdy crdy | EL DORADO PH 210119752 | 13 | 10 | 5 | 7492 | 7492 | 0 | 227 |  | 0 | [7 empty] | 5/28/19 - WBS & PO created | 10.5046 | 25.7552 | 130.3645 | 3 | Wildfire Resilient
35109542 | COMP |  |  |  |  | COMP | 1.83 | [8 empty] | 2018-78760 | 2019-32231 | 2019-46132 | 2019-68650 | EL DORADO PH 2101 | 152762101 | Tier 3 | 152762101 | 10.5046 | 163351705 | 25.7552 | 152762101 | 14.6487 | 117349210 | 35109542 |  | CWSP-EL DORADO 2101-LR19752-PH1.4 |  | 198W | E470 | 5785514 | E.5015417.04 | POLLOCK PINES | El Dorado | Sierra | Northern | DOCC srdy crdy | EL DORADO PH 210119752 | 13 | 10 | 5 | 9526 | 9526 | 0 | 292 |  | 0 |  | 0 |  |  |  | Heavy loading zone | 2019-57115 | 9/18/19 - approved BC review. 5/28/19 - WBS & PO created | 10.5046 | 25.7552 | 130.3645 | 3 | Wildfire Resilient
35109543 | COMP |  |  |  |  | COMP | 1.69 | [8 empty] | 2018-78760 | 2019-32231 | 2019-48333 | 2019-57154 | EL DORADO PH 2101 | 152762101 | Tier 3 | 152762101 | 10.5046 | 043141101 | 25.7552 | 152762101 | 82.0202 | 117349211 | 35109543 |  | CWSP-EL DORADO 2101-LR19752-PH1.5 |  | 198W | E470 | 5785515 | E.5015417.05 | POLLCOCK PINES | El Dorado | Sierra | Northern | DOCC srdy crdy | EL DORADO PH 210119752 | 13 | 10 | 5 | 9506 | 9506 | 0 | 215 |  | 0 |  | 0 |  |  |  | Heavy loading zone | 2019-57154 | 9/22/19 - provided review comments. 5/28/19 - WBS & PO created | 10.5046 | 25.7552 | 130.3645 | 3 | Wildfire Resilient
35109545 | PLAN | [6 empty] | COMP | 2.65 | [6 empty] | 2018-78870 | 2019-52013 | 2019-48251 | 2019-73636 | EL DORADO PH 2101 | 152762101 | Tier 3 | 152762101 | 10.5046 | 043311102 | 25.7552 | 152762101 | 65.1242 | 117349070 | 35109545 |  | CWSP-EL DORADO 2101-LR19752-PH2.2 | PRE | 198W | E470 | 5785516 | E.5015416.02 | POLLOCK PINES | El Dorado | Sierra | Northern | CONS cont srdy crdy | EL DORADO ph 210119752 | 13 | 10 | 5 | 12857 | 12857 | 0 | 227 |  | 0 |  | 0 |  |  |  | Heavy loading zone | 2019-55653 | 9/18/19 - provided review comments and checklist. 5/28/19 - WBS & PO created | 10.5046 | 25.7552 | 130.3645 | 3 | Wildfire Resilient
35109547 | PLAN | [6 empty] | COMP | 1.5261 | [6 empty] | 2018-78870 | 2019-52013 | 2019-66131 | 2019-68030 | EL DORADO PH 2101 | 152762101 | Tier 3 | 152762101 | 10.5046 | 043311102 | 25.7552 | 152762101 | 65.1242 | 117349072 | 35109547 |  | CWSP-EL DORADO 2101-LR19752-PH2.4 | PRE | 198W | E470 | 5785598 | E.5015416.04 | POLLOCK PINES | El Dorado | Sierra | Northern | DOCC srdy crdy | EL DORADO ph 210119752 | 13 | 10 | 5 | 7660 | 7660 | 0 | 227 |  | 271.5637 | 2080178 | 384.2037 | 2943000 |  |  |  | 2020-32901 | 5/18/20: Reauthorization approved; 5/28/19 - WBS & PO created | 10.5046 | 25.7552 | 130.3645 | 3 | Wildfire Resilient
35109548 | PLAN | [6 empty] | PLAN | 3.0917 | [6 empty] | 2018-78870 | 2019-52013 | 2019-82212 | 2020-02598 | EL DORADO PH 2101 | 152762101 | Tier 3 | 152762101 | 10.5046 | 043311102 | 25.7552 | 152762101 | 65.1242 | 117349073 | 35109548 |  | CWSP-EL DORADO 2101-LR19752-PH2.5 | PRE | 198W | E470 | 5785599 | E.5015416.05 | POLLOCK PINES | El Dorado | Sierra | Northern | UNSC srdy crdy | EL DORADO ph 210119752 | 13 | 10 | 5 | 15944 | 15944 | 0 | 227 |  | 0 | [7 empty] | 5/28/19 - WBS & PO created | 10.5046 | 25.7552 | 130.3645 | 3 | Wildfire Resilient
35109549 | PLAN |  |  |  |  | PART | 0.68 | PART | 0.65265 | [6 empty] | 2018-78879 | 2019-32235 | 2019-64373 | 2019-57277 | EL DORADO PH 2101 | 152762101 | Tier 3 | 152762101 | 10.5046 | 043311102 | 25.7552 | 152762101 | 65.1242 | 117348822 | 35109549 |  | CWSP-EL DORADO 2101-LR19752-PH3.2 | PRE | 198W | E470 | 5785600 | E.5015415.02 | POLLOCK PINES | El Dorado | Sierra | Northern | UNSC srdy crdy | EL DORADO ph 210119752 | 13 | 10 | 5 | 6933 | 6933 | 0 | 227 |  | 0 | [5 empty] | Heavy loading zone | 2019-57277 | 9/22/19 - provided review comments. 5/28/19 - WBS & PO created | 10.5046 | 25.7552 | 130.3645 | 3 | Wildfire Resilient
35109550 | COMP |  |  |  |  | PART | 1.62 | COMP | 0.29 | [6 empty] | 2018-78879 | 2019-32235 | 2019-64383 | 2019-57340 | EL DORADO PH 2101 | 152762101 | Tier 3 | 152762101 | 10.5046 | 043311102 | 25.7552 | 152762101 | 65.1242 | 117348823 | 35109550 |  | CWSP-EL DORADO 2101-LR19752-PH3.3 | PRE | 198W | E470 | 5785601 | E.5015415.03 | POLLOCK PINES | El Dorado | Sierra | Northern | DOCC srdy crdy | EL DORADO ph 210119752 | 13 | 10 | 5 | 9563 | 9563 | 0 | 227 |  | 0 | [5 empty] | Heavy loading zone | 2020-32850 | 05/18/20 - Reauthorization Approved, due to increases in Vegetation and OH's, 63 poles, 24 xfmrs, 1 sw; 5/28/19 - WBS & PO created | 10.5046 | 25.7552 | 130.3645 | 3 | Wildfire Resilient
35109551 | PLAN |  |  |  |  | PART | 1.09 | PART | 0.3428 | [6 empty] | 2018-78879 | 2019-32235 | 2019-64384 | 2019-57464 | EL DORADO PH 2101 | 152762101 | Tier 3 | 152762101 | 10.5046 | 043311102 | 25.7552 | 152762101 | 65.1242 | 117348824 | 35109551 |  | CWSP-EL DORADO 2101-LR19752-PH3.4 | PRE | 198W | E470 | 5785602 | E.5015415.04 | POLLOCK PINES | El Dorado | Sierra | Northern | UNSC srdy crdy | EL DORADO ph 210119752 | 13 | 10 | 5 | 7580 | 7580 | 0 | 227 |  | 0 | [7 empty] | 5/28/19 - WBS & PO created | 10.5046 | 25.7552 | 130.3645 | 3 | Wildfire Resilient
35109552 | COMP |  |  |  |  | PART | 1.83 | COMP | 0.312 | [6 empty] | 2018-78879 | 2019-32235 | 2019-64394 | 2019-57480 | EL DORADO PH 2101 | 152762101 | Tier 3 | 152762101 | 10.5046 | 043311102 | 25.7552 | 152762101 | 65.1242 | 117348827 | 35109552 |  | CWSP-EL DORADO 2101-LR19752-PH3.5 | PRE | 198W | E470 | 5785603 | E.5015415.05 | POLLOCK PINES | El Dorado | Sierra | Northern | DOCC srdy crdy | EL DORADO ph 210119752 | 13 | 10 | 5 | 11274 | 11274 | 0 | 227 |  | 266.8924 | 3008945 | 0 |  |  |  |  | 2020-11210 | 03/09/20 - Approved Re-authorization post construction. 5/28/19 - WBS & PO created | 10.5046 | 25.7552 | 130.3645 | 3 | Wildfire Resilient
35109553 | COMP |  |  |  |  | PART | 1.41 | COMP | 1.25 | [6 empty] | 2018-78879 | 2019-32235 | 2019-64388 | 2019-57456 | EL DORADO PH 2101 | 152762101 | Tier 3 | 152762101 | 10.5046 | 043311102 | 25.7552 | 152762101 | 65.1242 | 117348828 | 35109553 |  | CWSP-EL DORADO 2101-LR19752-PH3.6 | PRE | 198W | E470 | 5785604 | E.5015415.06 | POLLOCK PINES | El Dorado | Sierra | Northern | UNSC crdy | EL DORADO ph 210119752 | 13 | 10 | 5 | 14080 | 14080 | 0 | 227 |  | 0 | [7 empty] | 5/28/19 - WBS & PO created | 10.5046 | 25.7552 | 130.3645 | 3 | Wildfire Resilient
35109554 | PLAN | [6 empty] | PLAN | 1.3341 | [6 empty] | 2018-78879 | 2019-32235 | 2019-44965 | 2020-28065 | EL DORADO PH 2101 | 152762101 | Tier 3 | 152762101 | 10.5046 | 043311102 | 25.7552 | 152762101 | 65.1242 | 117348366 | 35109554 |  | CWSP-EL DORADO 2101-LR19752-PH4.2 | PRE | 198W | E470 | 5785605 | E.5015414.02 | POLLOCK PINES | El Dorado | Sierra | Northern | DOCC srdy crdy | EL DORADO ph 210119752 | 13 | 10 | 5 | 6635 | 6635 | 0 | 227 |  | 0 | [7 empty] | 5/28/19 - WBS & PO created | 10.5046 | 25.7552 | 130.3645 | 3 | Wildfire Resilient
35109555 | COMP |  |  |  |  | PART | 0.75 | PART | 1.49 | [6 empty] | 2018-78879 | 2019-32235 | 2019-60692 | 2019-55673 | EL DORADO PH 2101 | 152762101 | Tier 3 | 152762101 | 10.5046 | 043311102 | 25.7552 | 152762101 | 65.1242 | 117348367 | 35109555 |  | CWSP-EL DORADO 2101-LR19752-PH4.3 | PRE | 198W | E470 | 5785606 | E.5015414.03 | POLLOCK PINES | El Dorado | Sierra | Northern | DOCC crdy | EL DORADO ph 210119752 | 13 | 10 | 5 | 11685 | 11685 | 0 | 227 |  | 0 | [7 empty] | 5/28/19 - WBS & PO created | 10.5046 | 25.7552 | 130.3645 | 3 | Wildfire Resilient
35109556 | PLAN | [6 empty] | COMP | 0.30644 | [6 empty] | 2018-78879 | 2019-32235 | 2019-68790 | 2019-59318 | EL DORADO PH 2101 | 152762101 | Tier 3 | 152762101 | 10.5046 | 163751102 | 25.7552 | 152762101 | 86.4393 | 117348368 | 35109556 |  | CWSP-EL DORADO 2101-LR19752-PH4.4 | PRE | 198W | E470 | 5785607 | E.5015414.04 | POLLOCK PINES | El Dorado | Sierra | Northern | DOCC srdy crdy | EL DORADO ph 210119752 | 13 | 10 | 5 | 1618 | 1618 | 0 | 227 |  | 520.2985 | 841843 | 690.0278 | 1116465 |  |  |  | 2020-32923 | 5/28/19 - WBS & PO created | 10.5046 | 25.7552 | 130.3645 | 3 | Wildfire Resilient | N/A | 3103 | 2340 | 7 | 5 | 740 | 6 | 5 | 23 | 3 | 5 | 3
35048613 | PLAN | [10 empty] | PLAN | 11.4424 |  |  | 2018-71031 |  |  |  | PARADISE 1106 | 102831106 | Tier 3 | 102831106 | 0.31948 | 152481105 | 0 | 102831106 | 115.7505 | 114819461 | 35048613 |  | CWSP - PARADISE 1106 - LR 2084 | PRE | 198W | E460 | 5530169 | # | MAGALIA | Butte | North Valley | Northern | UNSE | PARADISE 11062084 | 14 | 11 | 191 | 60416 | 60416 | 60416 | 511 | [7 empty] | Level 2 construction | 2018-71031 | 10/29/18 - approved AA review. 10/3/18 - DRS rejected by [REDACTED] on 9/27/18. 9/21/18 - review in progress | 0.31948 | #N/A | 24.3706 | 3 | Wildfire Resilient |  | 3087 | 2340 | 7 | 5 | 740 | 6 | 5 | 7 | 2 | 5 | 3
35056387 | PLAN | [8 empty] | PLAN | 1.1328 |  |  |  |  | 2018-83825 | 2020-08079 |  |  | PLACERVILLE 2106 | 153082106 | Tier 3 | 153082106 | 0.2773 | 152481105 | 94.1833 | 153082106 | 115.7505 | 114985530 | 35056387 |  | CWSP - PLACERVILLE 2106 - LR 1104 - PH 1.1 | PRE | 198W | E470 | 5782580 | E.5015426.01 | GEORGETOWN | El Dorado | Sierra | Northern | UNSE | PLACERVILLE 21061104 | 16 | 13 | 9 | 5981 | 5981 | 0 | 227 |  | 0 |  | 0 |  |  |  | OH | 2018-83825 |  | 0.2773 | 94.1833 | 182.2008 | 3 | Wildfire Resilient |  | 3103 | 2340 | 7 | 5 | 740 | 6 | 5 | 23 | 3 | 5 | 3
35167136 | PLAN | [8 empty] | PLAN | 0.94697 |  |  |  |  | 2018-83825 | 2020-08079 |  |  | PLACERVILLE 2106 | 153082106 | Tier 3 | 153082106 | 0.2773 | 152481105 | 94.1833 | 153082106 | 115.7505 | 118729469 | 35167136 |  | CWSP - PLACERVILLE 2106 - LR 1104 - PH 1.2 | PRE | 198W | E460 | 5539442 | E.5015426.02 | GEORGETOWN | El Dorado | Sierra | Northern | UNSE | PLACERVILLE 21061104 | 16 | 13 | 9 | 5000 | 5000 | 0 | 227 |  | 0 |  | 0 |  |  |  | OH |  |  | 0.2773 | 94.1833 | 182.2008 | 3 | Wildfire Resilient |  | 3103 | 2340 | 7 | 5 | 740 | 6 | 5 | 23 | 3 | 5 | 3
35167138 | PLAN | [8 empty] | PLAN | 2.035 |  |  |  |  | 2018-83825 | 2020-08079 |  |  | PLACERVILLE 2106 | 153082106 | Tier 3 | 153082106 | 0.2773 | 152481105 | 94.1833 | 153082106 | 115.7505 | 118729544 | 35167138 |  | CWSP - PLACERVILLE 2106 - LR 1104 - PH 1.3 | PRE | 198W | E470 | 5790011 | E.5015426.03 | GEORGETOWN | El Dorado | Sierra | Northern | UNSE | PLACERVILLE 21061104 | 16 | 13 | 9 | 10745 | 10745 | 0 | 227 |  | 0 |  | 0 |  |  |  | OH |  |  | 0.2773 | 94.1833 | 182.2008 | 3 | Wildfire Resilient |  | 3103 | 2340 | 7 | 5 | 740 | 6 | 5 | 23 | 3 | 5 | 3
35168820 | PLAN | [10 empty] | PLAN | 1.3585 |  |  | 2018-83825 | 2020-08079 |  |  | PLACERVILLE 2106 | 153082106 | Tier 3 | 153082106 | 0.2773 | 152481105 | 94.1833 | 153082106 | 115.7505 | 118738238 | 35168820 |  | CWSP - PLACERVILLE 2106 - LR 1104 - PH 1.4 | PRE | 198W | E460 | 5539424 | E.5015426.04 | GEORGETOWN | El Dorado | Sierra | Northern | UNSE | PLACERVILLE 21061104 | 16 | 13 | 9 | 7173 | 7173 | 0 | 227 |  | 0 |  | 0 |  |  |  | OH |  |  | 0.2773 | 94.1833 | 182.2008 | 3 | Wildfire Resilient |  | 3103 | 2340 | 7 | 5 | 740 | 6 | 5 | 23 | 3 | 5 | 3
35168821 | PLAN | [10 empty] | PLAN | 0.85701 |  |  | 2018-83825 | 2020-08079 |  |  | PLACERVILLE 2106 | 153082106 | Tier 3 | 153082106 | 0.2773 | 152481105 | 94.1833 | 153082106 | 115.7505 | 118738363 | 35168821 |  | CWSP - PLACERVILLE 2106 - LR 1104 - PH 1.5 | PRE | 198W | E460 | 5539425 | E.5015426.05 | GEORGETOWN | El Dorado | Sierra | Northern | UNSE | PLACERVILLE 21061104 | 16 | 13 | 9 | 4525 | 4525 | 0 | 227 |  | 0 |  | 0 |  |  |  | OH |  |  | 0.2773 | 94.1833 | 182.2008 | 3 | Wildfire Resilient |  | 3103 | 2340 | 7 | 5 | 740 | 6 | 5 | 23 | 3 | 5 | 3
35168822 | PLAN | [10 empty] | PLAN | 0.4892 |  |  | 2018-83825 | 2020-08079 |  |  | PLACERVILLE 2106 | 153082106 | Tier 3 | 153082106 | 0.2773 | 152481105 | 94.1833 | 153082106 | 115.7505 | 118738366 | 35168822 |  | CWSP - PLACERVILLE 2106 - LR 1104 - PH 1.6 | PRE | 198W | E460 | 5539426 | E.5015426.06 | GEORGETOWN | El Dorado | Sierra | Northern | UNSE | PLACERVILLE 21061104 | 16 | 13 | 9 | 2583 | 2583 | 0 | 227 |  | 0 |  | 0 |  |  |  | OH |  |  | 0.2773 | 94.1833 | 182.2008 | 3 | Wildfire Resilient |  | 3103 | 2340 | 7 | 5 | 740 | 6 | 5 | 23 | 3 | 5 | 3
35168823 | PLAN | [10 empty] | PLAN | 0.30587 |  |  | 2018-83825 | 2020-08079 |  |  | PLACERVILLE 2106 | 153082106 | Tier 3 | 153082106 | 0.2773 | 152481105 | 94.1833 | 153082106 | 115.7505 | 118738440 | 35168823 |  | CWSP - PLACERVILLE 2106 - LR 1104 - PH 1.7 | PRE | 198W | E460 | 5539427 | E.5015426.07 | GEORGETOWN | El Dorado | Sierra | Northern | UNSE | PLACERVILLE 21061104 | 16 | 13 | 9 | 1615 | 0 | 1615 | 795 |  | 0 |  | 0 |  |  |  | DER or UG |  |  | 0.2773 | 94.1833 | 182.2008 | 3 | Wildfire Resilient |  | 3103 | 2340 | 7 | 5 | 740 | 6 | 5 | 23 | 3 | 5 | 3
35056433 | PLAN | [10 empty] | PLAN | 1.3036 |  |  | 2018-83913 | 2020-22211 |  |  | PLACERVILLE 2106 | 153082106 | Tier 3 | 153082106 | 0.2773 | 152481105 | 94.1833 | 153082106 | 115.7505 | 114985551 | 35056433 |  | CWSP - PLACERVILLE 2106 - LR 1104 - PH 2.1 | PRE | 198W | E470 | 5782581 | E.5015425.01 | GEORGETOWN | El Dorado | Sierra | Northern | UNSE | PLACERVILLE 21061104 | 16 | 13 | 9 | 5764 | 0 | 6883 | 795 |  | 0 |  | 0 |  |  |  | OH | 2018-83913 | 12/7/18 - Approved AA review and added to template to get WBS & PI=Y. 9/18/18 - [REDACTED] provided WBS Element # & PO | 0.2773 | 94.1833 | 182.2008 | 3 | Wildfire Resilient |  | 3103 | 2340 | 7 | 5 | 740 | 6 | 5 | 23 | 3 | 5 | 3
35174993 | PLAN | [10 empty] | PLAN | 0.79167 |  |  | 2018-83913 | 2020-22211 |  |  | PLACERVILLE 2106 | 153082106 | Tier 3 | 153082106 | 0.2773 | 152481105 | 94.1833 | 153082106 | 115.7505 | 118964445 | 35174993 |  | CWSP - PLACERVILLE 2106 - LR 1104 - PH 2.2 | PRE | 198W | E470 | 5790541 | E.5015425.02 | GEORGETOWN | El Dorado | Sierra | Northern | UNSE | PLACERVILLE 21061104 | 16 | 13 | 9 | 4180 | 4180 | 0 | 227 |  | 0 |  | 0 |  |  |  | UG |  |  | 0.2773 | 94.1833 | 182.2008 | 3 | Wildfire Resilient |  | 3103 | 2340 | 7 | 5 | 740 | 6 | 5 | 23 | 3 | 5 | 3
35176209 | PLAN | [10 empty] | PLAN | 0.80795 |  |  | 2018-83913 | 2020-22211 |  |  | PLACERVILLE 2106 | 153082106 | Tier 3 | 153082106 | 0.2773 | 152481105 | 94.1833 | 153082106 | 115.7505 | 118964446 | 35176209 |  | CWSP - PLACERVILLE 2106 - LR 1104 - PH 2.3 | PRE | 198W | E470 | 5790542 | E.5015425.03 | GEORGETOWN | El Dorado | Sierra | Northern | UNSE | PLACERVILLE 21061104 | 16 | 13 | 9 | 4266 | 4266 | 0 | 227 |  | 0 |  | 0 |  |  |  | OH |  |  | 0.2773 | 94.1833 | 182.2008 | 3 | Wildfire Resilient |  | 3103 | 2340 | 7 | 5 | 740 | 6 | 5 | 23 | 3 | 5 | 3
35176210 | PLAN | [10 empty] | PLAN | 1.39 |  |  | 2018-83913 | 2020-22211 |  |  | PLACERVILLE 2106 | 153082106 | Tier 3 | 153082106 | 0.2773 | 152481105 | 94.1833 | 153082106 | 115.7505 | 118964447 | 35176210 |  | CWSP - PLACERVILLE 2106 - LR 1104 - PH 2.4 | PRE | 198W | E470 | 5790543 | E.5015425.04 | GEORGETOWN | El Dorado | Sierra | Northern | UNSE | PLACERVILLE 21061104 | 16 | 13 | 9 | 7339 | 7339 | 0 | 227 |  | 0 |  | 0 |  |  |  | OH |  |  | 0.2773 | 94.1833 | 182.2008 | 3 | Wildfire Resilient |  | 3103 | 2340 | 7 | 5 | 740 | 6 | 5 | 23 | 3 | 5 | 3
35176211 | PLAN | [10 empty] | PLAN | 0.98693 |  |  | 2018-83913 | 2020-22211 |  |  | PLACERVILLE 2106 | 153082106 | Tier 3 | 153082106 | 0.2773 | 152481105 | 94.1833 | 153082106 | 115.7505 | 118964448 | 35176211 |  | CWSP - PLACERVILLE 2106 - LR 1104 - PH 2.5 | PRE | 198W | E470 | 5790544 | E.5015425.05 | GEORGETOWN | El Dorado | Sierra | Northern | UNSE | PLACERVILLE 21061104 | 16 | 13 | 9 | 5211 | 5211 | 0 | 227 |  | 0 |  | 0 |  |  |  | OH |  |  | 0.2773 | 94.1833 | 182.2008 | 3 | Wildfire Resilient |  | 3103 | 2340 | 7 | 5 | 740 | 6 | 5 | 23 | 3 | 5 | 3
35177109 | PLAN | [10 empty] | PLAN | 0.66155 |  |  | 2018-83913 | 2020-22211 |  |  | PLACERVILLE 2106 | 153082106 | Tier 3 | 153082106 | 0.2773 | 152481105 | 94.1833 | 153082106 | 115.7505 | 119021498 | 35177109 |  | CWSP - PLACERVILLE 2106 - LR 1104 - PH 2.6 | PRE | 198W | E460 | 5540306 | E.5015425.06 | GEORGETOWN | El Dorado | Sierra | Northern | UNSE | PLACERVILLE 21061104 | 16 | 13 | 9 | 3493 | 3493 | 0 | 227 |  | 0 |  | 0 |  |  |  | DER or OH |  |  | 0.2773 | 94.1833 | 182.2008 | 3 | Wildfire Resilient |  | 3103 | 2340 | 7 | 5 | 740 | 6 | 5 | 23 | 3 | 5 | 3
35177110 | PLAN | [10 empty] | PLAN | 1.4218 |  |  | 2018-83913 | 2020-22211 |  |  | PLACERVILLE 2106 | 153082106 | Tier 3 | 153082106 | 0.2773 | 152481105 | 94.1833 | 153082106 | 115.7505 | 119021499 | 35177110 |  | CWSP - PLACERVILLE 2106 - LR 1104 - PH 2.7 | PRE | 198W | E460 | 5540307 | E.5015425.07 | GEORGETOWN | El Dorado | Sierra | Northern | UNSE | PLACERVILLE 21061104 | 16 | 13 | 9 | 7507 | 7507 | 0 | 227 |  | 0 |  | 0 |  |  |  | OH |  |  | 0.2773 | 94.1833 | 182.2008 | 3 | Wildfire Resilient |  | 3103 | 2340 | 7 | 5 | 740 | 6 | 5 | 23 | 3 | 5 | 3
35177111 | PLAN | [10 empty] | PLAN | 1.668 |  |  | 2018-83913 | 2020-22211 |  |  | PLACERVILLE 2106 | 153082106 | Tier 3 | 153082106 | 0.2773 | 152481105 | 94.1833 | 153082106 | 115.7505 | 119021511 | 35177111 |  | CWSP - PLACERVILLE 2106 - LR 1104 - PH 2.8 | PRE | 198W | E470 | 5791027 | E.5015425.08 | GEORGETOWN | El Dorado | Sierra | Northern | UNSE | PLACERVILLE 21061104 | 16 | 13 | 9 | 8807 | 8807 | 0 | 227 |  | 0 |  | 0 |  |  |  | OH |  |  | 0.2773 | 94.1833 | 182.2008 | 3 | Wildfire Resilient |  | 3103 | 2340 | 7 | 5 | 740 | 6 | 5 | 23 | 3 | 5 | 3
35056434 | PLAN | [10 empty] | PLAN | 1.1036 |  |  | 2018-83959 | 2020-22224 |  |  | PLACERVILLE 2106 | 153082106 | Tier 3 | 153082106 | 0.2773 | 152481105 | 94.1833 | 153082106 | 115.7505 | 114985557 | 35056434 |  | CWSP - PLACERVILLE 2106 - LR 1104 - PH 3.1 | PRE | 198W | E470 | 5782582 | E.5015424.01 | GEORGETOWN | El Dorado | Sierra | Northern | UNSE | PLACERVILLE 21061104 | 16 | 13 | 9 | 4624 | 0 | 5827 | 795 |  | 0 |  | 0 |  |  |  | UG | 2018-83959 | 5/11/20 - [REDACTED] Scope review/approval - 100% mainline UG 12/7/18 - approved AA review and added to template to get WBS & PI=Y. 9/18/18 - [REDACTED] provided WBS Element # & PO | 0.2773 | 94.1833 | 182.2008 | 3 | Wildfire Resilient |  | 3103 | 2340 | 7 | 5 | 740 | 6 | 5 | 23 | 3 | 5 | 3
35175843 | PLAN | [10 empty] | PLAN | 0.99375 |  |  | 2018-83959 | 2020-22224 |  |  | PLACERVILLE 2106 | 153082106 | Tier 3 | 153082106 | 0.2773 | 152481105 | 94.1833 | 153082106 | 115.7505 | 118981826 | 35175843 |  | CWSP - PLACERVILLE 2106 - LR 1104 - PH 3.2 | PRE | 198W | E470 | 5790545 | E.5015424.02 | GEORGETOWN | El Dorado | Sierra | Northern | UNSE | PLACERVILLE 21061104 | 16 | 13 | 9 | 4673 | 0 | 5247 | 795 |  | 0 |  | 0 |  |  |  | UG |  | 5/11/20 - [REDACTED] Scope review/approval - 100% mainline UG | 0.2773 | 94.1833 | 182.2008 | 3 | Wildfire Resilient |  | 3103 | 2340 | 7 | 5 | 740 | 6 | 5 | 23 | 3 | 5 | 3
35175844 | PLAN | [10 empty] | PLAN | 1.7144 |  |  | 2018-83959 | 2020-22224 |  |  | PLACERVILLE 2106 | 153082106 | Tier 3 | 153082106 | 0.2773 | 163661702 | 94.1833 | 153082106 | 72.5527 | 118981828 | 35175844 |  | CWSP - PLACERVILLE 2106 - LR 1104 - PH 3.3 | PRE | 198W | E470 | 5790546 | E.5015424.03 | GEORGETOWN | El Dorado | Sierra | Northern | UNSE | PLACERVILLE 21061104 | 16 | 13 | 9 | 9052 | 9052 | 0 | 227 |  | 0 |  | 0 |  |  |  | OH |  | 5/11/20 - [REDACTED] Scope review/approval - 100% OH harden in place | 0.2773 | 94.1833 | 182.2008 | 3 | Wildfire Resilient |  | 3103 | 2340 | 7 | 5 | 740 | 6 | 5 | 23 | 3 | 5 | 3
35175845 | PLAN | [10 empty] | PLAN | 2.3756 |  |  | 2018-83959 | 2020-22224 |  |  | PLACERVILLE 2106 | 153082106 | Tier 3 | 153082106 | 0.2773 | 163661702 | 94.1833 | 153082106 | 72.5527 | 118981829 | 35175845 |  | CWSP - PLACERVILLE 2106 - LR 1104 - PH 3.4 | PRE | 198W | E470 | 5790547 | E.5015424.04 | GEORGETOWN | El Dorado | Sierra | Northern | UNSE | PLACERVILLE 21061104 | 16 | 13 | 9 | 12543 | 12378 | 0 | 227 |  | 0 |  | 0 |  |  |  | OH |  | 5/11/20 - [REDACTED] Scope review/approval - 100% OH harden in place | 0.2773 | 94.1833 | 182.2008 | 3 | Wildfire Resilient |  | 3103 | 2340 | 7 | 5 | 740 | 6 | 5 | 23 | 3 | 5 | 3
35175846 | PLAN | [10 empty] | PLAN | 1.8894 |  |  | 2018-83959 | 2020-22224 |  |  | PLACERVILLE 2106 | 153082106 | Tier 3 | 153082106 | 0.2773 | 163661702 | 94.1833 | 153082106 | 72.5527 | 118981890 | 35175846 |  | CWSP - PLACERVILLE 2106 - LR 1104 - PH 3.5 | PRE | 198W | E470 | 5790548 | E.5015424.05 | GEORGETOWN | El Dorado | Sierra | Northern | UNSE | PLACERVILLE 21061104 | 16 | 13 | 9 | 9976 | 9976 | 0 | 227 |  | 0 |  | 0 |  |  |  | OH |  | 5/11/20 - [REDACTED] Scope review/approval - 100% OH harden in place | 0.2773 | 94.1833 | 182.2008 | 3 | Wildfire Resilient |  | 3103 | 2340 | 7 | 5 | 740 | 6 | 5 | 23 | 3 | 5 | 3
35177107 | PLAN | [10 empty] | PLAN | 0.36875 |  |  | 2018-83959 | 2020-22224 |  |  | PLACERVILLE 2106 | 153082106 | Tier 3 | 153082106 | 0.2773 | 163661702 | 94.1833 | 153082106 | 72.5527 | 119021512 | 35177107 |  | CWSP - PLACERVILLE 2106 - LR 1104 - PH 3.6 | PRE | 198W | E460 | 5540299 | E.5015424.06 | GEORGETOWN | El Dorado | Sierra | Northern | UNSE | PLACERVILLE 21061104 | 16 | 13 | 9 | 1947 | 0 | 1947 | 795 |  | 0 |  | 0 |  |  |  | DER or UG |  | 5/11/20 - [REDACTED] DER alternative being considered for this segment. | 0.2773 | 94.1833 | 182.2008 | 3 | Wildfire Resilient |  | 3103 | 2340 | 7 | 5 | 740 | 6 | 5 | 23 | 3 | 5 | 3
35177108 | PLAN | [10 empty] | PLAN | 0.19356 |  |  | 2018-83959 | 2020-22224 |  |  | PLACERVILLE 2106 | 153082106 | Tier 3 | 153082106 | 0.2773 | 163661702 | 94.1833 | 153082106 | 72.5527 | 119021513 | 35177108 |  | CWSP - PLACERVILLE 2106 - LR 1104 - PH 3.7 | PRE | 198W | E460 | 5540300 | E.5015424.07 | GEORGETOWN | El Dorado | Sierra | Northern | UNSE | PLACERVILLE 21061104 | 16 | 13 | 9 | 1022 | 300 | 722 | 628.2681 |  | 0 |  | 0 |  |  |  | DER or UG/OH |  | 5/11/20 - [REDACTED] DER alternative being considered for this segment. | 0.2773 | 94.1833 | 182.2008 | 3 | Wildfire Resilient |  | 3103 | 2340 | 7 | 5 | 740 | 6 | 5 | 23 | 3 | 5 | 3
35056435 | PLAN | [10 empty] | PLAN | 2.2795 |  |  | 2018-83984 | 2020-22301 |  |  | PLACERVILLE 2106 | 153082106 | Tier 3 | 153082106 | 0.2773 | 163661702 | 94.1833 | 153082106 | 72.5527 | 114985560 | 35056435 |  | CWSP - PLACERVILLE 2106 - LR 1104 - PH 4.1 | PRE | 198W | E470 | 5782583 | E.5015423.01 | GEORGETOWN | El Dorado | Sierra | Northern | UNSE | PLACERVILLE 21061104 | 16 | 13 | 9 | 11756 | 9808 | 2228 | 332.1432 |  | 0 |  | 0 |  |  |  | Mixed OH and UG | 2018-83984 | 5/11/20 - [REDACTED] Scope review/approval UG tap-line beyond FUCO 44417. Additional footage added for UG route. 12/7/18 - approved AA review and added to template to get WBS & PI=Y. 9/18/18 - Rich provided WBS Element # & PO | 0.2773 | 94.1833 | 182.2008 | 3 | Wildfire Resilient |  | 3103 | 2340 | 7 | 5 | 740 | 6 | 5 | 23 | 3 | 5 | 3
35175847 | PLAN | [10 empty] | PLAN | 1.9752 |  |  | 2018-83984 | 2020-22301 |  |  | PLACERVILLE 2106 | 153082106 | Tier 3 | 153082106 | 0.2773 | 042711101 | 94.1833 | 153082106 | 0.50507 | 118981893 | 35175847 |  | CWSP - PLACERVILLE 2106 - LR 1104 - PH 4.2 | PRE | 198W | E470 | 5790549 | E.5015423.02 | GEORGETOWN | El Dorado | Sierra | Northern | UNSE | PLACERVILLE 21061104 | 16 | 13 | 9 | 9908 | 0 | 10429 | 795 |  | 0 |  | 0 |  |  |  | UG |  | 5/11/20 - [REDACTED] Scope review/approval - 100% mainline UG | 0.2773 | 94.1833 | 182.2008 | 3 | Wildfire Resilient |  | 3103 | 2340 | 7 | 5 | 740 | 6 | 5 | 23 | 3 | 5 | 3
35175848 | PLAN | [10 empty] | PLAN | 1.2737 |  |  | 2018-83984 | 2020-22301 |  |  | PLACERVILLE 2106 | 153082106 | Tier 3 | 153082106 | 0.2773 | 042711101 | 94.1833 | 153082106 | 0.50507 | 118981896 | 35175848 |  | CWSP - PLACERVILLE 2106 - LR 1104 - PH 4.3 | PRE | 198W | E470 | 5790550 | E.5015423.03 | GEORGETOWN | El Dorado | Sierra | Northern | UNSE | PLACERVILLE 21061104 | 16 | 13 | 9 | 6725 | 6725 | 0 | 227 |  | 0 |  | 0 |  |  |  | OH |  | 5/11/20 - [REDACTED] Scope review/approval - 100% OH harden in place | 0.2773 | 94.1833 | 182.2008 | 3 | Wildfire Resilient |  | 3103 | 2340 | 7 | 5 | 740 | 6 | 5 | 23 | 3 | 5 | 3
35175849 | PLAN | [10 empty] | PLAN | 1.7695 |  |  | 2018-83984 | 2020-22301 |  |  | PLACERVILLE 2106 | 153082106 | Tier 3 | 153082106 | 0.2773 | 083622105 | 94.1833 | 153082106 | 85.8551 | 118981897 | 35175849 |  | CWSP - PLACERVILLE 2106 - LR 1104 - PH 4.4 | PRE | 198W | E470 | 5790551 | E.5015423.04 | GEORGETOWN | El Dorado | Sierra | Northern | UNSE | PLACERVILLE 21061104 | 16 | 13 | 9 | 9343 | 9343 | 0 | 227 |  | 0 |  | 0 |  |  |  | OH |  | 5/11/20 - [REDACTED] Scope review/approval - 100% OH harden in place | 0.2773 | 94.1833 | 182.2008 | 3 | Wildfire Resilient |  | 3103 | 2340 | 7 | 5 | 740 | 6 | 5 | 23 | 3 | 5 | 3
35175850 | PLAN | [10 empty] | PLAN | 1.1439 |  |  | 2018-83984 | 2020-22301 |  |  | PLACERVILLE 2106 | 153082106 | Tier 3 | 153082106 | 0.2773 | 012541104 | 94.1833 | 153082106 | 0.034183 | 118981898 | 35175850 |  | CWSP - PLACERVILLE 2106 - LR 1104 - PH 4.5 | PRE | 198W | E470 | 5790552 | E.5015423.05 | GEORGETOWN | El Dorado | Sierra | Northern | UNSE | PLACERVILLE 21061104 | 16 | 13 | 9 | 6040 | 0 | 6040 | 795 |  | 0 |  | 0 |  |  |  | DER or UG |  | 5/11/20 - [REDACTED] DER alternative being considered for this segment. | 0.2773 | 94.1833 | 182.2008 | 3 | Wildfire Resilient |  | 3103 | 2340 | 7 | 5 | 740 | 6 | 5 | 23 | 3 | 5 | 3
35056438 | PLAN | [10 empty] | PLAN | 2.1542 |  |  | 2018-84079 | 2020-22336 |  |  | PLACERVILLE 2106 | 153082106 | Tier 3 | 153082106 | 0.2773 | 043321103 | 94.1833 | 153082106 | 41.047 | 114985561 | 35056438 |  | CWSP - PLACERVILLE 2106 - LR 1104 - PH 5.1 | PRE | 198W | E470 | 5782584 | E.5015422.01 | VOLCANOVILLE | El Dorado | Sierra | Northern | UNSE | PLACERVILLE 21061104 | 16 | 13 | 9 | 11374 | 11374 | 0 | 227 |  | 0 |  | 0 |  |  |  | OH |  | 05/11/20 - [REDACTED] Scope review/approval - All OH harden in place except for segment 3 which is a DER/UG ; 02/25/20 - reviewed scope, missing details associated with DER location and isolated project reference. Need update, [REDACTED] to f/u. | 0.2773 | 94.1833 | 182.2008 | 3 | Wildfire Resilient |  | 3103 | 2340 | 7 | 5 | 740 | 6 | 5 | 23 | 3 | 5 | 3
35175852 | PLAN | [10 empty] | PLAN | 1.7513 |  |  | 2018-84079 | 2020-22336 |  |  | PLACERVILLE 2106 | 153082106 | Tier 3 | 153082106 | 0.2773 | 083622105 | 94.1833 | 153082106 | 85.8551 | 118981899 | 35175852 |  | CWSP - PLACERVILLE 2106 - LR 1104 - PH 5.2 | PRE | 198W | E470 | 5790553 | E.5015422.02 | VOLCANOVILLE | El Dorado | Sierra | Northern | UNSE | PLACERVILLE 21061104 | 16 | 13 | 9 | 9247 | 9247 | 0 | 227 |  | 0 |  | 0 |  |  |  | OH |  | 05/11/20 - [REDACTED] Scope review/approval - All OH harden in place except for segment 3 which is a DER/UG | 0.2773 | 94.1833 | 182.2008 | 3 | Wildfire Resilient |  | 3103 | 2340 | 7 | 5 | 740 | 6 | 5 | 23 | 3 | 5 | 3
35175853 | PLAN | [10 empty] | PLAN | 0.65966 |  |  | 2018-84079 | 2020-22336 |  |  | PLACERVILLE 2106 | 153082106 | Tier 3 | 153082106 | 0.2773 | 043071102 | 94.1833 | 153082106 | 7.2496 | 118981960 | 35175853 |  | CWSP - PLACERVILLE 2106 - LR 1104 - PH 5.3 | PRE | 198W | E470 | 5790554 | E.5015422.03 | VOLCANOVILLE | El Dorado | Sierra | Northern | UNSE | PLACERVILLE 21061104 | 16 | 13 | 9 | 3483 | 0 | 3483 | 795 |  | 0 |  | 0 |  |  |  | DER or UG |  | 05/11/20 - [REDACTED] Scope review/approval - All OH harden in place except for segment 3 which is a DER/UG | 0.2773 | 94.1833 | 182.2008 | 3 | Wildfire Resilient |  | 3103 | 2340 | 7 | 5 | 740 | 6 | 5 | 23 | 3 | 5 | 3
35175854 | PLAN | [10 empty] | PLAN | 1.9386 |  |  | 2018-84079 | 2020-22336 |  |  | PLACERVILLE 2106 | 153082106 | Tier 3 | 153082106 | 0.2773 | 042291101 | 94.1833 | 153082106 | 11.804 | 118981961 | 35175854 |  | CWSP - PLACERVILLE 2106 - LR 1104 - PH 5.4 | PRE | 198W | E470 | 5790555 | E.5015422.04 | VOLCANOVILLE | El Dorado | Sierra | Northern | UNSE | PLACERVILLE 21061104 | 16 | 13 | 9 | 10236 | 10236 | 0 | 227 |  | 0 |  | 0 |  |  |  | OH |  | 05/11/20 - [REDACTED] Scope review/approval - All OH harden in place except for segment 3 which is a DER/UG | 0.2773 | 94.1833 | 182.2008 | 3 | Wildfire Resilient |  | 3103 | 2340 | 7 | 5 | 740 | 6 | 5 | 23 | 3 | 5 | 3
35175855 | PLAN | [10 empty] | PLAN | 1.9862 |  |  | 2018-84079 | 2020-22336 |  |  | PLACERVILLE 2106 | 153082106 | Tier 3 | 153082106 | 0.2773 | 102831104 | 94.1833 | 153082106 | 39.3183 | 118981962 | 35175855 |  | CWSP - PLACERVILLE 2106 - LR 1104 - PH 5.5 | PRE | 198W | E470 | 5790556 | E.5015422.05 | VOLCANOVILLE | El Dorado | Sierra | Northern | UNSE | PLACERVILLE 21061104 | 16 | 13 | 9 | 10487 | 10487 | 0 | 227 |  | 0 |  | 0 |  |  |  | OH |  | 05/11/20 - [REDACTED] Scope review/approval - All OH harden in place except for segment 3 which is a DER/UG | 0.2773 | 94.1833 | 182.2008 | 3 | Wildfire Resilient |  | 3103 | 2340 | 7 | 5 | 740 | 6 | 5 | 23 | 3 | 5 | 3
35056439 | PLAN | [10 empty] | PLAN | 1.5612 |  |  | 2018-84110 | 2020-22335 |  |  | PLACERVILLE 2106 | 153082106 | Tier 3 | 153082106 | 0.2773 | 042711101 | 94.1833 | 153082106 | 0.50507 | 114985621 | 35056439 |  | CWSP - PLACERVILLE 2106 - LR 1104 - PH 6.1 | PRE | 198W | E470 | 5782585 | E.5015421.01 | GEORGETOWN | El Dorado | Sierra | Northern | UNSE | PLACERVILLE 21061104 | 16 | 13 | 9 | 8243 | 8243 | 0 | 227 |  | 0 |  | 0 |  |  |  | Level 2 construction | 2018-84110 | 5/11/20 - BDK5 Scope review/approval - 100% OH harden in place; 12/7/18 - added order to template to get WBS & PI = Y. 11/26/18 - approved AA review. /9/18/18 - [REDACTED] provided WBS Element # & PO | 0.2773 | 94.1833 | 182.2008 | 3 | Wildfire Resilient |  | 3103 | 2340 | 7 | 5 | 740 | 6 | 5 | 23 | 3 | 5 | 3
35175856 | PLAN | [10 empty] | PLAN | 1.5903 |  |  | 2018-84110 | 2020-22335 |  |  | PLACERVILLE 2106 | 153082106 | Tier 3 | 153082106 | 0.2773 | 082841102 | 94.1833 | 153082106 | 67.8557 | 118981963 | 35175856 |  | CWSP - PLACERVILLE 2106 - LR 1104 - PH 6.2 | PRE | 198W | E470 | 5790557 | E.5015421.02 | GEORGETOWN | El Dorado | Sierra | Northern | UNSE | PLACERVILLE 21061104 | 16 | 13 | 9 | 8397 | 8397 | 0 | 227 |  | 0 |  | 0 |  |  |  | OH |  | 5/11/20 - [REDACTED] Scope review/approval - 100% OH harden in place | 0.2773 | 94.1833 | 182.2008 | 3 | Wildfire Resilient |  | 3103 | 2340 | 7 | 5 | 740 | 6 | 5 | 23 | 3 | 5 | 3
35175857 | PLAN | [10 empty] | PLAN | 1.4244 |  |  | 2018-84110 | 2020-22335 |  |  | PLACERVILLE 2106 | 153082106 | Tier 3 | 153082106 | 0.2773 | 153612104 | 94.1833 | 153082106 | 42.578 | 118981964 | 35175857 |  | CWSP - PLACERVILLE 2106 - LR 1104 - PH 6.3 | PRE | 198W | E470 | 5790578 | E.5015421.03 | GEORGETOWN | El Dorado | Sierra | Northern | UNSE | PLACERVILLE 21061104 | 16 | 13 | 9 | 7521 | 7521 | 0 | 227 |  | 0 |  | 0 |  |  |  | OH |  | 5/11/20 - [REDACTED] Scope review/approval - 100% OH harden in place | 0.2773 | 94.1833 | 182.2008 | 3 | Wildfire Resilient |  | 3103 | 2340 | 7 | 5 | 740 | 6 | 5 | 23 | 3 | 5 | 3
35175858 | PLAN | [10 empty] | PLAN | 1.0129 |  |  | 2018-84110 | 2020-22335 |  |  | PLACERVILLE 2106 | 153082106 | Tier 3 | 153082106 | 0.2773 | 153652109 | 94.1833 | 153082106 | 109.8561 | 118981965 | 35175858 |  | CWSP - PLACERVILLE 2106 - LR 1104 - PH 6.4 | PRE | 198W | E470 | 5790579 | E.5015421.04 | GEORGETOWN | El Dorado | Sierra | Northern | UNSE | PLACERVILLE 21061104 | 16 | 13 | 9 | 5348 | 0 | 5348 | 795 |  | 0 |  | 0 |  |  |  | UG |  | 5/11/20 - [REDACTED] Scope review/approval - 100% mainline UG | 0.2773 | 94.1833 | 182.2008 | 3 | Wildfire Resilient |  | 3103 | 2340 | 7 | 5 | 740 | 6 | 5 | 23 | 3 | 5 | 3
35175859 | PLAN | [10 empty] | PLAN | 2.1771 |  |  | 2018-84110 | 2020-22335 |  |  | PLACERVILLE 2106 | 153082106 | Tier 3 | 153082106 | 0.2773 | 153652109 | 94.1833 | 153082106 | 109.8561 | 118981966 | 35175859 |  | CWSP - PLACERVILLE 2106 - LR 1104 - PH 6.5 | PRE | 198W | E470 | 5790580 | E.5015421.05 | GEORGETOWN | El Dorado | Sierra | Northern | UNSE | PLACERVILLE 21061104 | 16 | 13 | 9 | 11495 | 11495 | 0 | 227 |  | 0 |  | 0 |  |  |  | OH |  | 5/11/20 - [REDACTED] Scope review/approval - 100% OH harden in place | 0.2773 | 94.1833 | 182.2008 | 3 | Wildfire Resilient |  | 3103 | 2340 | 7 | 5 | 740 | 6 | 5 | 23 | 3 | 5 | 3
35174465 | PLAN | [8 empty] | PLAN | 9.38 | [5 empty] | 2019-38808 |  |  | EL DORADO PH 2101 | 152762101 | Tier 3 | 152762101 | 10.5046 | 043071101 | 25.7552 | 152762101 | 23.1487 | 118911790 | 35174465 |  | ECOP - EL DORADO 2101 - H02 - LR6852-Ph1 | ECOP | 198W | E470 | 5790002 | E.5033921.01 | POLLOCK PINES | El Dorado | Sierra | Northern | UNSE | EL DORADO PH 21016852 | 18 | 10 | 5 | 49526.4 | 47520 | 0 | 227 |  | 0 |  | 0 | [6 empty] | 10.5046 | 25.7552 | 130.3645
35173756 | PLAN | [8 empty] | PLAN | 9.53 |  |  |  |  | 2020-51436 | 2020-51435 |  |  | EL DORADO PH 2101 | 152762101 | Tier 3 | 152762101 | 10.5046 | 182681102 | 25.7552 | 152762101 | 22.4205 | 118911791 | 35173756 |  | ECOP - EL DORADO 2101 - H02 - LR6852-PH2 | ECOP | 198W | E470 | 5790003 | E.5030964.01 | POLLOCK PINES | El Dorado | Sierra | Northern | UNSE | EL DORADO PH 21016852 | 18 | 10 | 5 | 50318.4 | 47520 | 0 | 227 | [10 empty] | 10.5046 | 25.7552 | 130.3645
35174466 | PLAN | [8 empty] | PLAN | 6.31 | [8 empty] | EL DORADO PH 2101 | 152762101 | Tier 3 | 152762101 | 10.5046 | 012022215 | 25.7552 | 152762101 | 2.9358 | 118911793 | 35174466 |  | ECOP - EL DORADO 2101 - H02 - LR6852-PH3 | ECOP | 198W | E470 | 5790004 | E.5033920.01 | POLLOCK PINES | El Dorado | Sierra | Northern | UNSE | EL DORADO PH 21016852 | 18 | 10 | 5 | 33316.8 | 38808 | 0 | 227 | [10 empty] | 10.5046 | 25.7552 | 130.3645
35094513 | PLAN | [8 empty] | PLAN | 1.91 |  |  |  |  | 2018-52369 | 2019-35971 |  |  | STANISLAUS 1702 | 022811102 | Tier 3 | 0 | 0 | 022811102 | 4.6002 | 162821702 | 1.3508 | 114567769 | 35094513 | 35039957 | CWSP-STANISLAUS 1702-LR1804&4905-PH 1.1 | PRE | 198W | E470 | 5785245 | E.5014540.01 | ARNOLD | Calaveras | Stockton | Central Valley | ESTS | STANISLAUS 17021804 | 19 | 3 | 16 | 10091 | 10091 | 0 | 227 |  | 0 |  | 0 |  |  |  |  | 2018-52369 | 5/2/19 - requested order recreation. 5/1/19 - requested WBS & PO. 7/13/18 - approved AA review. 6/15/18 - sent IP change request. | #N/A | 4.6002 | 79.1599 | 3 | Wildfire Resilient |  | 3154 | 2340 | 7 | 5 | 740 | 6 | 5 | 74 | 4 | 5 | 3
35116921 | PLAN | [8 empty] | PLAN | 1.6 |  |  |  |  | 2018-52369 | 2019-35971 | 2019-67612 |  | STANISLAUS 1702 | 192311142 | Tier 2 | 0 | 0 | 192311142 | 4.6002 | 162821702 | 0 | 117605453 | 35116921 |  | CWSP-STANISLAUS 1702-LR1804&4905-PH 1.2 | PRE | 198W | E470 | 5786030 | E.5014540.02 | ARNOLD | Calaveras | Stockton | Central Valley | ESTS | STANISLAUS 17021804 | 19 | 3 | 16 | 8460 | 8460 | 0 | 227 |  | 0 |  | 0 | [6 empty] | #N/A | 4.6002 | 79.1599 |  | Wildfire Resilient
35116924 | PLAN | [8 empty] | PLAN | 1.8769 |  |  |  |  | 2018-52369 | 2019-35971 |  |  | STANISLAUS 1702 | 082021106 | Tier 3 | 0 | 0 | 082021106 | 4.6002 | 162821702 | 0.038755 | 117605550 | 35116924 |  | CWSP-STANISLAUS 1702-LR1804&4905-PH 1.5 | PRE | 198W | E470 | 5786033 | E.5014540.05 | ARNOLD | Calaveras | Stockton | Central Valley | ESTS | STANISLAUS 17021804 | 19 | 3 | 16 | 9910 | 9910 | 0 | 227 |  | 0 |  | 0 | [6 empty] | #N/A | 4.6002 | 79.1599 |  | Wildfire Resilient
35116925 | PLAN | [8 empty] | PLAN | 1.6985 |  |  |  |  | 2018-52369 | 2019-35971 |  |  | STANISLAUS 1702 | 082021106 | Tier 3 | 0 | 0 | 082021106 | 4.6002 | 162821702 | 0.038755 | 117605552 | 35116925 |  | CWSP-STANISLAUS 1702-LR1804&4905-PH 1.6 | PRE | 198W | E470 | 5786034 | E.5014540.06 | ARNOLD | Calaveras | Stockton | Central Valley | ESTS erdy | STANISLAUS 17021804 | 19 | 3 | 16 | 8968 | 8968 | 0 | 227 |  | 0 |  | 0 | [6 empty] | #N/A | 4.6002 | 79.1599 |  | Wildfire Resilient
35116926 | PLAN | [8 empty] | PLAN | 1.49 |  |  |  |  | 2018-52369 | 2019-35971 |  |  | STANISLAUS 1702 | 082021106 | Tier 3 | 0 | 0 | 082021106 | 4.6002 | 162821702 | 0.038755 | 117605553 | 35116926 |  | CWSP-STANISLAUS 1702-LR1804&4905-PH 1.7 | PRE | 198W | E470 | 5786035 | E.5014540.07 | ARNOLD | Calaveras | Stockton | Central Valley | ESTS erdy | STANISLAUS 17021804 | 19 | 3 | 16 | 7880 | 7880 | 0 | 227 |  | 0 |  | 0 | [6 empty] | #N/A | 4.6002 | 79.1599 |  | Wildfire Resilient
35107689 | PLAN | [6 empty] | PLAN | 2.0555 | [6 empty] | 2018-49722 | 2019-35977 | 2019-69622 | 2020-04322 | PINE GROVE 1102 | 152481105 | Tier 3 | 0 | 0 | 152481105 | 91.6123 | 163751102 | 115.7505 | 114660964 | 35107689 | 35043280 | CWSP - PINE GROVE 1102 - LR1222 - PH 1.1 | PRE | 198W | E470 | 5785659 | E.5014745.01 | PIONEER | Amador | Stockton | Central Valley | CONS srdy crdy | PINE GROVE 11021222 | 20 | 4 | 3 | 10648 | 10648 | 0 | 227 |  | 434.9911 | 4631785 |  |  |  |  | Level 2 construction | 2020-04322 | 5/30/19 - order recreated. 5/28/19 - Obtained WBS & PO. Request to recreate. 7/10/18 - approved AA review. 7/6/18 - [REDACTED] reviewing. | #N/A | 91.6123 | 86.4393 | 3 | Wildfire Resilient |  | 3154 | 2340 | 7 | 5 | 740 | 6 | 5 | 74 | 4 | 5 | 3
35114040 | PLAN | [6 empty] | PLAN | 1.48 | [6 empty] | 2018-49722 | 2019-35977 | 2020-16708 | 2020-39428 | Pine Grove 1102 | 152481105 | Tier 3 | 0 | 0 | 152481105 | 91.6123 | 163751102 | 115.7505 | 117500499 | 35114040 |  | CWSP - PINE GROVE 1102 - LR1222 - PH 1.2 | PRE | 198W | E470 | 5785991 | E.5014745.02 | PIONEER | Amador | Stockton | Central Valley | ESTS erdy | PINE GROVE 11021222 | 20 | 4 | 3 | 7839 | 7362 | 477 | 261.5626 |  | 396.381 | 3107231 | 0 | [6 empty] | #N/A | 91.6123 | 86.4393 |  | Wildfire Resilient
35114041 | PLAN | [7 empty] | 1.351 | PLAN | [5 empty] | 2018-49722 | 2019-35977 | 2019-69790 | 2020-44560 | Pine Grove 1102 | 152481105 | Tier 3 | 0 | 0 | 152481105 | 91.6123 | 163751102 | 115.7505 | 117500692 | 35114041 |  | CWSP - PINE GROVE 1102 - LR1222 - PH 1.3 | PRE | 198W | E470 | 5785992 | E.5014745.03 | PIONEER | Amador | Stockton | Central Valley | ESTS | PINE GROVE 11021222 | 20 | 4 | 3 |  |  | 0 | #DIV/0! | [10 empty] | #N/A | 91.6123 | 86.4393 |  | Wildfire Resilient
35114042 | PLAN | [7 empty] | 1.365 | PLAN | [5 empty] | 2018-49722 | 2019-35977 | 2019-69784 | 2020-29649 | Pine Grove 1102 | 152481105 | Tier 3 | 0 | 0 | 152481105 | 91.6123 | 163751102 | 115.7505 | 117500694 | 35114042 |  | CWSP - PINE GROVE 1102 - LR1222 - PH 1.4 | PRE | 198W | E470 | 5785993 | E.5014745.04 | PIONEER | Amador | Stockton | Central Valley | PEND | PINE GROVE 11021222 | 20 | 4 | 3 | 7207 | 7207 | 0 | 227 |  | 0 |  | 0 | [6 empty] | #N/A | 91.6123 | 86.4393 |  | Wildfire Resilient
35114043 | PLAN | [7 empty] | 1.091 | PLAN | [5 empty] | 2018-49722 | 2019-35977 | 2019-71391 | 2020-31362 | Pine Grove 1102 | 152481105 | Tier 3 | 0 | 0 | 152481105 | 91.6123 | 163751102 | 115.7505 | 117502840 | 35114043 |  | CWSP - PINE GROVE 1102 - LR1222 - PH 1.5 | PRE | 198W | E470 | 5785994 | E.5014745.05 | PIONEER | Amador | Stockton | Central Valley | ESTS erdy | PINE GROVE 11021222 | 20 | 4 | 3 |  |  | 0 | #DIV/0! |  | #DIV/0! |  | #DIV/0! | [6 empty] | #N/A | 91.6123 | 86.4393 |  | Wildfire Resilient
35114044 | PLAN | [7 empty] | 1.16 | PLAN | [5 empty] | 2018-49722 | 2019-35977 | 2019-69292 | 2020-43475 | Pine Grove 1102 | 152481105 | Tier 3 | 0 | 0 | 152481105 | 91.6123 | 163751102 | 115.7505 | 117502841 | 35114044 |  | CWSP - PINE GROVE 1102 - LR1222 - PH 1.6 | PRE | 198W | E470 | 5785995 | E.5014745.06 | PIONEER | Amador | Stockton | Central Valley | PEND erdy | PINE GROVE 11021222 | 20 | 4 | 3 | 6126 | 5790 | 0 | 227 |  | 386.1722 | 2235937 | 0 | [6 empty] | #N/A | 91.6123 | 86.4393 |  | Wildfire Resilient
35114045 | PLAN | [8 empty] | PLAN | 1.3748 |  |  |  |  | 2018-49722 | 2019-35977 | 2019-75127 |  | Pine Grove 1102 | 152481105 | Tier 3 | 0 | 0 | 152481105 | 91.6123 | 163751102 | 115.7505 | 117502843 | 35114045 |  | CWSP - PINE GROVE 1102 - LR1222 - PH 1.7 | PRE | 198W | E470 | 5786135 | E.5014745.07 | PIONEER | Amador | Stockton | Central Valley | ESTS | PINE GROVE 11021222 | 20 | 4 | 3 |  |  | 0 | #DIV/0! |  | #DIV/0! |  | #DIV/0! | [6 empty] | #N/A | 91.6123 | 86.4393 |  | Wildfire Resilient
35095163 | PLAN | [6 empty] | PLAN | 1.2422 | [6 empty] | 2018-54633 | 2019-35972 | 2020-00360 |  | PINE GROVE 1102 | 152481105 | Tier 3 | 0 | 0 | 152481105 | 91.6123 | 163751102 | 115.7505 | 114708366 | 35095163 | 35043986 | CWSP - PINE GROVE 1102 - LR1222 - PH 2.1 | PRE | 198W | E470 | 5785227 | E.5014742.01 | PIONEER | Amador | Stockton | Central Valley | ESTS erdy | PINE GROVE 11021222 | 20 | 4 | 3 | 58610 | 58610 | 58610 | 511 |  | 0 |  | 0 |  |  |  | Level 2 construction | 2018-54633 | 5/2/19 - requested order recreation. 5/1/19 - requested WBS & PO. 7/19/18 - approved AA review. | #N/A | 91.6123 | 86.4393 | 3 | Wildfire Resilient |  | 3154 | 2340 | 7 | 5 | 740 | 6 | 5 | 74 | 4 | 5 | 3
35114046 | PLAN | [8 empty] | PLAN | 1.1578 |  |  |  |  | 2018-54633 | 2019-35972 | 2020-21513 |  | Pine Grove 1102 | 152481105 | Tier 3 | 0 | 0 | 152481105 | 91.6123 | 163751102 | 115.7505 | 117499462 | 35114046 |  | CWSP - PINE GROVE 1102 - LR1222 - PH 2.2 | PRE | 198W | E470 | 5785996 | E.5014742.02 | PIONEER | Amador | Stockton | Central Valley | ESTS erdy | PINE GROVE 11021222 | 20 | 4 | 3 |  |  | 0 | #DIV/0! |  | #DIV/0! |  | #DIV/0! | [6 empty] | #N/A | 91.6123 | 86.4393 |  | Wildfire Resilient
35114048 | PLAN | [7 empty] | 1.398 | PLAN | [5 empty] | 2018-54633 | 2019-35972 | 2019-73207 | 2020-43723 | Pine Grove 1102 | 152481105 | Tier 3 | 0 | 0 | 152481105 | 91.6123 | 163751102 | 115.7505 | 117499466 | 35114048 |  | CWSP - PINE GROVE 1102 - LR1222 - PH 2.3 | PRE | 198W | E470 | 5785997 | E.5014742.03 | PIONEER | Amador | Stockton | Central Valley | ESTS | PINE GROVE 11021222 | 20 | 4 | 3 | 7344 | 7344 | 0 | 227 |  | 426.7292 | 3133899 | 0 | [6 empty] | #N/A | 91.6123 | 86.4393 |  | Wildfire Resilient
35114049 | PLAN | [7 empty] | 1.723 | PLAN | [5 empty] | 2018-54633 | 2019-35972 | 2019-80113 | 2020-35051 | Pine Grove 1102 | 152481105 | Tier 3 | 0 | 0 | 152481105 | 91.6123 | 163751102 | 115.7505 | 117499469 | 35114049 |  | CWSP - PINE GROVE 1102 - LR1222 - PH 2.4 | PRE | 198W | E470 | 5785998 | E.5014742.04 | PIONEER | Amador | Stockton | Central Valley | ESTS | PINE GROVE 11021222 | 20 | 4 | 3 |  |  | 0 | #DIV/0! |  | #DIV/0! |  | #DIV/0! | [6 empty] | #N/A | 91.6123 | 86.4393 |  | Wildfire Resilient
35114050 | PLAN | [8 empty] | PLAN | 1.243 |  |  |  |  | 2018-54633 | 2019-35972 | 2020-27470 | 2020-48710 | Pine Grove 1102 | 152481105 | Tier 3 | 0 | 0 | 152481105 | 91.6123 | 163751102 | 115.7505 | 117499593 | 35114050 |  | CWSP - PINE GROVE 1102 - LR1222 - PH 2.5 | PRE | 198W | E470 | 5785999 | E.5014742.05 | PIONEER | Amador | Stockton | Central Valley | ESTS | PINE GROVE 11021222 | 20 | 4 | 3 | 6564 | 6564 | 0 | 227 |  | 454.2471 | 2981678 | 0 | [6 empty] | #N/A | 91.6123 | 86.4393 |  | Wildfire Resilient
35114051 | PLAN | [8 empty] | PLAN | 1.4579 |  |  |  |  | 2018-54633 | 2019-35972 | 2019-72313 | 2020-47316 | Pine Grove 1102 | 152481105 | Tier 3 | 0 | 0 | 152481105 | 91.6123 | 163751102 | 115.7505 | 117502234 | 35114051 |  | CWSP - PINE GROVE 1102 - LR1222 - PH 2.6 | PRE | 198W | E470 | 5786000 | E.5014742.06 | PIONEER | Amador | Stockton | Central Valley | ESTS erdy | PINE GROVE 11021222 | 20 | 4 | 3 | 7698 | 7698 | 0 | 227 |  | 513.0785 | 3949678 | 0 | [6 empty] | #N/A | 91.6123 | 86.4393 |  | Wildfire Resilient
35114052 | PLAN | [8 empty] | PLAN | 0.83314 |  |  |  |  | 2018-54633 | 2019-35972 | 2019-80891 |  | Pine Grove 1102 | 152481105 | Tier 3 | 0 | 0 | 152481105 | 91.6123 | 163751102 | 115.7505 | 117502368 | 35114052 |  | CWSP - PINE GROVE 1102 - LR1222 - PH 2.7 | PRE | 198W | E470 | 5786136 | E.5014742.07 | PIONEER | Amador | Stockton | Central Valley | ESTS erdy | PINE GROVE 11021222 | 20 | 4 | 3 |  |  | 0 | #DIV/0! |  | #DIV/0! |  | #DIV/0! | [6 empty] | #N/A | 91.6123 | 86.4393 |  | Wildfire Resilient
35114053 | PLAN | [8 empty] | PLAN | 1.5553 |  |  |  |  | 2018-54633 | 2019-35972 | 2019-80903 |  | Pine Grove 1102 | 152481105 | Tier 3 | 0 | 0 | 152481105 | 91.6123 | 163751102 | 115.7505 | 117502416 | 35114053 |  | CWSP - PINE GROVE 1102 - LR1222 - PH 2.8 | PRE | 198W | E470 | 5786137 | E.5014742.08 | PIONEER | Amador | Stockton | Central Valley | ESTS erdy | PINE GROVE 11021222 | 20 | 4 | 3 |  |  | 0 | #DIV/0! |  | #DIV/0! |  | #DIV/0! | [6 empty] | #N/A | 91.6123 | 86.4393 |  | Wildfire Resilient
35060994 | PLAN | [8 empty] | PLAN | 1.0691 |  |  |  |  | 2018-84687 | 2020-08007 |  |  | BRUNSWICK 1105 | 152481105 | Tier 3 | 152481105 | 0.26498 | 024251101 | 5.6431 | 152481105 | 43.5882 | 115101557 | 35060994 |  | CWSP-BRUNSWICK 1105-LR 2210-PH1.1 | PRE | 198W | E470 | 5783060 | E.5015549.01 | NEVADA CITY | Nevada | Sierra | Northern | UNSE | BRUNSWICK 11052210 | 21 | 8 | 23 | 5645 | 2755 | 2890 | 517.7919 | [7 empty] | Mixed OH and UG | 2018-84687 | 12/14/18 - approved AA review. 12/11/18 - request to add WBS & PI = Y | 0.26498 | 5.6431 | 115.7505 | 3 | Wildfire Resilient | N/A | 3154 | 2340 | 7 | 5 | 740 | 6 | 5 | 74 | 4 | 5 | 3
35158717 | PLAN | [8 empty] | PLAN | 1.432 |  |  |  |  | 2018-84687 | 2020-08007 |  |  | BRUNSWICK 1105 | 152481105 | Tier 3 | 152481105 | 0.26498 | 043321103 | 5.6431 | 152481105 | 41.047 | 118531819 | 35158717 |  | CWSP-BRUNSWICK 1105-LR 2210-PH1.2 | PRE | 198W | E470 | 5789698 | E.5015549.02 | NEVADA CITY | Nevada | Sierra | Northern | UNSE | BRUNSWICK 11052210 | 21 | 8 | 23 | 7561 | 7561 | 0 | 227 | [7 empty] | OH Hardening only |  |  | 0.26498 | 5.6431 | 115.7505 | 3 | Wildfire Resilient | N/A
35160091 | PLAN | [8 empty] | PLAN | 0.68182 |  |  |  |  | 2018-84687 | 2020-08007 |  |  | BRUNSWICK 1105 | 152481105 | Tier 3 | 152481105 | 0.26498 | 103031102 | 5.6431 | 152481105 | 83.6399 | 118532310 | 35160091 |  | CWSP-BRUNSWICK 1105-LR 2210-PH1.3 | PRE | 198W | E470 | 5789699 | E.5015549.03 | NEVADA CITY | Nevada | Sierra | Northern | UNSE | BRUNSWICK 11052210 | 21 | 8 | 23 | 3600 | 0 | 3600 | 795 | [7 empty] | UG only |  |  | 0.26498 | 5.6431 | 115.7505 | 3 | Wildfire Resilient | N/A
35160093 | PLAN | [8 empty] | PLAN | 1.0733 |  |  |  |  | 2018-84687 | 2020-08007 |  |  | BRUNSWICK 1105 | 152481105 | Tier 3 | 152481105 | 0.26498 | 103031102 | 5.6431 | 152481105 | 83.6399 | 118532312 | 35160093 |  | CWSP-BRUNSWICK 1105-LR 2210-PH1.4 | PRE | 198W | E470 | 5789700 | E.5015549.04 | NEVADA CITY | Nevada | Sierra | Northern | UNSE | BRUNSWICK 11052210 | 21 | 8 | 23 | 5667 | 5667 | 0 | 227 | [7 empty] | OH Hardening only |  |  | 0.26498 | 5.6431 | 115.7505 | 3 | Wildfire Resilient | N/A
35160094 | PLAN | [8 empty] | PLAN | 1.1955 |  |  |  |  | 2018-84687 | 2020-08007 |  |  | BRUNSWICK 1105 | 152481105 | Tier 3 | 152481105 | 0.26498 | 103031102 | 5.6431 | 152481105 | 83.6399 | 118532313 | 35160094 |  | CWSP-BRUNSWICK 1105-LR 2210-PH1.5 | PRE | 198W | E470 | 5789701 | E.5015549.05 | NEVADA CITY | Nevada | Sierra | Northern | UNSE | BRUNSWICK 11052210 | 21 | 8 | 23 | 6312 | 6312 | 0 | 227 | [7 empty] | OH Hardening only |  |  | 0.26498 | 5.6431 | 115.7505 | 3 | Wildfire Resilient | N/A
35160095 | PLAN | [8 empty] | PLAN | 1.8303 |  |  |  |  | 2018-84687 | 2020-08007 |  |  | BRUNSWICK 1105 | 152481105 | Tier 3 | 152481105 | 0.26498 | 103031102 | 5.6431 | 152481105 | 83.6399 | 118532315 | 35160095 |  | CWSP-BRUNSWICK 1105-LR 2210-PH1.6 | PRE | 198W | E470 | 5789702 | E.5015549.06 | NEVADA CITY | Nevada | Sierra | Northern | UNSE | BRUNSWICK 11052210 | 21 | 8 | 23 | 9664 | 7364 | 2300 | 362.1821 | [7 empty] | Mixed OH and UG |  |  | 0.26498 | 5.6431 | 115.7505 | 3 | Wildfire Resilient | N/A
35160096 | PLAN | [8 empty] | PLAN | 0.98561 |  |  |  |  | 2018-84687 | 2020-08007 |  |  | BRUNSWICK 1105 | 152481105 | Tier 3 | 152481105 | 0.26498 | 103031102 | 5.6431 | 152481105 | 83.6399 | 118532317 | 35160096 |  | CWSP-BRUNSWICK 1105-LR 2210-PH1.7 | PRE | 198W | E470 | 5789703 | E.5015549.07 | NEVADA CITY | Nevada | Sierra | Northern | UNSE | BRUNSWICK 11052210 | 21 | 8 | 23 | 5204 | 0 | 5204 | 795 | [7 empty] | UG only |  |  | 0.26498 | 5.6431 | 115.7505 | 3 | Wildfire Resilient | N/A
35160097 | PLAN | [8 empty] | PLAN | 1.9894 |  |  |  |  | 2018-84687 | 2020-08007 |  |  | BRUNSWICK 1105 | 152481105 | Tier 3 | 152481105 | 0.26498 | 103031102 | 5.6431 | 152481105 | 83.6399 | 118532318 | 35160097 |  | CWSP-BRUNSWICK 1105-LR 2210-PH1.8 | PRE | 198W | E470 | 5789704 | E.5015549.08 | NEVADA CITY | Nevada | Sierra | Northern | UNSE | BRUNSWICK 11052210 | 21 | 8 | 23 | 10504 | 10504 | 0 | 227 | [7 empty] | OH Hardening only |  |  | 0.26498 | 5.6431 | 115.7505 | 3 | Wildfire Resilient | N/A
35160098 | PLAN | [8 empty] | PLAN | 1.0417 |  |  |  |  | 2018-84687 | 2020-08007 |  |  | BRUNSWICK 1105 | 152481105 | Tier 3 | 152481105 | 0.26498 | 103031102 | 5.6431 | 152481105 | 83.6399 | 118532430 | 35160098 |  | CWSP-BRUNSWICK 1105-LR 2210-PH1.9 | PRE | 198W | E470 | 5789705 | E.5015549.09 | NEVADA CITY | Nevada | Sierra | Northern | UNSE | BRUNSWICK 11052210 | 21 | 8 | 23 | 5500 | 0 | 5500 | 795 | [7 empty] | UG only |  |  | 0.26498 | 5.6431 | 115.7505 | 3 | Wildfire Resilient | N/A
35060993 | PLAN | [8 empty] | PLAN | 1.0464 |  |  |  |  | 2018-84704 | 2020-08025 |  |  | BRUNSWICK 1105 | 152481105 | Tier 3 | 152481105 | 0.26498 | 103031102 | 5.6431 | 152481105 | 83.6399 | 115101776 | 35060993 |  | CWSP-BRUNSWICK 1105-LR 2210-PH2.1 | PRE | 198W | E470 | 5783061 | E.5015550.01 | NEVADA CITY | Nevada | Sierra | Northern | UNSE | BRUNSWICK 11052210 | 21 | 8 | 23 | 5525 | 925 | 4600 | 699.905 | [7 empty] | Mixed OH and UG | 2018-84704 | 12/14/18 - approved AA review. 12/11/18 - request to add WBS & PI = Y | 0.26498 | 5.6431 | 115.7505 | 3 | Wildfire Resilient | N/A | 3154 | 2340 | 7 | 5 | 740 | 6 | 5 | 74 | 4 | 5 | 3
35160341 | PLAN | [8 empty] | PLAN | 1.5652 |  |  |  |  | 2018-84704 | 2020-08025 |  |  | BRUNSWICK 1105 | 152481105 | Tier 3 | 152481105 | 0.26498 | 103031102 | 5.6431 | 152481105 | 83.6399 | 118532433 | 35160341 |  | CWSP-BRUNSWICK 1105-LR 2210-PH2.2 | PRE | 198W | E470 | 5789706 | E.5015550.02 | NEVADA CITY | Nevada | Sierra | Northern | UNSE | BRUNSWICK 11052210 | 21 | 8 | 23 | 8264 | 6494 | 1770 | 348.6554 | [7 empty] | Mixed OH and UG |  |  | 0.26498 | 5.6431 | 115.7505 | 3 | Wildfire Resilient | N/A
35160342 | PLAN | [8 empty] | PLAN | 1.4763 |  |  |  |  | 2018-84704 | 2020-08025 |  |  | BRUNSWICK 1105 | 152481105 | Tier 3 | 152481105 | 0.26498 | 103031102 | 5.6431 | 152481105 | 83.6399 | 118532435 | 35160342 |  | CWSP-BRUNSWICK 1105-LR 2210-PH2.3 | PRE | 198W | E470 | 5789707 | E.5015550.03 | NEVADA CITY | Nevada | Sierra | Northern | UNSE | BRUNSWICK 11052210 | 21 | 8 | 23 | 7795 | 1848 | 5472 | 651.6033 | [7 empty] | Mixed OH and UG |  |  | 0.26498 | 5.6431 | 115.7505 | 3 | Wildfire Resilient | N/A
35160343 | PLAN | [8 empty] | PLAN | 2.6689 |  |  |  |  | 2018-84704 | 2020-08025 |  |  | BRUNSWICK 1105 | 152481105 | Tier 3 | 152481105 | 0.26498 | 152471101 | 5.6431 | 152481105 | 72.8186 | 118532436 | 35160343 |  | CWSP-BRUNSWICK 1105-LR 2210-PH2.4 | PRE | 198W | E470 | 5789708 | E.5015550.04 | NEVADA CITY | Nevada | Sierra | Northern | UNSE | BRUNSWICK 11052210 | 21 | 8 | 23 | 14092 | 14092 | 0 | 227 | [7 empty] | OH Hardening only |  |  | 0.26498 | 5.6431 | 115.7505 | 3 | Wildfire Resilient | N/A
35160344 | PLAN | [8 empty] | PLAN | 2.6898 |  |  |  |  | 2018-84704 | 2020-08025 |  |  | BRUNSWICK 1105 | 152481105 | Tier 3 | 152481105 | 0.26498 | 163201101 | 5.6431 | 152481105 | 63.0107 | 118532438 | 35160344 |  | CWSP-BRUNSWICK 1105-LR 2210-PH2.5 | PRE | 198W | E470 | 5789709 | E.5015550.05 | NEVADA CITY | Nevada | Sierra | Northern | UNSE | BRUNSWICK 11052210 | 21 | 8 | 23 | 14202 | 14202 | 0 | 227 | [7 empty] | OH Hardening only |  |  | 0.26498 | 5.6431 | 115.7505 | 3 | Wildfire Resilient | N/A
35160345 | PLAN | [8 empty] | PLAN | 3.529 |  |  |  |  | 2018-84704 | 2020-08025 |  |  | BRUNSWICK 1105 | 152481105 | Tier 3 | 152481105 | 0.26498 | 163201101 | 5.6431 | 152481105 | 63.0107 | 118532570 | 35160345 |  | CWSP-BRUNSWICK 1105-LR 2210-PH2.6 | PRE | 198W | E470 | 5789710 | E.5015550.06 | NEVADA CITY | Nevada | Sierra | Northern | UNSE | BRUNSWICK 11052210 | 21 | 8 | 23 | 18633 | 18633 | 0 | 227 | [7 empty] | OH Hardening only |  |  | 0.26498 | 5.6431 | 115.7505 | 3 | Wildfire Resilient | N/A
35160346 | PLAN | [8 empty] | PLAN | 0.55928 |  |  |  |  | 2018-84704 | 2020-08025 |  |  | BRUNSWICK 1105 | 152481105 | Tier 3 | 152481105 | 0.26498 | 163201101 | 5.6431 | 152481105 | 63.0107 | 118532571 | 35160346 |  | CWSP-BRUNSWICK 1105-LR 2210-PH2.7 | PRE | 198W | E470 | 5789711 | E.5015550.07 | NEVADA CITY | Nevada | Sierra | Northern | UNSE | BRUNSWICK 11052210 | 21 | 8 | 23 | 2953 | 0 | 2953 | 795 | [7 empty] | UG or microgrid |  |  | 0.26498 | 5.6431 | 115.7505 | 3 | Wildfire Resilient | N/A
35060992 | PLAN | [10 empty] | PLAN | 0.47992 |  |  | 2018-84805 |  |  |  | BRUNSWICK 1105 | 152481105 | Tier 3 | 152481105 | 0.26498 | 163201101 | 5.6431 | 152481105 | 63.0107 | 115101918 | 35060992 |  | CWSP-BRUNSWICK 1105-LR2140-PH 1.01 | PRE | 198W | E499 | 5783064 | E.5015548.01 | NEVADA CITY | Nevada | Sierra | Northern | UNSE | BRUNSWICK 11052140 | 22 | 8 | 23 | 2534 |  |  | #DIV/0! | [7 empty] | Level 2 construction | 2018-84805 | 12/11/18 - approved AA review and request to add WBS & PI = Y. | 0.26498 | 5.6431 | 115.7505 | 3 | Wildfire Resilient | N/A | 3154 | 2340 | 7 | 5 | 740 | 6 | 5 | 74 | 4 | 5 | 3
35155680 | PLAN | [10 empty] | PLAN | 1.3239 |  |  | 2018-84805 |  |  |  | BRUNSWICK 1105 | 152481105 | Tier 3 | 152481105 | 0.26498 | 163201101 | 5.6431 | 152481105 | 63.0107 | 118499588 | 35155680 |  | CWSP-BRUNSWICK 1105-LR2140-PH 1.02 | PRE | 198W | E500 | 5789366 | E.5030694.01 | NEVADA CITY | Nevada | Sierra | Northern | UNSE | BRUNSWICK 11052140 | 22 | 8 | 23 | 6990 |  |  | #DIV/0! | [10 empty] | 0.26498 | 5.6431 | 115.7505 | 3 | Wildfire Resilient | N/A
35155681 | PLAN | [10 empty] | PLAN | 0.25284 |  |  | 2018-84805 |  |  |  | BRUNSWICK 1105 | 152481105 | Tier 3 | 152481105 | 0.26498 | 163201101 | 5.6431 | 152481105 | 63.0107 | 118501195 | 35155681 |  | CWSP-BRUNSWICK 1105-LR2140-PH 1.03 | PRE | 198W | E501 | 5789378 | E.5030695.01 | NEVADA CITY | Nevada | Sierra | Northern | UNSE | BRUNSWICK 11052140 | 22 | 8 | 23 | 1335 |  |  | #DIV/0! | [10 empty] | 0.26498 | 5.6431 | 115.7505 | 3 | Wildfire Resilient | N/A
35155682 | PLAN | [10 empty] | PLAN | 0.36553 |  |  | 2018-84805 |  |  |  | BRUNSWICK 1105 | 152481105 | Tier 3 | 152481105 | 0.26498 | 163201101 | 5.6431 | 152481105 | 63.0107 | 118501438 | 35155682 |  | CWSP-BRUNSWICK 1105-LR2140-PH 1.04 | PRE | 198W | E502 | 5789379 | E.5030696.01 | NEVADA CITY | Nevada | Sierra | Northern | UNSE | BRUNSWICK 11052140 | 22 | 8 | 23 | 1930 |  |  | #DIV/0! | [10 empty] | 0.26498 | 5.6431 | 115.7505 | 3 | Wildfire Resilient | N/A
35155683 | PLAN | [10 empty] | PLAN | 1.2405 |  |  | 2018-84805 |  |  |  | BRUNSWICK 1105 | 152481105 | Tier 3 | 152481105 | 0.26498 | 163201101 | 5.6431 | 152481105 | 63.0107 | 118501439 | 35155683 |  | CWSP-BRUNSWICK 1105-LR2140-PH 1.05 | PRE | 198W | E503 | 5789380 | E.5030697.01 | NEVADA CITY | Nevada | Sierra | Northern | UNSE | BRUNSWICK 11052140 | 22 | 8 | 23 | 6550 |  |  | #DIV/0! | [10 empty] | 0.26498 | 5.6431 | 115.7505 | 3 | Wildfire Resilient | N/A
35155684 | PLAN | [10 empty] | PLAN | 0.62273 |  |  | 2018-84805 |  |  |  | BRUNSWICK 1105 | 152481105 | Tier 3 | 152481105 | 0.26498 | 163201101 | 5.6431 | 152481105 | 63.0107 | 118501730 | 35155684 |  | CWSP-BRUNSWICK 1105-LR2140-PH 1.06 | PRE | 198W | E504 | 5789381 | E.5030698.01 | NEVADA CITY | Nevada | Sierra | Northern | UNSE | BRUNSWICK 11052140 | 22 | 8 | 23 | 3288 |  |  | #DIV/0! | [10 empty] | 0.26498 | 5.6431 | 115.7505 | 3 | Wildfire Resilient | N/A
35155685 | PLAN | [10 empty] | PLAN | 0.71591 |  |  | 2018-84805 |  |  |  | BRUNSWICK 1105 | 152481105 | Tier 3 | 152481105 | 0.26498 | 163201101 | 5.6431 | 152481105 | 63.0107 | 118501731 | 35155685 |  | CWSP-BRUNSWICK 1105-LR2140-PH 1.07 | PRE | 198W | E505 | 5789382 | E.5030699.01 | NEVADA CITY | Nevada | Sierra | Northern | UNSE | BRUNSWICK 11052140 | 22 | 8 | 23 | 3780 |  |  | #DIV/0! | [10 empty] | 0.26498 | 5.6431 | 115.7505 | 3 | Wildfire Resilient | N/A
35155686 | PLAN | [10 empty] | PLAN | 0.61364 |  |  | 2018-84805 |  |  |  | BRUNSWICK 1105 | 152481105 | Tier 3 | 152481105 | 0.26498 | 163201101 | 5.6431 | 152481105 | 63.0107 | 118501733 | 35155686 |  | CWSP-BRUNSWICK 1105-LR2140-PH 1.08 | PRE | 198W | E506 | 5789383 | E.5030700.01 | NEVADA CITY | Nevada | Sierra | Northern | UNSE | BRUNSWICK 11052140 | 22 | 8 | 23 | 3240 |  |  | #DIV/0! | [10 empty] | 0.26498 | 5.6431 | 115.7505 | 3 | Wildfire Resilient | N/A
35155687 | PLAN | [10 empty] | PLAN | 1.683 |  |  | 2018-84805 |  |  |  | BRUNSWICK 1105 | 152481105 | Tier 3 | 152481105 | 0.26498 | 043432104 | 5.6431 | 152481105 | 78.5591 | 118501735 | 35155687 |  | CWSP-BRUNSWICK 1105-LR2140-PH 1.09 | PRE | 198W | E507 | 5789384 | E.5030701.01 | NEVADA CITY | Nevada | Sierra | Northern | UNSE | BRUNSWICK 11052140 | 22 | 8 | 23 | 8886 |  |  | #DIV/0! | [10 empty] | 0.26498 | 5.6431 | 115.7505 | 3 | Wildfire Resilient | N/A
35155688 | PLAN | [10 empty] | PLAN | 0.5608 |  |  | 2018-84805 |  |  |  | BRUNSWICK 1105 | 152481105 | Tier 3 | 152481105 | 0.26498 | 043432104 | 5.6431 | 152481105 | 78.5591 | 118501736 | 35155688 |  | CWSP-BRUNSWICK 1105-LR2140-PH 1.10 | PRE | 198W | E508 | 5789385 | E.5030702.01 | NEVADA CITY | Nevada | Sierra | Northern | UNSE | BRUNSWICK 11052140 | 22 | 8 | 23 | 2961 |  |  | #DIV/0! | [10 empty] | 0.26498 | 5.6431 | 115.7505 | 3 | Wildfire Resilient | N/A
35155689 | PLAN | [10 empty] | PLAN | 0.92803 |  |  | 2018-84805 |  |  |  | BRUNSWICK 1105 | 152481105 | Tier 3 | 152481105 | 0.26498 | 043432104 | 5.6431 | 152481105 | 78.5591 | 118501737 | 35155689 |  | CWSP-BRUNSWICK 1105-LR2140-PH 1.11 | PRE | 198W | E509 | 5789386 | E.5030703.01 | NEVADA CITY | Nevada | Sierra | Northern | UNSE | BRUNSWICK 11052140 | 22 | 8 | 23 | 4900 |  |  | #DIV/0! | [10 empty] | 0.26498 | 5.6431 | 115.7505 | 3 | Wildfire Resilient | N/A
35155690 | PLAN | [10 empty] | PLAN | 0.9625 |  |  | 2018-84805 |  |  |  | BRUNSWICK 1105 | 152481105 | Tier 3 | 152481105 | 0.26498 | 162821702 | 5.6431 | 152481105 | 79.1599 | 118501738 | 35155690 |  | CWSP-BRUNSWICK 1105-LR2140-PH 1.12 | PRE | 198W | E510 | 5789387 | E.5030704.01 | NEVADA CITY | Nevada | Sierra | Northern | UNSE | BRUNSWICK 11052140 | 22 | 8 | 23 | 5082 |  |  | #DIV/0! | [10 empty] | 0.26498 | 5.6431 | 115.7505 | 3 | Wildfire Resilient | N/A
35155691 | PLAN | [10 empty] | PLAN | 0.57008 |  |  | 2018-84805 |  |  |  | BRUNSWICK 1105 | 152481105 | Tier 3 | 152481105 | 0.26498 | 152762101 | 5.6431 | 152481105 | 130.3645 | 118501739 | 35155691 |  | CWSP-BRUNSWICK 1105-LR2140-PH 1.13 | PRE | 198W | E511 | 5789388 | E.5030705.01 | NEVADA CITY | Nevada | Sierra | Northern | UNSE | BRUNSWICK 11052140 | 22 | 8 | 23 | 3010 |  |  | #DIV/0! | [10 empty] | 0.26498 | 5.6431 | 115.7505 | 3 | Wildfire Resilient | N/A
35155692 | PLAN | [10 empty] | PLAN | 0.99773 |  |  | 2018-84805 |  |  |  | BRUNSWICK 1105 | 152481105 | Tier 3 | 152481105 | 0.26498 | 152762101 | 5.6431 | 152481105 | 130.3645 | 118501873 | 35155692 |  | CWSP-BRUNSWICK 1105-LR2140-PH 1.14 | PRE | 198W | E512 | 5789389 | E.5030706.01 | NEVADA CITY | Nevada | Sierra | Northern | UNSE | BRUNSWICK 11052140 | 22 | 8 | 23 | 5268 |  |  | #DIV/0! | [10 empty] | 0.26498 | 5.6431 | 115.7505 | 3 | Wildfire Resilient | N/A
35155693 | PLAN | [10 empty] | PLAN | 1.1553 |  |  | 2018-84805 |  |  |  | BRUNSWICK 1105 | 152481105 | Tier 3 | 152481105 | 0.26498 | 152762101 | 5.6431 | 152481105 | 130.3645 | 118501874 | 35155693 |  | CWSP-BRUNSWICK 1105-LR2140-PH 1.15 | PRE | 198W | E513 | 5789390 | E.5030707.01 | NEVADA CITY | Nevada | Sierra | Northern | UNSE | BRUNSWICK 11052140 | 22 | 8 | 23 | 6100 |  |  | #DIV/0! | [10 empty] | 0.26498 | 5.6431 | 115.7505 | 3 | Wildfire Resilient | N/A
35155694 | PLAN | [10 empty] | PLAN | 1.1174 |  |  | 2018-84805 |  |  |  | BRUNSWICK 1105 | 152481105 | Tier 3 | 152481105 | 0.26498 | 163201101 | 5.6431 | 152481105 | 63.0107 | 118501875 | 35155694 |  | CWSP-BRUNSWICK 1105-LR2140-PH 1.16 | PRE | 198W | E514 | 5789391 | E.5030708.01 | NEVADA CITY | Nevada | Sierra | Northern | UNSE | BRUNSWICK 11052140 | 22 | 8 | 23 | 5900 |  |  | #DIV/0! | [10 empty] | 0.26498 | 5.6431 | 115.7505 | 3 | Wildfire Resilient | N/A
35060991 | PLAN | [10 empty] | PLAN | 0.46686 |  |  | 2018-84808 |  |  |  | BRUNSWICK 1105 | 152481105 | Tier 3 | 152481105 | 0.26498 | 103031102 | 5.6431 | 152481105 | 83.6399 | 115101979 | 35060991 |  | CWSP-BRUNSWICK 1105-LR2140-PH2.01 | PRE | 198W | E482 | 5783063 | E.5015547.01 | NEVADA CITY | Nevada | Sierra | Northern | UNSE | BRUNSWICK 11052140 | 22 | 8 | 23 | 2465 |  |  | #DIV/0! | [7 empty] | Level 2 construction | 2018-84808 | 12/11/18 - approved AA review and request to add WBS & PI = Y. | 0.26498 | 5.6431 | 115.7505 | 3 | Wildfire Resilient | N/A | 3154 | 2340 | 7 | 5 | 740 | 6 | 5 | 74 | 4 | 5 | 3
35155695 | PLAN | [10 empty] | PLAN | 1.035 |  |  | 2018-84808 |  |  |  | BRUNSWICK 1105 | 152481105 | Tier 3 | 152481105 | 0.26498 | 103031102 | 5.6431 | 152481105 | 83.6399 | 118502200 | 35155695 |  | CWSP-BRUNSWICK 1105-LR2140-PH2.02 | PRE | 198W | E483 | 5789392 | E.5030709.01 | NEVADA CITY | Nevada | Sierra | Northern | UNSE | BRUNSWICK 11052140 | 22 | 8 | 23 | 5465 |  |  | #DIV/0! | [10 empty] | 0.26498 | 5.6431 | 115.7505 | 3 | Wildfire Resilient | N/A
35155696 | PLAN | [10 empty] | PLAN | 0.46212 |  |  | 2018-84808 |  |  |  | BRUNSWICK 1105 | 152481105 | Tier 3 | 152481105 | 0.26498 | 103031102 | 5.6431 | 152481105 | 83.6399 | 118502205 | 35155696 |  | CWSP-BRUNSWICK 1105-LR2140-PH2.03 | PRE | 198W | E484 | 5789393 | E.5030710.01 | NEVADA CITY | Nevada | Sierra | Northern | UNSE | BRUNSWICK 11052140 | 22 | 8 | 23 | 2440 |  |  | #DIV/0! | [10 empty] | 0.26498 | 5.6431 | 115.7505 | 3 | Wildfire Resilient | N/A
35155697 | PLAN | [10 empty] | PLAN | 0.39394 |  |  | 2018-84808 |  |  |  | BRUNSWICK 1105 | 152481105 | Tier 3 | 152481105 | 0.26498 | 103031102 | 5.6431 | 152481105 | 83.6399 | 118502207 | 35155697 |  | CWSP-BRUNSWICK 1105-LR2140-PH2.04 | PRE | 198W | E485 | 5789394 | E.5030711.01 | NEVADA CITY | Nevada | Sierra | Northern | UNSE | BRUNSWICK 11052140 | 22 | 8 | 23 | 2080 |  |  | #DIV/0! | [10 empty] | 0.26498 | 5.6431 | 115.7505 | 3 | Wildfire Resilient | N/A
35155698 | PLAN | [10 empty] | PLAN | 1.1992 |  |  | 2018-84808 |  |  |  | BRUNSWICK 1105 | 152481105 | Tier 3 | 152481105 | 0.26498 | 103031102 | 5.6431 | 152481105 | 83.6399 | 118502208 | 35155698 |  | CWSP-BRUNSWICK 1105-LR2140-PH2.05 | PRE | 198W | E486 | 5789395 | E.5030712.01 | NEVADA CITY | Nevada | Sierra | Northern | UNSE | BRUNSWICK 11052140 | 22 | 8 | 23 | 6332 |  |  | #DIV/0! | [10 empty] | 0.26498 | 5.6431 | 115.7505 | 3 | Wildfire Resilient | N/A
35155699 | PLAN | [10 empty] | PLAN | 0.45739 |  |  | 2018-84808 |  |  |  | BRUNSWICK 1105 | 152481105 | Tier 3 | 152481105 | 0.26498 | 103031102 | 5.6431 | 152481105 | 83.6399 | 118502271 | 35155699 |  | CWSP-BRUNSWICK 1105-LR2140-PH2.06 | PRE | 198W | E487 | 5789396 | E.5030713.01 | NEVADA CITY | Nevada | Sierra | Northern | UNSE | BRUNSWICK 11052140 | 22 | 8 | 23 | 2415 |  |  | #DIV/0! | [10 empty] | 0.26498 | 5.6431 | 115.7505 | 3 | Wildfire Resilient | N/A
35155740 | PLAN | [10 empty] | PLAN | 0.68864 |  |  | 2018-84808 |  |  |  | BRUNSWICK 1105 | 152481105 | Tier 3 | 152481105 | 0.26498 | 103031102 | 5.6431 | 152481105 | 83.6399 | 118502272 | 35155740 |  | CWSP-BRUNSWICK 1105-LR2140-PH2.07 | PRE | 198W | E488 | 5789397 | E.5030714.01 | NEVADA CITY | Nevada | Sierra | Northern | UNSE | BRUNSWICK 11052140 | 22 | 8 | 23 | 3636 |  |  | #DIV/0! | [10 empty] | 0.26498 | 5.6431 | 115.7505 | 3 | Wildfire Resilient | N/A
35155741 | PLAN | [10 empty] | PLAN | 0.16856 |  |  | 2018-84808 |  |  |  | BRUNSWICK 1105 | 152481105 | Tier 3 | 152481105 | 0.26498 | 103031102 | 5.6431 | 152481105 | 83.6399 | 118502273 | 35155741 |  | CWSP-BRUNSWICK 1105-LR2140-PH2.08 | PRE | 198W | E489 | 5789398 | E.5030715.01 | NEVADA CITY | Nevada | Sierra | Northern | UNSE | BRUNSWICK 11052140 | 22 | 8 | 23 | 890 |  |  | #DIV/0! | [10 empty] | 0.26498 | 5.6431 | 115.7505 | 3 | Wildfire Resilient | N/A
35155742 | PLAN | [10 empty] | PLAN | 1.1553 |  |  | 2018-84808 |  |  |  | BRUNSWICK 1105 | 152481105 | Tier 3 | 152481105 | 0.26498 | 103031102 | 5.6431 | 152481105 | 83.6399 | 118502274 | 35155742 |  | CWSP-BRUNSWICK 1105-LR2140-PH2.09 | PRE | 198W | E490 | 5789399 | E.5030716.01 | NEVADA CITY | Nevada | Sierra | Northern | UNSE | BRUNSWICK 11052140 | 22 | 8 | 23 | 6100 |  |  | #DIV/0! | [10 empty] | 0.26498 | 5.6431 | 115.7505 | 3 | Wildfire Resilient | N/A
35155743 | PLAN | [10 empty] | PLAN | 0.69924 |  |  | 2018-84808 |  |  |  | BRUNSWICK 1105 | 152481105 | Tier 3 | 152481105 | 0.26498 | 152762101 | 5.6431 | 152481105 | 130.3645 | 118502275 | 35155743 |  | CWSP-BRUNSWICK 1105-LR2140-PH2.10 | PRE | 198W | E491 | 5789400 | E.5030717.01 | NEVADA CITY | Nevada | Sierra | Northern | UNSE | BRUNSWICK 11052140 | 22 | 8 | 23 | 3692 |  |  | #DIV/0! | [10 empty] | 0.26498 | 5.6431 | 115.7505 | 3 | Wildfire Resilient | N/A
35155744 | PLAN | [10 empty] | PLAN | 0.50587 |  |  | 2018-84808 |  |  |  | BRUNSWICK 1105 | 152481105 | Tier 3 | 152481105 | 0.26498 | 152762101 | 5.6431 | 152481105 | 130.3645 | 118502276 | 35155744 |  | CWSP-BRUNSWICK 1105-LR2140-PH2.11 | PRE | 198W | E492 | 5789401 | E.5030718.01 | NEVADA CITY | Nevada | Sierra | Northern | UNSE | BRUNSWICK 11052140 | 22 | 8 | 23 | 2671 |  |  | #DIV/0! | [10 empty] | 0.26498 | 5.6431 | 115.7505 | 3 | Wildfire Resilient | N/A
35155746 | PLAN | [10 empty] | PLAN | 1.1193 |  |  | 2018-84808 |  |  |  | BRUNSWICK 1105 | 152481105 | Tier 3 | 152481105 | 0.26498 | 152762101 | 5.6431 | 152481105 | 130.3645 | 118502277 | 35155746 |  | CWSP-BRUNSWICK 1105-LR2140-PH2.12 | PRE | 198W | E493 | 5789402 | E.5030719.01 | NEVADA CITY | Nevada | Sierra | Northern | UNSE | BRUNSWICK 11052140 | 22 | 8 | 23 | 5910 |  |  | #DIV/0! | [10 empty] | 0.26498 | 5.6431 | 115.7505 | 3 | Wildfire Resilient | N/A
35155747 | PLAN | [10 empty] | PLAN | 0.76231 |  |  | 2018-84808 |  |  |  | BRUNSWICK 1105 | 152481105 | Tier 3 | 152481105 | 0.26498 | 152762101 | 5.6431 | 152481105 | 130.3645 | 118502279 | 35155747 |  | CWSP-BRUNSWICK 1105-LR2140-PH2.13 | PRE | 198W | E494 | 5789403 | E.5030720.01 | NEVADA CITY | Nevada | Sierra | Northern | UNSE | BRUNSWICK 11052140 | 22 | 8 | 23 | 4025 |  |  | #DIV/0! | [10 empty] | 0.26498 | 5.6431 | 115.7505 | 3 | Wildfire Resilient | N/A
35155748 | PLAN | [10 empty] | PLAN | 0.51894 |  |  | 2018-84808 |  |  |  | BRUNSWICK 1105 | 152481105 | Tier 3 | 152481105 | 0.26498 | 152762101 | 5.6431 | 152481105 | 130.3645 | 118502451 | 35155748 |  | CWSP-BRUNSWICK 1105-LR2140-PH2.14 | PRE | 198W | E495 | 5789404 | E.5030721.01 | NEVADA CITY | Nevada | Sierra | Northern | UNSE | BRUNSWICK 11052140 | 22 | 8 | 23 | 2740 |  |  | #DIV/0! | [10 empty] | 0.26498 | 5.6431 | 115.7505 | 3 | Wildfire Resilient | N/A
35155749 | PLAN | [10 empty] | PLAN | 0.50417 |  |  | 2018-84808 |  |  |  | BRUNSWICK 1105 | 152481105 | Tier 3 | 152481105 | 0.26498 | 152762101 | 5.6431 | 152481105 | 130.3645 | 118502453 | 35155749 |  | CWSP-BRUNSWICK 1105-LR2140-PH2.15 | PRE | 198W | E496 | 5789405 | E.5030722.01 | NEVADA CITY | Nevada | Sierra | Northern | UNSE | BRUNSWICK 11052140 | 22 | 8 | 23 | 2662 |  |  | #DIV/0! | [10 empty] | 0.26498 | 5.6431 | 115.7505 | 3 | Wildfire Resilient | N/A
35155750 | PLAN | [10 empty] | PLAN | 1.6803 |  |  | 2018-84808 |  |  |  | BRUNSWICK 1105 | 152481105 | Tier 3 | 152481105 | 0.26498 | 152762101 | 5.6431 | 152481105 | 130.3645 | 118502455 | 35155750 |  | CWSP-BRUNSWICK 1105-LR2140-PH2.16 | PRE | 198W | E497 | 5789406 | E.5030723.01 | NEVADA CITY | Nevada | Sierra | Northern | UNSE | BRUNSWICK 11052140 | 22 | 8 | 23 | 8872 |  |  | #DIV/0! | [10 empty] | 0.26498 | 5.6431 | 115.7505 | 3 | Wildfire Resilient | N/A
35155751 | PLAN | [10 empty] | PLAN | 0.49754 |  |  | 2018-84808 |  |  |  | BRUNSWICK 1105 | 152481105 | Tier 3 | 152481105 | 0.26498 | 042571102 | 5.6431 | 152481105 | 91.3626 | 118502456 | 35155751 |  | CWSP-BRUNSWICK 1105-LR2140-PH2.17 | PRE | 198W | E498 | 5789407 | E.5030724.01 | NEVADA CITY | Nevada | Sierra | Northern | UNSE | BRUNSWICK 11052140 | 22 | 8 | 23 | 2627 |  |  | #DIV/0! | [10 empty] | 0.26498 | 5.6431 | 115.7505 | 3 | Wildfire Resilient | N/A
35060990 | PLAN | [10 empty] | PLAN | 0.86402 |  |  | 2018-84820 |  |  |  | BRUNSWICK 1105 | 152481105 | Tier 3 | 152481105 | 0.26498 | 163751102 | 5.6431 | 152481105 | 86.4393 | 115102251 | 35060990 |  | CWSP-BRUNSWICK 1105-LR2140-PH3.01 | PRE | 198W | E470 | 5783062 | E.5015546.01 | NEVADA CITY | Nevada | Sierra | Northern | UNSE | BRUNSWICK 11052140 | 22 | 8 | 23 | 4562 |  |  | #DIV/0! | [7 empty] | Level 2 construction | 2018-84820 | 12/11/18 - approved AA review and request to add WBS & PI = Y. | 0.26498 | 5.6431 | 115.7505 | 3 | Wildfire Resilient | N/A | 3154 | 2340 | 7 | 5 | 740 | 6 | 5 | 74 | 4 | 5 | 3
35155752 | PLAN | [10 empty] | PLAN | 0.51648 |  |  | 2018-84820 |  |  |  | BRUNSWICK 1105 | 152481105 | Tier 3 | 152481105 | 0.26498 | 162821702 | 5.6431 | 152481105 | 79.1599 | 118502580 | 35155752 |  | CWSP-BRUNSWICK 1105-LR2140-PH3.02 | PRE | 198W | E471 | 5789408 | E.5030725.01 | NEVADA CITY | Nevada | Sierra | Northern | UNSE | BRUNSWICK 11052140 | 22 | 8 | 23 | 2727 |  |  | #DIV/0! | [10 empty] | 0.26498 | 5.6431 | 115.7505 | 3 | Wildfire Resilient | N/A
35155753 | PLAN | [10 empty] | PLAN | 1.0627 |  |  | 2018-84820 |  |  |  | BRUNSWICK 1105 | 152481105 | Tier 3 | 152481105 | 0.26498 | 163661702 | 5.6431 | 152481105 | 72.5527 | 118502582 | 35155753 |  | CWSP-BRUNSWICK 1105-LR2140-PH3.03 | PRE | 198W | E472 | 5789409 | E.5030726.01 | NEVADA CITY | Nevada | Sierra | Northern | UNSE | BRUNSWICK 11052140 | 22 | 8 | 23 | 5611 |  |  | #DIV/0! | [10 empty] | 0.26498 | 5.6431 | 115.7505 | 3 | Wildfire Resilient | N/A
35155754 | PLAN | [10 empty] | PLAN | 1.2549 |  |  | 2018-84820 |  |  |  | BRUNSWICK 1105 | 152481105 | Tier 3 | 152481105 | 0.26498 | 163661702 | 5.6431 | 152481105 | 72.5527 | 118502583 | 35155754 |  | CWSP-BRUNSWICK 1105-LR2140-PH3.04 | PRE | 198W | E473 | 5789410 | E.5030727.01 | NEVADA CITY | Nevada | Sierra | Northern | UNSE | BRUNSWICK 11052140 | 22 | 8 | 23 | 6626 |  |  | #DIV/0! | [10 empty] | 0.26498 | 5.6431 | 115.7505 | 3 | Wildfire Resilient | N/A
35155755 | PLAN | [10 empty] | PLAN | 0.27102 |  |  | 2018-84820 |  |  |  | BRUNSWICK 1105 | 152481105 | Tier 3 | 152481105 | 0.26498 | 0 | 5.6431 | 152481105 | 61.3049 | 118502584 | 35155755 |  | CWSP-BRUNSWICK 1105-LR2140-PH3.05 | PRE | 198W | E474 | 5789411 | E.5030728.01 | NEVADA CITY | Nevada | Sierra | Northern | UNSE | BRUNSWICK 11052140 | 22 | 8 | 23 | 1431 |  |  | #DIV/0! | [10 empty] | 0.26498 | 5.6431 | 115.7505 | 3 | Wildfire Resilient | N/A
35155756 | PLAN | [10 empty] | PLAN | 1.7451 |  |  | 2018-84820 |  |  |  | BRUNSWICK 1105 | 152481105 | Tier 3 | 152481105 | 0.26498 | 0 | 5.6431 | 152481105 | 61.3049 | 118502585 | 35155756 |  | CWSP-BRUNSWICK 1105-LR2140-PH3.06 | PRE | 198W | E475 | 5789412 | E.5030730.01 | NEVADA CITY | Nevada | Sierra | Northern | UNSE | BRUNSWICK 11052140 | 22 | 8 | 23 | 9214 |  |  | #DIV/0! | [10 empty] | 0.26498 | 5.6431 | 115.7505 | 3 | Wildfire Resilient | N/A
35155757 | PLAN | [10 empty] | PLAN | 0.5517 |  |  | 2018-84820 |  |  |  | BRUNSWICK 1105 | 152481105 | Tier 3 | 152481105 | 0.26498 | 163201101 | 5.6431 | 152481105 | 63.0107 | 118502586 | 35155757 |  | CWSP-BRUNSWICK 1105-LR2140-PH3.07 | PRE | 198W | E476 | 5789413 | E.5030731.01 | NEVADA CITY | Nevada | Sierra | Northern | UNSE | BRUNSWICK 11052140 | 22 | 8 | 23 | 2913 |  |  | #DIV/0! | [10 empty] | 0.26498 | 5.6431 | 115.7505 | 3 | Wildfire Resilient | N/A
35155758 | PLAN | [10 empty] | PLAN | 0.66477 |  |  | 2018-84820 |  |  |  | BRUNSWICK 1105 | 152481105 | Tier 3 | 152481105 | 0.26498 | 163201101 | 5.6431 | 152481105 | 63.0107 | 118502587 | 35155758 |  | CWSP-BRUNSWICK 1105-LR2140-PH3.08 | PRE | 198W | E477 | 5789414 | E.5030732.01 | NEVADA CITY | Nevada | Sierra | Northern | UNSE | BRUNSWICK 11052140 | 22 | 8 | 23 | 3510 |  |  | #DIV/0! | [10 empty] | 0.26498 | 5.6431 | 115.7505 | 3 | Wildfire Resilient | N/A
35155759 | PLAN | [10 empty] | PLAN | 0.66288 |  |  | 2018-84820 |  |  |  | BRUNSWICK 1105 | 152481105 | Tier 3 | 152481105 | 0.26498 | 163201101 | 5.6431 | 152481105 | 63.0107 | 118502588 | 35155759 |  | CWSP-BRUNSWICK 1105-LR2140-PH3.09 | PRE | 198W | E478 | 5789415 | E.5030733.01 | NEVADA CITY | Nevada | Sierra | Northern | UNSE | BRUNSWICK 11052140 | 22 | 8 | 23 | 3500 |  |  | #DIV/0! | [10 empty] | 0.26498 | 5.6431 | 115.7505 | 3 | Wildfire Resilient | N/A
35155840 | PLAN | [10 empty] | PLAN | 0.49167 |  |  | 2018-84820 |  |  |  | BRUNSWICK 1105 | 152481105 | Tier 3 | 152481105 | 0.26498 | 163201101 | 5.6431 | 152481105 | 63.0107 | 118502589 | 35155840 |  | CWSP-BRUNSWICK 1105-LR2140-PH3.10 | PRE | 198W | E479 | 5789416 | E.5030734.01 | NEVADA CITY | Nevada | Sierra | Northern | UNSE | BRUNSWICK 11052140 | 22 | 8 | 23 | 2596 |  |  | #DIV/0! | [10 empty] | 0.26498 | 5.6431 | 115.7505 | 3 | Wildfire Resilient | N/A
35155841 | PLAN | [10 empty] | PLAN | 0.85057 |  |  | 2018-84820 |  |  |  | BRUNSWICK 1105 | 152481105 | Tier 3 | 152481105 | 0.26498 | 163201101 | 5.6431 | 152481105 | 63.0107 | 118502690 | 35155841 |  | CWSP-BRUNSWICK 1105-LR2140-PH3.11 | PRE | 198W | E480 | 5789417 | E.5030735.01 | NEVADA CITY | Nevada | Sierra | Northern | UNSE | BRUNSWICK 11052140 | 22 | 8 | 23 | 4491 |  |  | #DIV/0! | [10 empty] | 0.26498 | 5.6431 | 115.7505 | 3 | Wildfire Resilient | N/A
35155842 | PLAN | [10 empty] | PLAN | 0.15303 |  |  | 2018-84820 |  |  |  | BRUNSWICK 1105 | 152481105 | Tier 3 | 152481105 | 0.26498 | 163201101 | 5.6431 | 152481105 | 63.0107 | 118502691 | 35155842 |  | CWSP-BRUNSWICK 1105-LR2140-PH3.12 | PRE | 198W | E481 | 5789418 | E.5030736.01 | NEVADA CITY | Nevada | Sierra | Northern | UNSE | BRUNSWICK 11052140 | 22 | 8 | 23 | 808 |  |  | #DIV/0! | [10 empty] | 0.26498 | 5.6431 | 115.7505 | 3 | Wildfire Resilient | N/A
35052824 | PLAN | [10 empty] | PLAN | 11.6 | [6 empty] | MIWUK 1702 | 163751102 | Tier 3 | 0 | 0 | 163751102 | 2.659 | 163661702 | 86.4393 | 114697826 | 35052824 | 35043604 | CWSP - MIWUK 1702 - LR6018 - PH 2 | PRE | 198W | E470 | 5786460 | E.5014725.01 | TWAIN HARTE | Tuolumne | Yosemite | Central Valley | UNSE | MIWUK 17026018 | 23 | 15 | 57 | 61248 | 61248 | 61248 | 511 | [7 empty] | Level 2 construction | 2018-59496 | 7/24/19 - order updated. 7/22/19 - submited request to update order. 7/10/19 - WBS & PO created. Need IT request to update order. 7/8/19 - requested WBS & PO. 8/10/18 - approved AA review. | #N/A | 2.659 | 72.5527 | 3 | Wildfire Resilient |  | 3103 | 2340 | 7 | 5 | 740 | 6 | 5 | 23 | 3 | 5 | 3
35116800 | PLAN | [6 empty] | PLAN | 1.268 | [6 empty] | 2018-55685 | 2019-35900 | 2020-13882 | 2020-18449 | Miwuk 1702 | 102541102 | Tier 3 | 0 | 0 | 102541102 | 2.659 | 163661702 | 87.3855 | 117605265 | 35116800 |  | CWSP-MIWUK 1702-LR 6018-PH1.2 | PRE | 198W | E470 | 5785961 | E.5014730.02 | TWAIN HARTE | Tuolumne | Yosemite | Central Valley | PEND | MIWUK 17026018 | 23 | 15 | 57 | 6695 | 7525 | 0 | 227 |  | 359.3963 | 2704457 | 0 | [5 empty] | 3/31/20 [REDACTED] approved BC | #N/A | 2.659 | 72.5527 |  | Wildfire Resilient
35116801 | PLAN | [6 empty] | PLAN | 1.4839 | [6 empty] | 2018-55685 | 2019-35900 | 2020-12115 | 2020-42509 | Miwuk 1702 | 102541102 | Tier 3 | 0 | 0 | 102541102 | 2.659 | 163661702 | 87.3855 | 117605266 | 35116801 |  | CWSP-MIWUK 1702-LR 6018-PH1.3 | PRE | 198W | E470 | 5785962 | E.5014730.03 | TWAIN HARTE | Tuolumne | Yosemite | Central Valley | PEND | MIWUK 17026018 | 23 | 15 | 57 | 7835 | 6197 | 550 | 273.3021 |  | 345.9235 | 2333946 | 0 | [6 empty] | #N/A | 2.659 | 72.5527 |  | Wildfire Resilient
35116802 | PLAN | [6 empty] | PLAN | 2.22 | [6 empty] | 2018-55685 | 2019-35900 | 2019-77803 | 2020-17520 | Miwuk 1702 | 102541102 | Tier 3 | 0 | 0 | 102541102 | 2.659 | 163661702 | 87.3855 | 117605267 | 35116802 |  | CWSP-MIWUK 1702-LR 6018-PH1.4 | PRE | 198W | E470 | 5785963 | E.5014730.04 | TWAIN HARTE | Tuolumne | Yosemite | Central Valley | UNSC | MIWUK 17026018 | 23 | 15 | 57 | 10855 | 11739 | 0 | 227 |  | 173.9943 | 2042519 | 0 | [5 empty] | 3/31/20 BC Approved by [REDACTED] 3/24 BC reviewed by [REDACTED] | #N/A | 2.659 | 72.5527 | 3 | Wildfire Resilient
35116803 | PLAN | [6 empty] | PLAN | 2.0445 | [6 empty] | 2018-55685 | 2019-35900 |  |  | Miwuk 1702 | 102541102 | Tier 3 | 0 | 0 | 102541102 | 2.659 | 163661702 | 87.3855 | 117605268 | 35116803 |  | CWSP-MIWUK 1702-LR 6018-PH1.5 | PRE | 198W | E470 | 5785964 | E.5014730.05 | TWAIN HARTE | Tuolumne | Yosemite | Central Valley | ESTS erdy | MIWUK 17026018 | 23 | 15 | 57 | 10795 |  |  | #DIV/0! |  |  |  | #DIV/0! | [6 empty] | #N/A | 2.659 | 72.5527 |  | Wildfire Resilient
35116804 | PLAN | [6 empty] | PLAN | 1.0114 | [6 empty] | 2018-55685 | 2019-35900 | 2019-55468 | 2020-23697 | Miwuk 1702 | 102541102 | Tier 3 | 0 | 0 | 102541102 | 2.659 | 163661702 | 87.3855 | 117605269 | 35116804 |  | CWSP-MIWUK 1702-LR 6018-PH1.6 | PRE | 198W | E470 | 5785965 | E.5014730.06 | TWAIN HARTE | Tuolumne | Yosemite | Central Valley | ESTS erdy | MIWUK 17026018 | 23 | 15 | 57 | 5340 |  |  | #DIV/0! |  |  |  | #DIV/0! | [6 empty] | #N/A | 2.659 | 72.5527 |  | Wildfire Resilient
74024171 | COMP |  |  |  |  | COMP | 2.61 | [12 empty] | CALISTOGA 1101 | 042711101 | Tier 3 | 042711101 | 16.5404 | 163661701 | 15.2327 | 042711101 | 75.1127 | 113742411 | 74024171 | 35072363 | CALISTOGA 1101 HIGH SPLICE COUNT | WDDB | 198 | E570 | 5743253 | E.5019956.01 | CALISTOGA | Napa | North Bay | Bay Area | DOCC srdy | CALISTOGA 1101736 | 24 | 16 | 34 | 15298 | 14098 | 14098 | 150 | [7 empty] | Tier 3 and snow loading zone | 2017-104634 | 2/15/19 - 74 series order created. 2/12/19 - request to reconvert to FFE. Denied request. 1/28/19 - order conversion completed. 1/22/18 -approved AA review. installing tree wire. 11/20/17 - Note in EDGIS about possible R20C. Emailed [REDACTED] to check. 11/03/17 - reviewed AA. Couldn't find PM#i in DB. Need driver for 15k replacement. 2cu is not approved for non-corrosion zone. Burn area. Was conductor replaced? | 16.5404 | 15.2327 | 0.50507 | 3 | Splice | 0 | 3103 | 2340 | 7 | 5 | 740 | 6 | 5 | 23 | 3 | 5 | 3
35052328 | CANCL | [7 empty] | CANCL | [6 empty] | 2018-69547 |  |  |  | CALISTOGA 1101 | 042711101 | Tier 3 | 042711101 | 16.5404 | 163661701 | 15.2327 | 042711101 | 75.1127 | 114883275 | 35052328 |  | CALISTOGA 1101 WIRE DOWN 18-0052856 | WDDB | 198 | E460 | 5530168 | # | CALISTOGA | Napa | North Bay | Bay Area | UNSE | CALISTOGA 1101736 | 24 | 16 | 34 | 13630 | 13630 | 0 | 227 | [7 empty] | Level 2 construction | 2018-69547 | 9/17/18 - approved AA review. Low CWSP score of 10. | 16.5404 | 15.2327 | 0.50507 | 3 | WD | 22 | 3087 | 2340 | 7 | 5 | 740 | 6 | 5 | 7 | 2 | 5
35174474 | PLAN | [8 empty] | PLAN | 4.4 | [5 empty] | 2019-40355 |  |  | CALISTOGA 1101 | 042711101 | Tier 3 | 042711101 | 16.5404 | 102831103 | 15.2327 | 042711101 | 26.5449 | 118912987 | 35174474 |  | ECOP - CALISTOGA 1101 - H01 - LR736 | ECOP | 198W | E470 | 5790104 | E.5033913.01 | CALISTOGA | Napa | North Bay | Bay Area | UNSE | CALISTOGA 1101736 | 24 | 16 | 34 | 176933 | 176933 | 0 | 227 |  | 0 |  | 0 | [6 empty] | 16.5404 | 15.2327 | 0.50507
35039002 | COMP |  |  |  |  | COMP | 1.14 | [12 empty] | CALISTOGA 1101 | 042711101 | Tier 3 | 042711101 | 16.5404 | 0 | 15.2327 | 042711101 | 24.3706 | 114553028 | 35039002 |  | OCGC 2018 CALISTOGA 1101 LEVEL 2 DEMO |  | 198W | E460 | 5530168 | # | CALISTOGA | Napa | North Bay | Bay Area | FICL srdy crdy | CALISTOGA 1101736 | 24 | 16 | 34 | 6400 | 6007 | 1.1377 | 200 |  | 7.249 | 43553 | 0 |  |  |  | Level 2 construction | 2018-67964 | 9/4/18 - approved BC/JE review. 8/31/18 - provided BC & JE review comments. 5/15/18 - approved AA review | 16.5404 | 15.2327 | 0.50507 | 3 | Wildfire Resilient |  | 3154 | 2340 | 7 | 5 | 740 | 6 | 5 | 74 | 4 | 5 | 3
35116391 | PLAN | [6 empty] | PLAN | 2.09 | [6 empty] | 2018-71642 | 2019-35893 | 2019-64313 | 2020-18345 | Miwuk 1702 | 163751102 | Tier 3 | 0 | 0 | 163751102 | 2.659 | 163661702 | 86.4393 | 117605551 | 35116391 |  | CWSP - MIWUK 1702 - OCB - PH 1.2 | PRE | 198W | E470 | 5785976 | E.5014773.02 | TWAIN HARTE | Tuolumne | Yosemite | Central Valley | PEND | MIWUK 1702CB | 25 | 15 | 57 | 10824 | 11036 | 0 | 227 |  | 355.2196 | 3920204 | 0 | [5 empty] | 3/31/20 [REDACTED] approved BC 3/26 BC reviewed by [REDACTED] | #N/A | 2.659 | 72.5527 | 3 | Wildfire Resilient
35116393 | PLAN | [6 empty] | COMP | 2.57 | [6 empty] | 2018-71642 | 2019-35893 | 2019-56352 | 2019-75958 | Miwuk 1702 | 163751102 | Tier 3 | 0 | 0 | 163751102 | 2.659 | 163661702 | 86.4393 | 117605554 | 35116393 |  | CWSP - MIWUK 1702 - OCB - PH 1.3 | PRE | 198W | E470 | 5785977 | E.5014773.03 | TWAIN HARTE | Tuolumne | Yosemite | Central Valley | MAPP srdy crdy redl | MIWUK 1702CB | 25 | 15 | 57 | 13485 | 13485 | 0 | 227 |  | 216.4053 | 2918225 | 303.0233 | 4086269 |  |  |  | 2020-20101 | 3/31/20 [REDACTED] approved contingency release. | #N/A | 2.659 | 72.5527 |  | Wildfire Resilient
35116394 | PLAN | [6 empty] | PLAN | 1.6648 | [6 empty] | 2018-71642 | 2019-35893 | 2019-52679 | 2020-16486 | Miwuk 1702 | 163751102 | Tier 3 | 0 | 0 | 163751102 | 2.659 | 163661702 | 86.4393 | 117605556 | 35116394 |  | CWSP - MIWUK 1702 - OCB - PH 1.4 | PRE | 198W | E470 | 5785978 | E.5014773.04 | TWAIN HARTE | Tuolumne | Yosemite | Central Valley | CONS srdy crdy | MIWUK 1702CB | 25 | 15 | 57 |  |  | 0 | #DIV/0! |  | #DIV/0! |  | #DIV/0! |  |  |  |  | 2020-42671 |  | #N/A | 2.659 | 72.5527 |  | Wildfire Resilient
35116395 | PLAN | [6 empty] | PLAN | 1.71 | [6 empty] | 2018-71642 | 2019-35893 | 2019-57777 | 2020-44284 | Miwuk 1702 | 163751102 | Tier 3 | 0 | 0 | 163751102 | 2.659 | 163661702 | 86.4393 | 117605558 | 35116395 |  | CWSP - MIWUK 1702 - OCB - PH 1.5 | PRE | 198W | E470 | 5785979 | E.5014773.05 | TWAIN HARTE | Tuolumne | Yosemite | Central Valley | ESTS | MIWUK 1702CB | 25 | 15 | 57 | 9032 | 9032 | 0 | 227 |  | 274.5721 | 2479935 | 0 | [6 empty] | #N/A | 2.659 | 72.5527 |  | Wildfire Resilient
35052820 | PLAN | [6 empty] | PLAN | [7 empty] | 2018-71642 | 2019-35893 | 2019-56178 | 2020-17168 | MIWUK 1702 | 083692105 | Tier 3 | 0 | 0 | 083692105 | 2.659 | 163661702 | 27.2507 | 114580704 | 35052820 | 35039982 | CWSP-MIWUK 1702-OCB-PH 1.1 | PRE | 198W | E470 | 5785222 | E.5014773.01 | TWAIN HARTE | Tuolumne | Yosemite | Central Valley | UNSC srdy | MIWUK 1702CB | 25 | 15 | 57 | 10392 | 10392 | 0 | 227 |  | 198.0805 | 2058453 | 0 |  |  |  | SAP |  | 3/23/20 [REDACTED] approved BC 5/3/19 - IT request complete. 5/2/19 - requested IT change. 5/1/19 - requested WBS & PO. 5/22/18 - need AA | #N/A | 2.659 | 72.5527 | 3 | Wildfire Resilient |  | 3154 | 2340 | 7 | 5 | 740 | 6 | 5 | 74 | 4 | 5 | 3
35052825 | PLAN | [6 empty] | PLAN | 1.168 | [6 empty] | 2018-63127 | 2019-35902 | 2019-54146 | 2020-43899 | MIWUK 1702 | 013801105 | Tier 3 | 0 | 0 | 013801105 | 2.659 | 163661702 | 6.9751 | 114701195 | 35052825 | 35043952 | CWSP-MIWUK 1702-LR 8090-PH 1.1 | PRE | 198W | E470 | 5785221 | E.5014722.01 | TWAIN HARTE | Tuolumne | Yosemite | Central Valley | ESTS | MIWUK 1702S2247 | 26 | 15 | 57 | 6168 | 6168 | 0 | 227 |  | 379.749 | 2342292 | 0 |  |  |  | Level two construction | 2018-63127 | 5/3/19 - IT request complete. 5/2/19 - requested IT change. 5/1/19 - requested WBS & PO. 8/23/18 - approved AA review. | #N/A | 2.659 | 72.5527 | 3 | Wildfire Resilient |  | 3103 | 2340 | 7 | 5 | 740 | 6 | 5 | 23 | 3 | 5 | 3
35095161 | PLAN | [8 empty] | PLAN | 0.71155 |  |  |  |  | 2018-71370 | 2019-76257 | 2020-02250 |  | ORO FINO 1102 | 103031102 | Tier 3 | 0 | 0 | 0 | 25.8942 | 103031102 | 56.0942 | 114708383 | 35095161 | 35043955 | CWSP-ORO FINO 1102-LR76008-PH1.1 | PRE | 198W | E470 | 5785225 | E.5014719.01 | MAGALIA | Butte | North Valley | Northern | ESTS erdy | ORO FINO 110276008 | 27 | 17 | 42 | 3757 | 3557 | 200 | 257.2369 | [7 empty] | Level 2 construction | 2018-71370 | 5/2/19 - requested order recreation. 5/1/19 - requested WBS & PO. 10/26/18 - approved AA review. | #N/A | 25.8942 | 83.6399 | 3 | Wildfire Resilient |  | 3103 | 2340 | 7 | 5 | 740 | 6 | 5 | 23 | 3 | 5 | 3
35129434 | PLAN | [8 empty] | PLAN | 2.0208 |  |  |  |  | 2018-71370 | 2019-76257 | 2020-01696 |  | ORO FINO 1102 | 042291101 | Tier 3 | 0 | 0 | 042291101 | 25.8942 | 103031102 | 11.804 | 117873015 | 35129434 |  | CWSP-ORO FINO 1102-LR76008-PH1.2 | PRE | 198W | E470 | 5786767 | E.5014719.02 | MAGALIA | Butte | North Valley | Northern | ESTS erdy | ORO FINO 110276008 | 27 | 17 | 42 | 10670 | 10670 | 0 | 227 |  | 0 |  | 0 | [6 empty] | #N/A | 25.8942 | 83.6399
35129435 | PLAN | [8 empty] | PLAN | 2.0447 |  |  |  |  | 2018-71370 | 2019-76257 | 2019-81459 |  | ORO FINO 1102 | 042291101 | Tier 3 | 0 | 0 | 042291101 | 25.8942 | 103031102 | 11.804 | 117873016 | 35129435 |  | CWSP-ORO FINO 1102-LR76008-PH1.3 | PRE | 198W | E470 | 5786768 | E.5014719.03 | MAGALIA | Butte | North Valley | Northern | ESTS erdy | ORO FINO 110276008 | 27 | 17 | 42 | 10796 | 10796 | 0 | 227 |  | 0 |  | 0 | [6 empty] | #N/A | 25.8942 | 83.6399
35129436 | PLAN | [8 empty] | PLAN | 1.9278 |  |  |  |  | 2018-71370 | 2019-76257 | 2019-79838 |  | ORO FINO 1102 | 042291101 | Tier 3 | 0 | 0 | 042291101 | 25.8942 | 103031102 | 11.804 | 117873017 | 35129436 |  | CWSP-ORO FINO 1102-LR76008-PH1.4 | PRE | 198W | E470 | 5786769 | E.5014719.04 | MAGALIA | Butte | North Valley | Northern | ESTS erdy | ORO FINO 110276008 | 27 | 17 | 42 | 10179 | 10179 | 0 | 227 |  | 0 |  | 0 | [6 empty] | #N/A | 25.8942 | 83.6399
35129437 | PLAN | [8 empty] | PLAN | 2.028 |  |  |  |  | 2018-71370 | 2019-76257 | 2020-08866 |  | ORO FINO 1102 | 103031102 | Tier 3 | 0 | 0 | 0 | 25.8942 | 103031102 | 24.3706 | 117873018 | 35129437 |  | CWSP-ORO FINO 1102-LR76008-PH1.5 | PRE | 198W | E470 | 5786770 | E.5014719.05 | MAGALIA | Butte | North Valley | Northern | ESTS erdy | ORO FINO 110276008 | 27 | 17 | 42 | 10708 | 10708 | 0 | 227 |  | 0 |  | 0 | [6 empty] | #N/A | 25.8942 | 83.6399
35095162 | PLAN | [8 empty] | PLAN | 1.2117 |  |  |  |  | 2018-71377 | 2019-76261 | 2020-06992 |  | ORO FINO 1102 | 043141101 | Tier 3 | 0 | 0 | 043141101 | 25.8942 | 103031102 | 82.0202 | 114708386 | 35095162 | 35043956 | CWSP-ORO FINO 1102-LR76008-PH2.1 | PRE | 198W | E470 | 5785226 | E.5014718.01 | MAGALIA | Butte | North Valley | Northern | ESTS erdy | ORO FINO 110276008 | 27 | 17 | 42 | 6398 | 5198 | 1200 | 333.5333 | [7 empty] | Level 2 construction | 2018-71377 | 5/2/19 - requested order recreation. 5/1/19 - requested WBS & PO. 10/26/18 - approved AA review. | #N/A | 25.8942 | 83.6399 | 3 | Wildfire Resilient |  | 3103 | 2340 | 7 | 5 | 740 | 6 | 5 | 23 | 3 | 5 | 3
35129438 | PLAN | [8 empty] | PLAN | 1.733 |  |  |  |  | 2018-71377 | 2019-76261 | 2020-04474 |  | ORO FINO 1102 | 163751102 | Tier 3 | 0 | 0 | 163751102 | 25.8942 | 103031102 | 86.4393 | 117873019 | 35129438 |  | CWSP-ORO FINO 1102-LR76008-PH2.2 | PRE | 198W | E470 | 5786771 | E.5014718.02 | MAGALIA | Butte | North Valley | Northern | ESTS erdy | ORO FINO 110276008 | 27 | 17 | 42 | 9150 | 8950 | 200 | 239.4153 |  | 0 |  | 0 | [6 empty] | #N/A | 25.8942 | 83.6399
35129439 | PLAN | [8 empty] | PLAN | 1.8545 |  |  |  |  | 2018-71377 | 2019-76261 | 2020-04294 |  | ORO FINO 1102 | 103031102 | Tier 3 | 0 | 0 | 0 | 25.8942 | 103031102 | 21.0828 | 117873030 | 35129439 |  | CWSP-ORO FINO 1102-LR76008-PH2.3 | PRE | 198W | E470 | 5786772 | E.5014718.03 | MAGALIA | Butte | North Valley | Northern | ESTS erdy | ORO FINO 110276008 | 27 | 17 | 42 | 9792 | 9792 | 0 | 227 |  | 0 |  | 0 | [6 empty] | #N/A | 25.8942 | 83.6399
35129600 | PLAN | [8 empty] | PLAN | 1.1481 |  |  |  |  | 2018-71377 | 2019-76261 | 2020-01164 |  | ORO FINO 1102 | 254421103 | Tier 3 | 0 | 0 | 254421103 | 25.8942 | 103031102 | 85.2293 | 117873031 | 35129600 |  | CWSP-ORO FINO 1102-LR76008-PH2.4 | PRE | 198W | E470 | 5786773 | E.5014718.04 | MAGALIA | Butte | North Valley | Northern | ESTS erdy | ORO FINO 110276008 | 27 | 17 | 42 | 6062 | 6062 | 0 | 227 |  | 0 |  | 0 | [6 empty] | #N/A | 25.8942 | 83.6399
35129601 | PLAN | [8 empty] | PLAN | 1.403 |  |  |  |  | 2018-71377 | 2019-76261 | 2020-00218 |  | ORO FINO 1102 | 043141101 | Tier 3 | 0 | 0 | 043141101 | 25.8942 | 103031102 | 82.0202 | 117873032 | 35129601 |  | CWSP-ORO FINO 1102-LR76008-PH2.5 | PRE | 198W | E470 | 5786774 | E.5014718.05 | MAGALIA | Butte | North Valley | Northern | ESTS | ORO FINO 110276008 | 27 | 17 | 42 | 7408 | 7408 | 0 | 227 |  | 0 |  | 0 | [6 empty] | #N/A | 25.8942 | 83.6399
74022389 | PLAN | [10 empty] | PLAN | 13.3911 | [6 empty] | PARADISE 1106 | 102831106 | Tier 3 | 102831106 | 0.31948 | 152481105 | 0 | 102831106 | 115.7505 | 114742450 | 74022389 | 35047414 | CWSP - PARADISE 1106 - OCB & LR 2234 | PRE | 198W | E570 | 5782907 | E.5015532.01 | PARADISE | Butte | North Valley | Northern | UNSE | PARADISE 11062234 | 28 | 11 | 191 | 70705 | 70705 | 70705 | 511 | [7 empty] | Level 2 construction | 2018-62841 | 10/18/18 - added new PO & WBS. 8/30/18 - approved AA review. Provided comments. | 0.31948 | #N/A | 24.3706 | 3 | Wildfire Resilient |  | 3154 | 2340 | 7 | 5 | 740 | 6 | 5 | 74 | 4 | 5 | 3
35192025 | PLAN | [10 empty] | PLAN | 8.18 |  |  |  | 2019-39360 |  |  | FORESTHILL 1101 | 152291101 | Tier 2 | 0 | 0 | 152291101 | 0.33303 | 152181101 | 0 | 119550890 | 35192025 |  | ECOP - FORESTHILL 1101 - H02-LR1802 - PH 1 | ECOP |  | E470 | 5792058 | E.5034366.01 | FORESTHILL | Placer | Sierra | Northern |  | FORESTHILL 11011802 | 29 | 18 | 51 |  |  |  | #DIV/0! |  | #DIV/0! |  | #DIV/0! | [6 empty] | #N/A | 0.33303 | 64.8563
35174478 | PLAN | [8 empty] | PLAN | 6.42 |  |  |  |  | 2020-51816 | 2019-38810 |  |  | MIDDLETOWN 1101 | 043141101 | Tier 3 | 043141101 | 15.7135 | 083622104 | 10.1415 | 043141101 | 27.1417 | 118913024 | 35174478 |  | ECOP - MIDDLETOWN 1101 - H12 - LR548-PH1 | ECOP | 198W | E470 | 5790111 | E.5033917.01 | MIDDLETOWN | Lake | Humboldt | Northern | UNSE | MIDDLETOWN 1101548 | 30 | 19 | 66 | 33897.6 | 33898 | 0 | 227 |  | 0 |  | 0 | [6 empty] | 15.7135 | 10.1415 | 82.0202
35174479 | PLAN | [8 empty] | PLAN | 10.86 | [8 empty] | MIDDLETOWN 1101 | 043141101 | Tier 3 | 043141101 | 15.7135 | 182631107 | 10.1415 | 043141101 | 46.1524 | 118913025 | 35174479 |  | ECOP - MIDDLETOWN 1101 - H12 - LR548-PH2 | ECOP | 198W | E470 | 5790119 | E.5033918.01 | MIDDLETOWN | Lake | Humboldt | Northern | UNSE | MIDDLETOWN 1101548 | 30 | 19 | 66 | 57340.8 | 57341 | 0 | 227 | [10 empty] | 15.7135 | 10.1415 | 82.0202
35174501 | PLAN | [8 empty] | PLAN | 9.86 | [8 empty] | MIDDLETOWN 1101 | 043141101 | Tier 2 | 043141101 | 15.7135 | 163011101 | 10.1415 | 043141101 | 0 | 118913026 | 35174501 |  | ECOP - MIDDLETOWN 1101 - H12 - LR548-PH3 | ECOP | 198W | E470 | 5790112 | E.5033919.01 | MIDDLETOWN | Lake | Humboldt | Northern | UNSE | MIDDLETOWN 1101548 | 30 | 19 | 66 | 52060.8 | 52061 | 0 | 227 | [10 empty] | 15.7135 | 10.1415 | 82.0202
35192041 | PLAN | [10 empty] | PLAN | 3.24 |  |  |  | 2019-43695 |  |  | WEST POINT 1101 | 083192101 | Tier 3 | 0 | 0 | 083192101 | 0.062693 | 163201101 | 31.5977 | 119552184 | 35192041 |  | ECOP - WEST POINT 1101 - H01-LR4706 | ECOP |  | E470 | 5792061 | E.5034369.01 | PIONEER | Amador | Stockton | Central Valley |  | WEST POINT 11014706 | 31 | 20 | 72 |  |  |  | #DIV/0! |  | #DIV/0! |  | #DIV/0! | [6 empty] | #N/A | 0.062693 | 63.0107
35116441 | PLAN | [6 empty] | PLAN | 2.2756 | [6 empty] | 2018-60918 | 2019-35889 | 2019-65015 |  | Miwuk 1702 | 043141101 | Tier 3 | 0 | 0 | 043141101 | 2.659 | 163661702 | 82.0202 | 117605164 | 35116441 |  | CWSP-MIWUK 1702-LR38218-PH1.2 | PRE | 198W | E470 | 5785981 | E.5014776.02 | TWAIN HARTE | Tuolumne | Yosemite | Central Valley | ESTS erdy | MIWUK 170238218 | 32 | 15 | 57 |  |  | 0 | #DIV/0! |  | #DIV/0! |  | #DIV/0! | [6 empty] | #N/A | 2.659 | 72.5527 |  | Wildfire Resilient
35116442 | PLAN | [6 empty] | PLAN | 2.3458 | [6 empty] | 2018-60918 | 2019-35889 | 2020-11921 | 2020-34785 | Miwuk 1702 | 152762101 | Tier 3 | 0 | 0 | 152762101 | 2.659 | 163661702 | 130.3645 | 117605169 | 35116442 |  | CWSP-MIWUK 1702-LR38218-PH1.3 | PRE | 198W | E470 | 5785982 | E.5014776.03 | TWAIN HARTE | Tuolumne | Yosemite | Central Valley | PEND | MIWUK 170238218 | 32 | 15 | 57 | 12386 | 12386 | 0 | 227 |  | 241.7916 | 2994831 | 0 | [5 empty] | 6/4/20 - Business Case review and Approval. | #N/A | 2.659 | 72.5527 |  | Wildfire Resilient
35116443 | PLAN | [6 empty] | PLAN | 1.94 | [6 empty] | 2018-60918 | 2019-35889 | 2019-67267 | 2020-46846 | Miwuk 1702 | 152762101 | Tier 3 | 0 | 0 | 152762101 | 2.659 | 163661702 | 130.3645 | 117605181 | 35116443 |  | CWSP-MIWUK 1702-LR38218-PH1.4 | PRE | 198W | E470 | 5785983 | E.5014776.04 | TWAIN HARTE | Tuolumne | Yosemite | Central Valley | PEND | MIWUK 170238218 | 32 | 15 | 57 | 10249 | 10249 | 0 | 227 |  | 324.317 | 3323925 | 0 | [6 empty] | #N/A | 2.659 | 72.5527 |  | Wildfire Resilient
35116444 | PLAN | [6 empty] | PLAN | 1.8182 | [6 empty] | 2018-60918 | 2019-35889 | 2019-57736 | 2020-27703 | Miwuk 1702 | 152261107 | Tier 3 | 0 | 0 | 152261107 | 2.659 | 163661702 | 34.3055 | 117605182 | 35116444 |  | CWSP-MIWUK 1702-LR38218-PH1.5 | PRE | 198W | E470 | 5785984 | E.5014776.05 | TWAIN HARTE | Tuolumne | Yosemite | Central Valley | PEND erdy | MIWUK 170238218 | 32 | 15 | 57 |  |  | 0 | #DIV/0! |  | #DIV/0! |  | #DIV/0! | [6 empty] | #N/A | 2.659 | 72.5527 |  | Wildfire Resilient
35191930 | PLAN | [10 empty] | PLAN | 6.42 |  |  |  | 2019-38788 |  |  | WOODACRE 1101 | 043021101 | Tier 2 | 043021101 | 7.5213 | 163011101 | 8.0258 | 043021101 | 0 | 119553788 | 35191930 |  | ECOP - WOODACRE 1101 - H01-LR404 - PH 1 | ECOP |  | E470 | 5792062 | E.5034370.01 |  |  | North Bay |  |  | WOODACRE 1101404 | 33 | 21 | 184 |  |  |  | #DIV/0! |  | #DIV/0! |  | #DIV/0! | [6 empty] | 7.5213 | 8.0258 | 26.9151
35174472 | PLAN | [8 empty] | PLAN | 1.89 |  |  |  |  | 2020-48885 | 2019-40355 |  |  | CALISTOGA 1101 | 042711101 | Tier 3 | 042711101 | 16.5404 | 024101101 | 15.2327 | 042711101 | 12.8293 | 118912499 | 35174472 |  | ECOP - CALISTOGA 1101 - H02 - LR43924 | ECOP | 198W | E470 | 5790006 | E.5031114.01 | CALISTOGA | Napa | North Bay | Bay Area | UNSE | CALISTOGA 110143924 | 34 | 16 | 34 | 9979 | 9979 | 0 | 227 |  | 0 |  | 0 | [6 empty] | 16.5404 | 15.2327 | 0.50507
35174473 | PLAN | [8 empty] | PLAN | 3.85 |  |  |  |  | 2020-51344 | 2019-40355 |  |  | CALISTOGA 1101 | 042711101 | Tier 3 | 042711101 | 16.5404 | 082021107 | 15.2327 | 042711101 | 2.2285 | 118912760 | 35174473 |  | ECOP - CALISTOGA 1101 - H03 - LR43924 | ECOP | 198W | E470 | 5790007 | E.5031276.01 | CALISTOGA | Napa | North Bay | Bay Area | UNSE | CALISTOGA 110143924 | 34 | 16 | 34 | 20328 | 20328 | 0 | 227 |  | 0 |  | 0 | [6 empty] | 16.5404 | 15.2327 | 0.50507
35050945 | PLAN | [10 empty] | PLAN | 13.55 |  |  | 2018-67227 |  |  |  | BRUNSWICK 1106 | 152481106 | Tier 3 | 152481106 | 12.1198 | 163201101 | 50.1881 | 152481106 | 63.0107 | 114848718 | 35050945 |  | CWSP-BRUNSWICK 1106-LR2143-PH1.1 | PRE | 198W | E460 | 5530173 | # | GRASS VALLEY | Nevada | Sierra | Northern | UNSE | BRUNSWICK 110651486 | 35 | 22 | 18 | 71544 | 71544 | 0 | 227 | [7 empty] | Level 2 construction | 2018-67227 | 9/12/18 - approved AA review. 9/11/18 - provided comments. Need vacinity sketches added to AA. | 12.1198 | 50.1881 | 120.4803 | 3 | Wildfire Resilient |  | 3103 | 2340 | 7 | 5 | 740 | 6 | 5 | 23 | 3 | 5 | 3
35050947 | PLAN | [10 empty] | PLAN | 9.54 |  |  | 2018-67239 |  |  |  | BRUNSWICK 1106 | 152481106 | Tier 3 | 152481106 | 12.1198 | 153661104 | 50.1881 | 152481106 | 55.8303 | 114848737 | 35050947 |  | CWSP-BRUNSWICK 1106-LR2794-PH1.1 | PRE | 198W | E460 | 5530173 | # | GRASS VALLEY | Nevada | Sierra | Northern | UNSE | BRUNSWICK 110651486 | 35 | 22 | 18 | 50371 | 50371 | 0 | 227 | [7 empty] | Level 2 construction | 2018-67239 | 10/18/18 - approved AA review. provided comments. Need unit cost sheet updated. 10/3/18 - DRS rejected by [REDACTED] on 9/27. Asked for guideance. 9/11/18 - DRS rejected | 12.1198 | 50.1881 | 120.4803 | 3 | Wildfire Resilient |  | 3103 | 2340 | 7 | 5 | 740 | 6 | 5 | 23 | 3 | 5 | 3
35050949 | PLAN | [10 empty] | PLAN | 9.3799 |  |  | 2018-82514 |  |  |  | BRUNSWICK 1106 | 152481106 | Tier 3 | 152481106 | 12.1198 | 153661104 | 50.1881 | 152481106 | 55.8303 | 114848761 | 35050949 |  | CWSP-BRUNSWICK 1106-LR2794-PH2.1 | PRE | 198W | E460 | 5530173 | # | GRASS VALLEY | Nevada | Sierra | Northern | UNSE | BRUNSWICK 110651486 | 35 | 22 | 18 | 49526 | 49526 | 0 | 227 | [7 empty] | Level 2 construction | 2018-82514 | 11/7/18 - approved AA review. 11/6/18 - provided review comments. | 12.1198 | 50.1881 | 120.4803 | 3 | Wildfire Resilient |  | 3103 | 2340 | 7 | 5 | 740 | 6 | 5 | 23 | 3 | 5 | 3
35050950 | PLAN | [10 empty] | PLAN | 8.84 |  |  | 2018-82519 |  |  |  | BRUNSWICK 1106 | 152481106 | Tier 3 | 152481106 | 12.1198 | 042811111 | 50.1881 | 152481106 | 44.9214 | 114848764 | 35050950 |  | CWSP-BRUNSWICK 1106-LR2794-PH3.1 | PRE | 198W | E460 | 5530173 | # | GRASS VALLEY | Nevada | Sierra | Northern | UNSE | BRUNSWICK 110651486 | 35 | 22 | 18 | 46675 | 46675 | 0 | 227 | [7 empty] | Level 2 construction | 2018-82519 | 11/7/18 - approved AA review. 11/6/18 - provided review comments. | 12.1198 | 50.1881 | 120.4803 | 3 | Wildfire Resilient |  | 3103 | 2340 | 7 | 5 | 740 | 6 | 5 | 23 | 3 | 5 | 3
35047420 | PLAN | [10 empty] | PLAN | 8.7682 |  |  | 2018-67208 |  |  |  | BRUNSWICK 1106 | 152481106 | Tier 3 | 152481106 | 12.1198 | 163661702 | 50.1881 | 152481106 | 72.5527 | 114742521 | 35047420 |  | CWSP-BRUNSWICK 1106-LR51486-PH1.1 | PRE | 198W | E460 | 5530173 | # | GRASS VALLEY | Nevada | Sierra | Northern | UNSE | BRUNSWICK 110651486 | 35 | 22 | 18 | 46296 | 46296 | 0 | 227 | [7 empty] | Level 2 construction | 2018-67208 | 9/17/18 - approved AA review. 9/11/18 - sent email & example of vicinity sketches. 9/7/18 - request to add vicinity sketch with tier layers on. | 12.1198 | 50.1881 | 120.4803 | 3 | Wildfire Resilient |  | 3103 | 2340 | 7 | 5 | 740 | 6 | 5 | 23 | 3 | 5 | 3
35173754 | PLAN | [8 empty] | PLAN | 6.3 | [5 empty] | 2019-44239 |  |  | BRUNSWICK 1106 | 152481106 | Tier 3 | 152481106 | 12.1198 | 0 | 50.1881 | 152481106 | 38.0479 | 118911473 | 35173754 |  | ECOP - BRUNSWICK 1106 - H08 - LR51486 | ECOP | 198W | E470 | 5790001 | E.5030956.01 | GRASS VALLEY | Nevada | Sierra | Northern | UNSE | BRUNSWICK 110651486 | 35 | 22 | 18 | 33264 | 33264 | 0 | 227 |  | 0 |  | 0 | [6 empty] | 12.1198 | 50.1881 | 120.4803
35046371 | PLAN | [8 empty] | PLAN | 12.9174 |  |  |  |  | 2018-61549 |  |  |  | STANISLAUS 1702 | 103031102 | Tier 3 | 0 | 0 | 103031102 | 4.6002 | 162821702 | 83.6399 | 114712085 | 35046371 |  | ECOP - STANISLAUS 1702 LR 37276 | ECOP | 198W | E460 | 5530176 | # | ARNOLD | Calaveras | Stockton | Central Valley | UNSE | STANISLAUS 170237276 | 37 | 3 | 16 | 68204 | 68204 | 68204 | 511 | [7 empty] | Level 2 construction | 2018-61549 | 8/20/18 - approved AA review. | #N/A | 4.6002 | 79.1599 | 3 | Wildfire Resilient |  | 3103 | 2340 | 7 | 5 | 740 | 6 | 5 | 23 | 3 | 5 | 3
35174467 | PLAN | [14 empty] | 2018-61549 |  |  |  | STANISLAUS 1702 | 152591101 | Tier 2 | 0 | 0 | 152591101 | 4.6002 | 162821702 | 0 | 118912984 | 35174467 |  | CWSP - STANISLAUS 1702 LR 37276 PH1.2 ECOP - STANISLAUS 1702 - H01 - LR37276-Ph1 | ECOP | 198W | E470 | 5790106 | E.5033911.01 | ARNOLD | Calaveras | Stockton | Central Valley | UNSE | STANISLAUS 170237276 | 37 | 3 | 16 | 0 | 31680 | 0 | 227 |  | 0 |  | 0 |  |  |  | Level 2 construction | 2018-61549 | 8/20/18 - approved AA review. | #N/A | 4.6002 | 79.1599 | 3 | Wildfire Resilient
35174468 | PLAN | [14 empty] | 2018-61549 |  |  |  | STANISLAUS 1702 | 042561102 | Tier 3 | 0 | 0 | 042561102 | 4.6002 | 162821702 | 1.8881 | 118912985 | 35174468 |  | CWSP - STANISLAUS 1702 LR 37276 PH1.3 ECOP - STANISLAUS 1702 - H01 - LR37276-Ph2 | ECOP | 198W | E470 | 5790107 | E.5033912.01 | ARNOLD | Calaveras | Stockton | Central Valley | UNSE | STANISLAUS 170237276 | 37 | 3 | 16 | 0 | 30202 | 0 | 227 | [7 empty] | Level 2 construction | 2018-61549 | 8/20/18 - approved AA review. | #N/A | 4.6002 | 79.1599 | 3 | Wildfire Resilient
35173755 | PLAN | [8 empty] | PLAN | 2.2799 |  |  |  |  | 2020-36163 | 2019-43695 |  |  | WEST POINT 1101 | 042841111 | Tier 2 | 0 | 0 | 042841111 | 0.062693 | 163201101 | 0 | 118911674 | 35173755 |  | ECOP - WEST POINT 1101 - H02 - LR36674 PH1 | ECOP | 198W | E470 | 5790005 | E.5030963.01 | PIONEER | Amador | Stockton | Central Valley | UNSE | WEST POINT 110136674 | 38 | 20 | 72 | 12038 | 12038 | 0 | 227 |  | 0 |  | 0 | [6 empty] | #N/A | 0.062693 | 63.0107
35174470 | PLAN | [8 empty] | PLAN | 2.6 |  |  |  |  | 2020-50488 | 2020-50404 |  |  | MOLINO 1102 | 042571102 | Tier 3 | 042571102 | 66.7977 | 182941102 | 20.2937 | 042571102 | 4.4973 | 118912761 | 35174470 |  | ECOP - MOLINO 1102 - H01 - LR318 | ECOP | 198W | E470 | 5790008 | E.5033908.01 | OCCIDENTAL | Sonoma | Sonoma | Northern | UNSE | MOLINO 1102318 | 39 | 24 | 4 | 13728 | 13728 | 0 | 227 |  | 0 |  | 0 | [6 empty] | 66.7977 | 20.2937 | 91.3626
35191937 | PLAN | [10 empty] | PLAN | 2.13 |  |  |  | 2019-38809 |  |  | PUEBLO 2102 | 043292102 | Tier 2 | 043292102 | 77.3475 | 152241101 | 0.93802 | 043292102 | 0 | 119553837 | 35191937 |  | ECOP - PUEBLO 2102 - H01-LR792 | ECOP |  | E470 | 5792064 | E.5034372.01 |  |  | North Bay |  |  | PUEBLO 2102792 | 40 | 25 | 15 |  |  |  | #DIV/0! |  | #DIV/0! |  | #DIV/0! | [6 empty] | 77.3475 | 0.93802 | 20.5367
31286571 | COMP |  |  | COMP | 0.36515 | [10 empty] | 2016-120198 | N/A | 2018-40896 | 2018-50010 | EL DORADO PH 2102 | 163661701 | Tier 3 | 0 | 0 | 163661701 | 0 | 152762102 | 75.1127 | 112196254 | 31286571 |  | *R4 EL DORADO PH 2102 HIGH SPLICE AREA-TW | WDDB | 198 | E060 | 5530173 | P.11874 | POLLOCK PINES | El Dorado | Sierra | Northern | CLSD srdy redl | EL DORADO PH 210219542 | 41 | 26 | 75 | 2136 | 1928 | 0.36515 | 227.1076 |  | 138.9649 | 267975 | 90.4056 | 174335 |  |  | TW |  | 6/26/18 - approved PA/JE review. 6/22/18 - provided PA/JE comments. Need units in JE. 3/21/18 - JC requested tree wire. 3/15/18 - transfered to new MAT 08W (wildfire). 3/9/18 - good TW candidate per [REDACTED]. eesa 2/15/18 Not estimated yet. Please change to 2AR TW. | #N/A | #N/A | 34.0862 | 3 | Splice | 45.8 | 931 | 740 | 6 | 5 | 135 | 5 | 3 | 56 | 3 | 6 | 3
35061811 | PLAN | [10 empty] | PLAN | 9.44 |  |  | 2019-64816 | 2020-22355 |  |  | EL DORADO PH 2102 | 163201102 | Tier 3 | 0 | 0 | 163201102 | 0 | 152762102 | 162.7302 | 115217237 | 35061811 |  | CWSP-EL DORADO PH 2102-LR19542 | PRE | 198W | E470 | 5783198 | E.5015574.01 | EL DORADO | El Dorado | Sierra | Northern | UNSE | EL DORADO PH 210219542 | 41 | 26 | 75 | 49843 | 49843 | 0 | 227 | [7 empty] | Level 2 construction | 2018-97175 | 1/2/19 - approved AA review. | #N/A | #N/A | 34.0862 | 3 | Wildfire Resilient |  | 3103 | 2340 | 7 | 5 | 740 | 6 | 5 | 23 | 3 | 5 | 3
35056732 | [19 empty] | FORESTHILL 1101 | 152481106 | Tier 3 | 0 | 0 | 152481106 | 0.33303 | 152181101 | 120.4803 | 114988838 | 35056732 |  | CWSP FOREST HILL 1101 LR 50486 HARDENING | PRE | 198W | E470 | 5782592 | E.5015429.01 | FORESTHILL | Placer | Sierra | Northern | UNSE | FORESTHILL 110150486 | 42 | 18 | 51 | 64503 | 64503 | 64503 | 511 | [7 empty] | Level 2 construction | 2018-72763 | 11/30/18 - approved AA review. 11/27/18 - provided review comments. 9/18/18 - [REDACTED] provided WBS Element # & PO | #N/A | 0.33303 | 64.8563 | 3 | Wildfire Resilient |  | 3154 | 2340 | 7 | 5 | 740 | 6 | 5 | 74 | 4 | 5 | 3
| PLAN | [10 empty] | PLAN | 2.11 |  |  |  | 2019-39360 |  |  | FORESTHILL 1101 | 152691110 | Tier 2 | 0 | 0 | 152691110 | 0.33303 | 152181101 | 0 |  |  |  | ECOP - FORESTHILL 1101 - H03-LR50486 | ECOP | [9 empty] | FORESTHILL 110150486 | 42 | 18 | 51 |  |  |  | #DIV/0! |  | #DIV/0! |  | #DIV/0! | [6 empty] | #N/A | 0.33303 | 64.8563
35192035 | PLAN | [10 empty] | PLAN | 2.62 |  |  |  | 2019-43779 |  |  | MIRABEL 1101 | 042091101 | Tier 3 | 042091101 | 22.5088 | 014161106 | 9.2275 | 042091101 | 1.3871 | 119553910 | 35192035 |  | ECOP - MIRABEL 1101 - H01-LR298 | ECOP |  | E470 | 5792065 | E.5034373.01 |  |  | Sonoma |  |  | MIRABEL 1101298 | 43 | 27 | 145 |  |  |  | #DIV/0! |  | #DIV/0! |  | #DIV/0! | [6 empty] | 22.5088 | 9.2275 | 20.2447
35192303 | PLAN | [12 empty] | PLAN | 8.31 |  | 2019-46097 |  |  | MARIPOSA 2101 | 254452101 | Tier 2 | 254452101 | 4.7494 | 043291105 | 180.9889 | 254452101 | 0 | 119556206 | 35192303 |  | ECOP - MARIPOSA 2101 - H01-LR10170 - PH 1 | ECOP |  | E470 | 5792095 | E.5034404.01 |  | Mariposa |  |  |  | MARIPOSA 210110170 | 44 | 28 | 449 |  |  |  | #DIV/0! |  | #DIV/0! |  | #DIV/0! | [6 empty] | 4.7494 | 180.9889 | 79.1131
35052822 | PLAN | [10 empty] | PLAN | 11.8 | [6 empty] | MIWUK 1701 | 152762101 | Tier 3 | 0 | 0 | 152762101 | 2.0706 | 163661701 | 130.3645 | 114637561 | 35052822 | 35042421 | CWSP - MIWUK 1701 - LR 8050 | PRE | 198W | E470 | 5530178 | # | TWAIN HARTE | Tuolumne | Yosemite | Central Valley | UNSE | MIWUK 17018050 | 45 | 1 | 63 | 62304 | 62304 | 62304 | 511 | [7 empty] | Level 2 construction | 2018-51988 | 7/12/18 - approved AA review. | #N/A | 2.0706 | 75.1127 | 3 | Wildfire Resilient |  | 3103 | 2340 | 7 | 5 | 740 | 6 | 5 | 23 | 3 | 5 | 3
35051472 | PLAN | [8 empty] | PLAN | 7.28 |  |  |  |  | 2018-64528 | 2018-63027 |  |  | CAMP EVERS 2106 | 083622106 | Tier 3 | 083622106 | 10.6789 | 152762101 | 1.9554 | 083622106 | 130.3645 | 114865601 | 35051472 |  | CWSP - CAMP EVERS 2106 - LR5020 - PH 3.1 | PRE | 198W | E460 | 5530159 | # | SCOTTS VALLEY | Santa Cruz | Central Coast | Central Coast | ESTS erdy | CAMP EVERS 21065020 | 46 | 29 | 24 | 38438 | 38438 | 38438 | 511 | [7 empty] | Level 2 construction | 2018-64528 | 8/31/18 - approved AA review. Provided AA review comment. Need total cost to agree with unit cost sheet. | 10.6789 | 1.9554 | 96.1819 | 3 | Wildfire Resilient | n/a | 3154 | 2340 | 7 | 5 | 740 | 6 | 5 | 74 | 4 | 5 | 3
35047311 | PLAN | [10 empty] | PLAN | 8.8701 |  |  | 2018-58912 |  |  |  | CAMP EVERS 2106 | 083622106 | Tier 3 | 083622106 | 10.6789 | 043432105 | 1.9554 | 083622106 | 32.0375 | 114758053 | 35047311 |  | CWSP-CAMP EVERS 2106-LR5020-PH1.1 | PRE | 198W | E460 | 5530159 | # | SCOTTS VALLEY | Santa Cruz | Central Coast | Central Coast | UNSE | CAMP EVERS 21065020 | 46 | 29 | 24 | 46834 | 46834 | 0 | 227 | [7 empty] | Level 2 construction | 2018-58912 | 8/7/18 - approved AA review. | 10.6789 | 1.9554 | 96.1819 | 3 | Wildfire Resilient |  | 3154 | 2340 | 7 | 5 | 740 | 6 | 5 | 74 | 4 | 5 | 3
35119401 | PLAN | [6 empty] | PLAN | 1.08 | [6 empty] | 2018-64516 | NA | 2019-42502 | 2020-16837 | CAMP EVERS 2106 | 083622106 | Tier 3 | 083622106 | 10.6789 | 043432105 | 1.9554 | 083622106 | 32.0375 | 114758056 | 35119401 | 74022381 | CWSP-CAMP EVERS 2106-LR5020-PH2.1 | PRE | 198W | E470 | 5786658 | E.5015489.01 | SCOTTS VALLEY | Santa Cruz | Central Coast | Central Coast | CONS erdy srdy crdy | CAMP EVERS 21065020 | 46 | 29 | 24 | 5683 | 5683 | 0 | 227 |  | 375.6472 | 2134803 | 0 |  |  |  | Level 2 construction | 2018-64516 | 3/27/20 [REDACTED] approved BC 8/22/18 - approved AA review by accident. 3/27/20 BC reviewed by [REDACTED] | 10.6789 | 1.9554 | 96.1819 | 3 | Wildfire Resilient | n/a | 3154 | 2340 | 7 | 5 | 740 | 6 | 5 | 74 | 4 | 5 | 3
35114100 | PLAN | [6 empty] | PLAN | 0.99 | [6 empty] | 2018-64516 | NA | 2019-82353 | 2020-34359 | CAMP EVERS 2106 | 083622106 | Tier 3 | 083622106 | 10.6789 | 043432105 | 1.9554 | 083622106 | 32.0375 | 117545617 | 35114100 |  | CWSP-CAMP EVERS 2106-LR5020-PH2.2 | PRE | 198W | E470 | 5786131 | E.5015489.02 | SCOTTS VALLEY | Santa Cruz | Central Coast | Central Coast | ESTS | CAMP EVERS 21065020 | 46 | 29 | 24 |  |  | 0 | #DIV/0! |  | #DIV/0! | [8 empty] | 10.6789 | 1.9554 | 96.1819 | 3 | Wildfire Resilient | n/a | 3154 | 2340 | 7 | 5 | 740 | 6 | 5 | 74 | 4 | 5 | 3
35114101 | PLAN | [6 empty] | PLAN | 1.31 | [6 empty] | 2018-64516 | NA | 2020-00133 | 2020-30129 | CAMP EVERS 2106 | 083622106 | Tier 3 | 083622106 | 10.6789 | 043432105 | 1.9554 | 083622106 | 32.0375 | 117545618 | 35114101 |  | CWSP-CAMP EVERS 2106-LR5020-PH2.3 | PRE | 198W | E470 | 5786132 | E.5015489.03 | SCOTTS VALLEY | Santa Cruz | Central Coast | Central Coast | ESTS | CAMP EVERS 21065020 | 46 | 29 | 24 |  |  | 0 | #DIV/0! |  | #DIV/0! | [8 empty] | 10.6789 | 1.9554 | 96.1819 | 3 | Wildfire Resilient | n/a | 3154 | 2340 | 7 | 5 | 740 | 6 | 5 | 74 | 4 | 5 | 3
35114102 | PLAN | [6 empty] | PLAN | 0.7 | [6 empty] | 2018-64516 | NA | 2019-82286 | 2020-30129 | CAMP EVERS 2106 | 083622106 | Tier 3 | 083622106 | 10.6789 | 102541102 | 1.9554 | 083622106 | 87.3855 | 117545619 | 35114102 |  | CWSP-CAMP EVERS 2106-LR5020-PH2.4 | PRE | 198W | E470 | 5786133 | E.5015489.04 | SCOTTS VALLEY | Santa Cruz | Central Coast | Central Coast | ESTS erdy | CAMP EVERS 21065020 | 46 | 29 | 24 |  |  | 0 | #DIV/0! |  | #DIV/0! | [8 empty] | 10.6789 | 1.9554 | 96.1819 | 3 | Wildfire Resilient | n/a | 3154 | 2340 | 7 | 5 | 740 | 6 | 5 | 74 | 4 | 5 | 3
35114103 | PLAN | [6 empty] | PLAN | 1.13 | [6 empty] | 2018-64516 | NA | 2019-70718 | 2020-46069 | CAMP EVERS 2106 | 083622106 | Tier 3 | 083622106 | 10.6789 | 102541102 | 1.9554 | 083622106 | 87.3855 | 117560686 | 35114103 |  | CWSP-CAMP EVERS 2106-LR5020-PH2.5 | PRE | 198W | E470 | 5786203 | E.5015489.05 | SCOTTS VALLEY | Santa Cruz | Central Coast | Central Coast | PEND | CAMP EVERS 21065020 | 46 | 29 | 24 | 5963 | 5963 | 0 | 227 |  | 325.9037 | 1943364 | [6 empty] | 7/1/19 - additional phases needed. PM to request | 10.6789 | 1.9554 | 96.1819 | 3 | Wildfire Resilient | n/a | 3154 | 2340 | 7 | 5 | 740 | 6 | 5 | 74 | 4 | 5 | 3
35114104 | PLAN | [6 empty] | PLAN | 1.4723 | [6 empty] | 2018-64516 | 2018-62969 | 2019-53176 | 2020-02712 | CAMP EVERS 2106 | 083622106 | Tier 3 | 083622106 | 10.6789 | 102541102 | 1.9554 | 083622106 | 87.3855 | 117560687 | 35114104 | 35047312 | CWSP-CAMP EVERS 2106-LR5020-PH2.6 | PRE | 198W | E470 | 5786204 | E.5015489.06 | SCOTTS VALLEY | Santa Cruz | Central Coast | Central Coast | CONS srdy crdy | CAMP EVERS 21065020 | 46 | 29 | 24 | 7619 | 7619 | 0 | 227 |  | 385.6821 | 2938512 | [6 empty] | 7/1/19 - additional phases needed. PM to request | 10.6789 | 1.9554 | 96.1819 | 3 | Wildfire Resilient | n/a | 3154 | 2340 | 7 | 5 | 740 | 6 | 5 | 74 | 4 | 5 | 3
| PLAN | [18 empty] | CAMP EVERS 2106 | 083622106 | Tier 3 | 083622106 | 10.6789 | 102541102 | 1.9554 | 083622106 | 87.3855 | TBD |  |  | CWSP-CAMP EVERS 2106-LR5020-PH3.2 | PRE |  |  | TBD |  | #N/A | #N/A |  |  |  | CAMP EVERS 21065020 | 46 | 29 | 24 |  |  | 0 | #DIV/0! | #N/A |  |  |  |  | #N/A | #N/A |  |  |  | 10.6789 | 1.9554 | 96.1819
| PLAN | [18 empty] | CAMP EVERS 2106 | 083622106 | Tier 3 | 083622106 | 10.6789 | 102541102 | 1.9554 | 083622106 | 87.3855 | TBD |  |  | CWSP-CAMP EVERS 2106-LR5020-PH3.3 | PRE |  |  | TBD |  | #N/A | #N/A |  |  |  | CAMP EVERS 21065020 | 46 | 29 | 24 |  |  | 0 | #DIV/0! | #N/A |  |  |  |  | #N/A | #N/A |  |  |  | 10.6789 | 1.9554 | 96.1819
| PLAN | [18 empty] | CAMP EVERS 2106 | 083622106 | Tier 3 | 083622106 | 10.6789 | 102541102 | 1.9554 | 083622106 | 87.3855 | TBD |  |  | CWSP-CAMP EVERS 2106-LR5020-PH3.4 | PRE |  |  | TBD |  | #N/A | #N/A |  |  |  | CAMP EVERS 21065020 | 46 | 29 | 24 |  |  | 0 | #DIV/0! | #N/A |  |  |  |  | #N/A | #N/A |  |  |  | 10.6789 | 1.9554 | 96.1819
| PLAN | [18 empty] | CAMP EVERS 2106 | 083622106 | Tier 3 | 083622106 | 10.6789 | 0 | 1.9554 | 083622106 | 61.3049 | TBD |  |  | CWSP-CAMP EVERS 2106-LR60124-PH1.2 | PRE |  |  | TBD |  | #N/A | #N/A |  |  |  | CAMP EVERS 21065020 | 46 | 29 | 24 |  |  | 0 | #DIV/0! | #N/A |  |  |  |  | #N/A | #N/A |  |  |  | 10.6789 | 1.9554 | 96.1819
| PLAN | [18 empty] | CAMP EVERS 2106 | 083622106 | Tier 3 | 083622106 | 10.6789 | 042091102 | 1.9554 | 083622106 | 31.2263 | TBD |  |  | CWSP-CAMP EVERS 2106-LR60124-PH1.3 | PRE |  |  | TBD |  | #N/A | #N/A |  |  |  | CAMP EVERS 21065020 | 46 | 29 | 24 |  |  | 0 | #DIV/0! | #N/A |  |  |  |  | #N/A | #N/A |  |  |  | 10.6789 | 1.9554 | 96.1819
| PLAN | [18 empty] | CAMP EVERS 2106 | 083622106 | Tier 3 | 083622106 | 10.6789 | 152481103 | 1.9554 | 083622106 | 38.7562 | TBD |  |  | CWSP-CAMP EVERS 2106-LR60124-PH1.4 | PRE |  |  | TBD |  | #N/A | #N/A |  |  |  | CAMP EVERS 21065020 | 46 | 29 | 24 |  |  | 0 | #DIV/0! | #N/A |  |  |  |  | #N/A | #N/A |  |  |  | 10.6789 | 1.9554 | 96.1819
35192043 | PLAN | [10 empty] | PLAN | 8.42 |  |  |  | 2019-39714 |  |  | PINE GROVE 1102 | 192401101 | Tier 3 | 0 | 0 | 192401101 | 91.6123 | 163751102 | 4.9241 | 119553911 | 35192043 |  | ECOP - PINE GROVE 1102 - H03-LR13438 - PH 1 | ECOP |  | E470 | 5792066 | E.5034374.01 | PINE GROVE | Amador | Stockton | Central Valley |  | PINE GROVE 110213438 | 49 | 4 | 3 |  |  |  | #DIV/0! |  | #DIV/0! |  | #DIV/0! | [6 empty] | #N/A | 91.6123 | 86.4393
35051268 | PLAN | [10 empty] | PLAN | 12.4337 |  |  | 2018-79942 |  |  |  | WILLITS 1104 | 042661104 | Tier 3 | 042661104 | 8.6081 | 152481106 | 35.8729 | 042661104 | 120.4803 | 114848768 | 35051268 |  | CWSP - WILLITS 1104 - LR 34008 - PH 2 | PRE | 198W | E470 | 5530164 | # | WILLITS | Mendocino | Humboldt | Northern | UNSE | WILLITS 110434008 | 50 | 31 | 102 | 65650 | 65650 | 65650 | 511 | [7 empty] | Level 2 construction | 2018-79942 | 11/9/18 - approved AA review. 11/9/18 - provided review comments. | 8.6081 | 35.8729 | 50.7824 | 3 | Wildfire Resilient |  | 3103 | 2340 | 7 | 5 | 740 | 6 | 5 | 23 | 3 | 5 | 3
35047429 | PLAN | [10 empty] | PLAN | 11.3182 |  |  | 2018-70062 |  |  |  | WILLITS 1104 | 042661104 | Tier 3 | 042661104 | 8.6081 | 152481106 | 35.8729 | 042661104 | 120.4803 | 114742614 | 35047429 |  | CWSP - WILLITS 1104 - LR 34008 PH 1 | PRE | 198W | E470 | 5530164 | # | WILLITS | Mendocino | Humboldt | Northern | UNSE | WILLITS 110434008 | 50 | 31 | 102 | 59760 | 60740 | 60740 | 511 | [7 empty] | Level 2 construction | 2018-70062 | 11/9/18 - approved AA review. 11/9/18 - provided review comments. 10/26/18 - rejected by [REDACTED] on 10/24. | 8.6081 | 35.8729 | 50.7824 | 3 | Wildfire Resilient |  | 3103 | 2340 | 7 | 5 | 740 | 6 | 5 | 23 | 3 | 5 | 3
35095166 | PLAN | [6 empty] | PLAN | 1.3881 | [6 empty] | 2018-66434 | 2019-32223 | 2019-57687 | 2020-24835 | EL DORADO PH 2102 | 152762102 | Tier 3 | 0 | 0 | 0 | 0 | 152762102 | 24.3706 | 114742467 | 35095166 | 35047418 | CWSP - EL DORADO PH 2102 - LR 19562 | PRE | 198W | E470 | 5785218 | E.5015687.01 | POLLOCK PINES | El Dorado | Sierra | Northern | PEND | EL DORADO PH 210219562 | 52 | 26 | 75 | 7328 | 0 | 0 | #DIV/0! |  | #VALUE! |  | #DIV/0! |  |  |  | Level 2 construction | 2018-66434 | 5/2/19 - requested order recreation. 5/1/19 - requested WBS & PO | #N/A | #N/A | 34.0862 | 3 | Wildfire Resilient |  | 3154 | 2340 | 7 | 5 | 740 | 6 | 5 | 74 | 4 | 5 | 3
35112431 | PLAN | [6 empty] | PLAN | 1.5259 | [6 empty] | 2018-66434 | 2019-32223 | 2020-12245 | 2020-13590 | EL DORADO PH 2102 | 042571102 | Tier 3 | 0 | 0 | 042571102 | 0 | 152762102 | 91.3626 | 117472384 | 35112431 |  | CWSP-EL DORADO 2102-LR19562-PH 1.1 | PRE | 198W | E470 | 5785645 | E.5015687.02 | POLLOCK PINES | El Dorado | Sierra | Northern | UNSC srdy | EL DORADO PH 210219562 | 52 | 26 | 75 | 8118 | 8118 | 0 | 227 |  | 327.8753 | 2661692 | [7 empty] | #N/A | #N/A | 34.0862 | 3 | Wildfire Resilient |  | 3154 | 2340 | 7 | 5 | 740 | 6 | 5 | 74 | 4 | 5 | 3
35112432 | PLAN | [6 empty] | PLAN | 2.4561 | [6 empty] | 2018-66434 | 2019-32223 | 2019-54865 | 2020-13598 | EL DORADO PH 2102 | 152762102 | #N/A | 0 | 0 | 0 | 0 | 152762102 | 0 | 117472387 | 35112432 |  | CWSP-EL DORADO 2102-LR19562-PH 1.2 | PRE | 198W | E470 | 5785646 | E.5015687.03 | POLLOCK PINES | El Dorado | Sierra | Northern | CONS srdy | EL DORADO PH 210219562 | 52 | 26 | 75 | 11193 | 11193 | 0 | 227 |  | 310.956 | 3480530 | [7 empty] | #N/A | #N/A | 34.0862 | 3 | Wildfire Resilient |  | 3154 | 2340 | 7 | 5 | 740 | 6 | 5 | 74 | 4 | 5 | 3
35112433 | PLAN | [6 empty] | PLAN | 1.9591 | [6 empty] | 2018-66434 | 2019-32223 | 2019-65337 | 2020-13602 | EL DORADO PH 2102 | 152762102 | Tier 3 | 0 | 0 | 0 | 0 | 152762102 | 61.3049 | 117472388 | 35112433 |  | CWSP-EL DORADO 2102-LR19562-PH 1.3 | PRE | 198W | E470 | 5785647 | E.5015687.04 | POLLOCK PINES | El Dorado | Sierra | Northern | CONS srdy | EL DORADO PH 210219562 | 52 | 26 | 75 | 10122 | 10122 | 0 | 227 |  | 248.6007 | 2516336 | [7 empty] | #N/A | #N/A | 34.0862 | 3 | Wildfire Resilient |  | 3154 | 2340 | 7 | 5 | 740 | 6 | 5 | 74 | 4 | 5 | 3
35112434 | PLAN | [6 empty] | PLAN | 1.51 | [6 empty] | 2018-66434 | 2019-32223 | 2019-54370 | 2020-30400 | EL DORADO PH 2102 | 163661702 | Tier 3 | 0 | 0 | 163661702 | 0 | 152762102 | 72.5527 | 117472389 | 35112434 |  | CWSP-EL DORADO 2102-LR19562-PH 1.4 | PRE | 198W | E470 | 5785648 | E.5015687.05 | POLLOCK PINES | El Dorado | Sierra | Northern | PEND | EL DORADO PH 210219562 | 52 | 26 | 75 | 7924 | 7924 | 0 | 227 |  | 392.9513 | 3113746 | [6 empty] | 05/18/20 - Approved BC, 39 composite poles, 6 wood, 38 xfmrs | #N/A | #N/A | 34.0862 | 3 | Wildfire Resilient |  | 3154 | 2340 | 7 | 5 | 740 | 6 | 5 | 74 | 4 | 5 | 3
35112435 | PLAN | [6 empty] | PLAN | 1.3608 | [6 empty] | 2018-66434 | 2019-32223 | 2020-49714 | 2020-11581 | EL DORADO PH 2102 | 163751102 | Tier 3 | 0 | 0 | 163751102 | 0 | 152762102 | 86.4393 | 117472561 | 35112435 |  | CWSP-EL DORADO 2102-LR19562-PH 1.5 | PRE | 198W | E470 | 5785649 | E.5015687.06 | POLLOCK PINES | El Dorado | Sierra | Northern | CONS srdy | EL DORADO PH 210219562 | 52 | 26 | 75 | 7873 | 7873 | 0 | 227 |  | 328.9317 | 2589679 | [6 empty] | 03/02/20 - APPROVED BC | #N/A | #N/A | 34.0862 | 3 | Wildfire Resilient |  | 3154 | 2340 | 7 | 5 | 740 | 6 | 5 | 74 | 4 | 5 | 3
35112436 | PLAN | [6 empty] | PLAN | 1.8233 | [6 empty] | 2018-66434 | 2019-32223 | 2019-61933 | 2020-11610 | EL DORADO PH 2102 | 163201101 | Tier 3 | 0 | 0 | 163201101 | 0 | 152762102 | 63.0107 | 117472563 | 35112436 |  | CWSP-EL DORADO 2102-LR19562-PH 1.6 | PRE | 198W | E470 | 5785650 | E.5015687.07 | POLLOCK PINES | El Dorado | Sierra | Northern | CONS srdy | EL DORADO PH 210219562 | 52 | 26 | 75 | 9210 | 9210 | 0 | 227 |  | 258.6567 | 2382228 | [6 empty] | 03/02/20 - APPROVED BC | #N/A | #N/A | 34.0862 | 3 | Wildfire Resilient |  | 3154 | 2340 | 7 | 5 | 740 | 6 | 5 | 74 | 4 | 5 | 3
35112437 | PLAN | [6 empty] | PLAN | 2.8206 | [6 empty] | 2018-66434 | 2019-32223 | 2019-54370 | 2020-12856 | EL DORADO PH 2102 | 152762102 | Tier 3 | 0 | 0 | 0 | 0 | 152762102 | 36.9119 | 117472564 | 35112437 |  | CWSP-EL DORADO 2102-LR19562-PH 1.7 | PRE | 198W | E470 | 5785651 | E.5015687.08 | POLLOCK PINES | El Dorado | Sierra | Northern | CONS erdy srdy | EL DORADO PH 210219562 | 52 | 26 | 75 | 14365 | 14365 | 0 | 227 |  | 235.3392 | 3380647 | [7 empty] | #N/A | #N/A | 34.0862 | 3 | Wildfire Resilient |  | 3154 | 2340 | 7 | 5 | 740 | 6 | 5 | 74 | 4 | 5 | 3
35192045 | PLAN | [10 empty] | PLAN | 5.4 |  |  |  | 2019-42564 |  |  | STANISLAUS 1702 | 192221101 | Tier 2 | 0 | 0 | 192221101 | 4.6002 | 162821702 | 0 | 119553913 | 35192045 |  | ECOP - STANISLAUS 1702 - H02-LR75348 | ECOP |  | E470 | 5792068 | E.5034376.01 | ARNOLD | Calaveras | Stockton | Central Valley |  | STANISLAUS 170275348 | 53 | 3 | 16 |  |  |  | #DIV/0! |  | #DIV/0! |  | #DIV/0! | [6 empty] | #N/A | 4.6002 | 79.1599
35067619 | [19 empty] | MONTE RIO 1112 | 163751102 | Tier 3 | 0 | 0 | 163751102 | 0 | 042811112 | 86.4393 | 115098949 | 35067619 |  | CWSP – MONTE RIO 1112 – LR 120 | PRE | 198W | E470 | 5782761 | E.5015480.01 | MONTE RIO | Sonoma | Sonoma | Northern | UNSE | MONTE RIO 1112120 | 54 | 32 | 167 | 33931 | 33931 | 33931 | 511 |  | 0 |  | 0 |  |  |  | Level 2 construction | 2018-98601 | 1/17/19 - approved AA review. 10/29/18 - received WBS & PO | #N/A | #N/A | 20.3541 | 3 | Wildfire Resilient |  | 3154 | 2340 | 7 | 5 | 740 | 6 | 5 | 74 | 4 | 5 | 3
35040742 | COMP |  |  |  |  | COMP | 0.53 | [12 empty] | MONTE RIO 1112 | 042811112 | Tier 3 | 0 | 0 | 0 | 0 | 042811112 | 24.3706 | 114609098 | 35040742 |  | OCGC - 2018 MONTE RIO 1112 OH TO UG DEMO |  | 198W | E460 | 5530175 | # | OCCIDENTAL | Sonoma | Sonoma | Northern | CLSD srdy redl idcr idoc | MONTE RIO 1112120 | 54 | 32 | 167 | 2550 | 2578 | 0.48826 | 300 |  | 16.8936 | 43560 | 0 |  |  |  | superceeds 2018-41371 | 2018-69317 | 9/17/18 - approved BC review. $639/foot replacement cost. 9/14/18 - provided BC review comments. 6/26/18 - approved alternate AA review. 5/22/18 - approved AA review. 5/15/18 - requested PM# | #N/A | #N/A | 20.3541 | 3 | Wildfire Resilient |  | 3103 | 2340 | 7 | 5 | 740 | 6 | 5 | 23 | 3 | 5 | 3
35042369 | [15 empty] | 2018-45681 |  |  |  | CAMP EVERS 2106 | 083622106 | Tier 3 | 083622106 | 10.6789 | 163201102 | 1.9554 | 083622106 | 162.7302 | 114640931 | 35042369 |  | CWSP-CAMP EVERS 2106-LR60124-PH1.1 | PRE | 198W | E460 | 5530160 | # | LOS GATOS | Santa Cruz | De Anza | Central Coast | UNSE | CAMP EVERS 210660124 | 57 | 29 | 24 | 37646 | 37464 | 0 | 227 | [7 empty] | Level 2 construction | 2018-45681 | 6/21/18 - approved AA review. 5/30/18 - need AA | 10.6789 | 1.9554 | 96.1819 | 3 | Wildfire Resilient |  | 3154 | 2340 | 7 | 5 | 740 | 6 | 5 | 74 | 4 | 5 | 3
35042368 | [15 empty] | 2018-46493 |  |  |  | CAMP EVERS 2106 | 083622106 | Tier 3 | 083622106 | 10.6789 | 152481103 | 1.9554 | 083622106 | 38.7562 | 114640937 | 35042368 |  | CWSP-CAMP EVERS 2106-LR60124-PH2.1 | PRE | 198W | E460 | 5530160 | # | LOS GATOS | Santa Cruz | De Anza | Central Coast | UNSE | CAMP EVERS 210660124 | 57 | 29 | 24 | 38861 | 38861 | 0 | 227 | [7 empty] | Level 2 construction | 2018-46493 | 6/22/18 - approved AA review. 5/30/18 - need AA | 10.6789 | 1.9554 | 96.1819 | 3 | Wildfire Resilient |  | 3154 | 2340 | 7 | 5 | 740 | 6 | 5 | 74 | 4 | 5 | 3
35042366 | [15 empty] | 2018-53264 |  |  |  | CAMP EVERS 2106 | 083622106 | Tier 3 | 083622106 | 10.6789 | 152481103 | 1.9554 | 083622106 | 38.7562 | 114640939 | 35042366 |  | CWSP-CAMP EVERS 2106-LR60124-PH4.1 | PRE | 198W | E460 | 5530160 | # | LOS GATOS | Santa Cruz | De Anza | Central Coast | UNSE | CAMP EVERS 210660124 | 57 | 29 | 24 | 38110 | 38110 | 38110 | 511 | [7 empty] | Level 2 construction | 2018-53264 | 7/19/18 - approved AA review. | 10.6789 | 1.9554 | 96.1819 | 3 | Wildfire Resilient |  | 3154 | 2340 | 7 | 5 | 740 | 6 | 5 | 74 | 4 | 5 | 3
35042365 | [15 empty] | 2018-54997 |  |  |  | CAMP EVERS 2106 | 083622106 | Tier 3 | 083622106 | 10.6789 | 083622105 | 1.9554 | 083622106 | 85.8551 | 114641001 | 35042365 |  | CWSP-CAMP EVERS 2106-LR60124-PH5.1 | PRE | 198W | E460 | 5530160 | # | LOS GATOS | Santa Cruz | De Anza | Central Coast | UNSE | CAMP EVERS 210660124 | 57 | 29 | 24 | 47424 | 47837 | 47837 | 511 | [7 empty] | Level 2 construction | 2018-54997 | 8/24/18 - approved AA review. 8/22/18 - f/u on unit cost sheet. 8/20/18 - provided AA review comments. Need unit cost sheet uploaded. | 10.6789 | 1.9554 | 96.1819 | 3 | Wildfire Resilient |  | 3154 | 2340 | 7 | 5 | 740 | 6 | 5 | 74 | 4 | 5 | 3
35030654 | COMP |  |  |  |  | COMP | 1 | [12 empty] | WOODSIDE 1101 | 024251101 | Tier 2 | 024251101 | 18.9019 | 0 | 0.51857 | 024251101 | 0 | 114452534 | 35030654 |  | TW ON WOODSIDE1101 N/O 7573 |  | 198 | E460 | 5530170 | # | REDWOOD CITY | San Mateo | Peninsula | Central Coast | FICL srdy crdy redl idcr idoc | WOODSIDE 11018974 | 59 | 35 | 174 | 5280 | 5271 | 5271 | 150 |  | 0 |  | 0 |  |  |  |  | 2019-29869 | 5/21/19 - approved BC review. 5/15/19 - provided review comments to [REDACTED] during conference call. 10/25/18 - removing tree contacts. 4/17/18 - approved AA review. 4/16/18 - provided review comments. 3/25/18 - Emili scope approval. Need AA | 18.9019 | 0.51857 | 43.5882 | 3 | WD | 4 | 3103 | 2340 | 7 | 5 | 740 | 6 | 5 | 23 | 3 | 5 | 3
35112968 | [15 empty] | 2019-42293 |  |  |  | WOODSIDE 1101 | 024251101 | Tier 2 | 024251101 | 18.9019 | 0 | 0.51857 | 024251101 | 0 | 117474195 | 35112968 |  | WOODSIDE 1101 RECOND FUSE 1097 ZONE | WDDB | 198 | E470 | 5786098 | E.5024111.01 | WOODSIDE | San Mateo | Peninsula | Central Coast | UNSE | WOODSIDE 11018974 | 59 | 35 | 174 | 14875 | 14709 | 0 | 227 |  | 0 |  | 0 |  |  |  | intermediate snow zone | 2019-42293 | 7/19/19 - approved AA review. 6/27/19 - order setup but missing WBS. Communicated to Ola. 6/20/19 - obtained WBS & PO. 6/18/19 - requested WBS & PO | 18.9019 | 0.51857 | 43.5882 | 3 | WD | 29.6 | 3103 | 2340 | 7 | 5 | 740 | 6 | 5 | 23 | 3 | 5 | 3
35192036 | PLAN | [10 empty] | PLAN | 10.7 |  |  |  | 2019-47446 |  |  | RINCON 1103 | 043321103 | Tier 2 | 043321103 | 3.244 | 192221102 | 3.7802 | 043321103 | 0 | 119553915 | 35192036 |  | ECOP - RINCON 1103 - H01-LR474 | ECOP |  | E470 | 5792069 | E.5034377.01 | SANTA ROSA | Sonoma | Sonoma | Northern |  | RINCON 1103474 | 60 | 36 | 55 |  |  |  | #DIV/0! |  | #DIV/0! |  | #DIV/0! |  |  |  | B&V submitted incorrect miles (5.75) in 2019. Actually 10.7 miles. |  |  | 3.244 | 3.7802 | 41.047
35094519 | PLAN | [8 empty] | PLAN | 1.8161 |  |  |  |  | 2018-67838 | 2019-76226 | 2019-81463 |  | ORO FINO 1102 | 152481105 | Tier 3 | 0 | 0 | 152481105 | 25.8942 | 103031102 | 115.7505 | 114708278 | 35094519 | 35043953 | CWSP - ORO FINO 1102 - LR2560 PH 1.1 | PRE | 198W | E470 | 5785223 | E.5014721.01 | MAGALIA | Butte | North Valley | Northern | ESTS erdy | ORO FINO 11022560 | 61 | 17 | 42 | 9589 |  | 0 | #DIV/0! | [7 empty] | Level 2 construction | 2018-67838 | 5/2/19 - requested order recreation. 5/1/19 - requested WBS & PO. 9/12/18 - approved AA review. | #N/A | 25.8942 | 83.6399 | 3 | Wildfire Resilient |  | 3103 | 2340 | 7 | 5 | 740 | 6 | 5 | 23 | 3 | 5 | 3
35129304 | PLAN | [8 empty] | PLAN | 1.7856 |  |  |  |  | 2018-67838 | 2019-76226 |  |  | ORO FINO 1102 | 152481105 | Tier 3 | 0 | 0 | 152481105 | 25.8942 | 103031102 | 115.7505 | 117872785 | 35129304 |  | CWSP - ORO FINO 1102 - LR2560 PH 1.2 | PRE | 198W | E470 | 5786759 | E.5014721.02 | MAGALIA | Butte | North Valley | Northern | ESTS | ORO FINO 11022560 | 61 | 17 | 42 | 9428 |  | 0 | #DIV/0! |  | #DIV/0! |  | #DIV/0! | [6 empty] | #N/A | 25.8942 | 83.6399
35129305 | PLAN | [8 empty] | PLAN | 0.5581 |  |  |  |  | 2018-67838 | 2019-76226 | 2020-33978 | 2020-51195 | ORO FINO 1102 | 152481105 | Tier 3 | 0 | 0 | 152481105 | 25.8942 | 103031102 | 115.7505 | 117872786 | 35129305 |  | CWSP - ORO FINO 1102 - LR2560 PH 1.3 | PRE | 198W | E470 | 5786760 | E.5014721.03 | MAGALIA | Butte | North Valley | Northern | ESTS | ORO FINO 11022560 | 61 | 17 | 42 | 2947 | 2947 | 0 | 227 |  | 405.5314 | 1195101 | 0 | [6 empty] | #N/A | 25.8942 | 83.6399
35129306 | PLAN | [8 empty] | PLAN | 1.472 |  |  |  |  | 2018-67838 | 2019-76226 |  |  | ORO FINO 1102 | 152481105 | Tier 3 | 0 | 0 | 152481105 | 25.8942 | 103031102 | 115.7505 | 117872787 | 35129306 |  | CWSP - ORO FINO 1102 - LR2560 PH 1.4 | PRE | 198W | E470 | 5786761 | E.5014721.04 | MAGALIA | Butte | North Valley | Northern | ESTS erdy | ORO FINO 11022560 | 61 | 17 | 42 | 7772 |  | 0 | #DIV/0! |  | #DIV/0! |  | #DIV/0! | [6 empty] | #N/A | 25.8942 | 83.6399
35129307 | PLAN | [8 empty] | PLAN | 1.5945 |  |  |  |  | 2018-67838 | 2019-76226 | 2020-36267 | 2020-51201 | ORO FINO 1102 | 152481105 | Tier 3 | 0 | 0 | 152481105 | 25.8942 | 103031102 | 115.7505 | 117872788 | 35129307 |  | CWSP - ORO FINO 1102 - LR2560 PH 1.5 | PRE | 198W | E470 | 5786762 | E.5014721.05 | MAGALIA | Butte | North Valley | Northern | ESTS erdy | ORO FINO 11022560 | 61 | 17 | 42 | 8419 | 8419 | 0 | 227 |  | 301.3877 | 2537383 | 0 | [6 empty] | #N/A | 25.8942 | 83.6399
35095160 | PLAN | [8 empty] | PLAN | 1.5905 |  |  |  |  | 2018-67940 | 2019-76255 | 2020-03703 |  | ORO FINO 1102 | 152481105 | Tier 3 | 0 | 0 | 152481105 | 25.8942 | 103031102 | 115.7505 | 114708381 | 35095160 | 35043954 | CWSP - ORO FINO 1102 - LR2560 PH 2.1 | PRE | 198W | E470 | 5785224 | E.5014720.01 | MAGALIA | Butte | North Valley | Northern | ESTS | ORO FINO 11022560 | 61 | 17 | 42 | 8398 | 8098 | 300 | 247.2905 | [7 empty] | Level 2 construction | 2018-67940 | 5/2/19 - requested order recreation. 5/1/19 - requested WBS & PO. 9/12/18 - approved AA review. | #N/A | 25.8942 | 83.6399 | 3 | Wildfire Resilient |  | 3103 | 2340 | 7 | 5 | 740 | 6 | 5 | 23 | 3 | 5 | 3
35129308 | PLAN | [10 empty] | PLAN | 1.6625 |  |  | 2018-67940 | 2019-76255 |  |  | ORO FINO 1102 | 152481105 | Tier 3 | 0 | 0 | 152481105 | 25.8942 | 103031102 | 115.7505 | 117873010 | 35129308 |  | CWSP - ORO FINO 1102 - LR2560 PH 2.2 | PRE | 198W | E470 | 5786763 | E.5014720.02 | MAGALIA | Butte | North Valley | Northern | ESTS erdy | ORO FINO 11022560 | 61 | 17 | 42 | 8778 |  | 0 | #DIV/0! | [10 empty] | #N/A | 25.8942 | 83.6399
35129309 | PLAN | [10 empty] | PLAN | 1.686 |  |  | 2018-67940 | 2019-76255 |  |  | ORO FINO 1102 | 152481105 | Tier 3 | 0 | 0 | 152481105 | 25.8942 | 103031102 | 115.7505 | 117873011 | 35129309 |  | CWSP - ORO FINO 1102 - LR2560 PH 2.3 | PRE | 198W | E470 | 5786764 | E.5014720.03 | MAGALIA | Butte | North Valley | Northern | ESTS erdy | ORO FINO 11022560 | 61 | 17 | 42 | 8902 |  | 0 | #DIV/0! | [10 empty] | #N/A | 25.8942 | 83.6399
35129310 | PLAN | [10 empty] | PLAN | 2.03 |  |  | 2018-67940 | 2019-76255 |  |  | ORO FINO 1102 | 152481105 | Tier 3 | 0 | 0 | 152481105 | 25.8942 | 103031102 | 115.7505 | 117873012 | 35129310 |  | CWSP - ORO FINO 1102 - LR2560 PH 2.4 | PRE | 198W | E470 | 5786765 | E.5014720.04 | MAGALIA | Butte | North Valley | Northern | ESTS | ORO FINO 11022560 | 61 | 17 | 42 | 10718 |  | 0 | #DIV/0! | [10 empty] | #N/A | 25.8942 | 83.6399
35129311 | PLAN | [10 empty] | PLAN | 1.989 |  |  | 2018-67940 | 2019-76255 |  |  | ORO FINO 1102 | 152481105 | Tier 3 | 0 | 0 | 152481105 | 25.8942 | 103031102 | 115.7505 | 117873013 | 35129311 |  | CWSP - ORO FINO 1102 - LR2560 PH 2.5 | PRE | 198W | E470 | 5786766 | E.5014720.05 | MAGALIA | Butte | North Valley | Northern | ESTS erdy | ORO FINO 11022560 | 61 | 17 | 42 | 10500 |  | 0 | #DIV/0! | [10 empty] | #N/A | 25.8942 | 83.6399
35192031 | PLAN | [10 empty] | PLAN | 4.04 |  |  |  | 2019-47392 |  |  | COLUMBIA HILL 1101 | 082021107 | Tier 3 | 0 | 0 | 082021107 | 17.7943 | 152471101 | 2.2285 | 119553917 | 35192031 |  | ECOP - COLUMBIA HILL 1101 - H01-LR35424 | ECOP |  | E470 | 5792070 | E.5034378.01 |  |  | Sierra |  |  | COLUMBIA HILL 110135424 | 62 | 37 | 120 |  |  |  | #DIV/0! |  | #DIV/0! |  | #DIV/0! | [6 empty] | #N/A | 17.7943 | 72.8186
35112972 | PLAN | [10 empty] | PLAN | 0 |  |  | 2018-70913 | 2019-35881 |  |  | WEST POINT 1101 | 043141101 | Tier 3 | 0 | 0 | 043141101 | 0.062693 | 163201101 | 82.0202 | 117491267 | 35112972 |  | CWSP - WEST POINT 1101 -LR 13444- PH 1.2 | PRE | 198W | E470 | 5786001 | E.5014727.02 | PIONEER | Amador | Stockton | Central Valley | ESTS erdy | WEST POINT 110113444 | 63 | 20 | 72 |  |  | 0 | #DIV/0! | [10 empty] | #N/A | 0.062693 | 63.0107
35112973 | PLAN | [10 empty] | PLAN | 0 |  |  | 2018-70913 | 2019-35881 |  |  | WEST POINT 1101 | 043141101 | Tier 3 | 0 | 0 | 043141101 | 0.062693 | 163201101 | 82.0202 | 117491412 | 35112973 |  | CWSP - WEST POINT 1101 -LR 13444- PH 1.3 | PRE | 198W | E470 | 5786002 | E.5014727.03 | PIONEER | Amador | Stockton | Central Valley | ESTS | WEST POINT 110113444 | 63 | 20 | 72 |  |  | 0 | #DIV/0! | [10 empty] | #N/A | 0.062693 | 63.0107
35112974 | PLAN | [10 empty] | PLAN | 0 |  |  | 2018-70913 | 2019-35881 |  |  | WEST POINT 1101 | 043141101 | Tier 3 | 0 | 0 | 043141101 | 0.062693 | 163201101 | 82.0202 | 117491414 | 35112974 |  | CWSP - WEST POINT 1101 -LR 13444- PH 1.4 | PRE | 198W | E470 | 5786003 | E.5014727.04 | PIONEER | Amador | Stockton | Central Valley | ESTS erdy | WEST POINT 110113444 | 63 | 20 | 72 |  |  | 0 | #DIV/0! | [10 empty] | #N/A | 0.062693 | 63.0107
35112975 | PLAN | [10 empty] | PLAN | 0 |  |  | 2018-70913 | 2019-35881 |  |  | WEST POINT 1101 | 163201101 | Tier 3 | 0 | 0 | 163201101 | 0.062693 | 163201101 | 63.0107 | 117491771 | 35112975 |  | CWSP - WEST POINT 1101 -LR 13444- PH 1.5 | PRE | 198W | E470 | 5786004 | E.5014727.05 | PIONEER | Amador | Stockton | Central Valley | ESTS | WEST POINT 110113444 | 63 | 20 | 72 |  |  | 0 | #DIV/0! | [10 empty] | #N/A | 0.062693 | 63.0107
35112976 | PLAN | [10 empty] | PLAN | 0 |  |  | 2018-70913 | 2019-35881 |  |  | WEST POINT 1101 | 163661702 | Tier 3 | 0 | 0 | 163661702 | 0.062693 | 163201101 | 72.5527 | 117491849 | 35112976 |  | CWSP - WEST POINT 1101 -LR 13444- PH 1.6 | PRE | 198W | E470 | 5786005 | E.5014727.06 | PIONEER | Amador | Stockton | Central Valley | ESTS erdy | WEST POINT 110113444 | 63 | 20 | 72 |  |  | 0 | #DIV/0! | [10 empty] | #N/A | 0.062693 | 63.0107
35112977 | PLAN | [10 empty] | PLAN | 0 |  |  | 2018-70913 | 2019-35881 |  |  | WEST POINT 1101 | 163661702 | Tier 3 | 0 | 0 | 163661702 | 0.062693 | 163201101 | 72.5527 | 117491910 | 35112977 |  | CWSP - WEST POINT 1101 -LR 13444- PH 1.7 | PRE | 198W | E470 | 5786006 | E.5014727.07 | PIONEER | Amador | Stockton | Central Valley | ESTS erdy | WEST POINT 110113444 | 63 | 20 | 72 |  |  | 0 | #DIV/0! | [10 empty] | #N/A | 0.062693 | 63.0107
35043423 | PLAN | [10 empty] | PLAN | 1.115 |  |  | 2018-83494 | 2019-35882 |  |  | WEST POINT 1101 | 163661702 | Tier 3 | 0 | 0 | 163661702 | 0.062693 | 163201101 | 72.5527 | 114678726 | 35043423 |  | CWSP - WEST POINT 1101 -LR 13444- PH 2.1 | PRE | 198W | E470 | 5785230 | E.5014726.01 | VOLCANO | Amador | Stockton | Central Valley | ESTS | WEST POINT 110113444 | 63 | 20 | 72 | 53117 | 53117 | 53117 | 511 | [7 empty] | Level 2 construction | 2018-83494 | 5/3/19 - IT request complete. 5/2/19 - requested IT change. 5/1/19 - requested WBS & PO. 12/7/18 - approved AA review. | #N/A | 0.062693 | 63.0107 | 3 | Wildfire Resilient |  | 3103 | 2340 | 7 | 5 | 740 | 6 | 5 | 23 | 3 | 5 | 3
35112978 | PLAN | [10 empty] | PLAN | 0 |  |  | 2018-83494 | 2019-35882 |  |  | WEST POINT 1101 | 163661702 | Tier 3 | 0 | 0 | 163661702 | 0.062693 | 163201101 | 72.5527 | 117493902 | 35112978 |  | CWSP - WEST POINT 1101 -LR 13444- PH 2.2 | PRE | 198W | E470 | 5786007 | E.5014726.02 | PIONEER | Amador | Stockton | Central Valley | ESTS erdy | WEST POINT 110113444 | 63 | 20 | 72 |  |  | 0 | #DIV/0! | [10 empty] | #N/A | 0.062693 | 63.0107
35112979 | PLAN | [10 empty] | PLAN | 0 |  |  | 2018-83494 | 2019-35882 |  |  | WEST POINT 1101 | 043021101 | Tier 3 | 0 | 0 | 043021101 | 0.062693 | 163201101 | 26.9151 | 117494010 | 35112979 |  | CWSP - WEST POINT 1101 -LR 13444- PH 2.3 | PRE | 198W | E470 | 5786008 | E.5014726.03 | PIONEER | Amador | Stockton | Central Valley | ESTS erdy | WEST POINT 110113444 | 63 | 20 | 72 |  |  | 0 | #DIV/0! | [10 empty] | #N/A | 0.062693 | 63.0107
35113100 | PLAN | [10 empty] | PLAN | 0 |  |  | 2018-83494 | 2019-35882 |  |  | WEST POINT 1101 | 042711101 | Tier 3 | 0 | 0 | 042711101 | 0.062693 | 163201101 | 0.50507 | 117494051 | 35113100 |  | CWSP - WEST POINT 1101 -LR 13444- PH 2.4 | PRE | 198W | E470 | 5786009 | E.5014726.04 | PIONEER | Amador | Stockton | Central Valley | ESTS | WEST POINT 110113444 | 63 | 20 | 72 |  |  | 0 | #DIV/0! | [10 empty] | #N/A | 0.062693 | 63.0107
35113101 | PLAN | [10 empty] | PLAN | 0 |  |  | 2018-83494 | 2019-35882 |  | 2020-31796 | WEST POINT 1101 | 042711101 | Tier 3 | 0 | 0 | 042711101 | 0.062693 | 163201101 | 0.50507 | 117493797 | 35113101 |  | CWSP - WEST POINT 1101 -LR 13444- PH 2.5 | PRE | 198W | E470 | 5786010 | E.5014726.05 | VOLCANO | Amador | Stockton | Central Valley | PEND erdy | WEST POINT 110113444 | 63 | 20 | 72 |  |  | 0 | #DIV/0! | [10 empty] | #N/A | 0.062693 | 63.0107
35113102 | PLAN | [6 empty] | PLAN | 2.1881 | [6 empty] | 2018-83494 | 2019-35882 | 2019-67975 | 2020-25103 | WEST POINT 1101 | 152481106 | Tier 3 | 0 | 0 | 152481106 | 0.062693 | 163201101 | 120.4803 | 117493910 | 35113102 |  | CWSP - WEST POINT 1101 -LR 13444- PH 2.6 | PRE | 198W | E470 | 5786011 | E.5014726.06 | VOLCANO | Amador | Stockton | Central Valley | PEND erdy | WEST POINT 110113444 | 63 | 20 | 72 |  |  | 0 | #DIV/0! |  | #DIV/0! |  | #DIV/0! | [6 empty] | #N/A | 0.062693 | 63.0107
35052718 | COMP |  |  |  |  | COMP | 0.43 |  |  |  |  | PLAN | 0.4072 | [6 empty] | SILVERADO 2104 | 043432104 | Tier 3 | 043432104 | 27.541 | 043292102 | 39.6472 | 043432104 | 20.5367 | 114895341 | 35052718 |  | CWSP: ANGWIN OH TO UG DEMO - PH 2 |  | 198W | E470 | 5530168 | # | ANGWIN | Napa | North Bay | Bay Area | DOCC erdy srdy | SILVERADO 210478268 | 64 | 23 | 6 | 2150 | 2742 | 2742 | 300 | [7 empty] | Level 3 construction | 2018-87591 | 11/13/18 - approved PA/JE review. 11/9/18 - provided PA/JE review comments. 8/31/18 - approved AA review. | 27.541 | 39.6472 | 78.5591 | 3 | Wildfire Resilient |  | 3154 | 2340 | 7 | 5 | 740 | 6 | 5 | 74 | 4 | 5 | 3
35042719 | COMP |  |  |  |  | COMP | 0.24 |  |  |  |  | PLAN | 1.1932 | [6 empty] | SILVERADO 2104 | 043432104 | Tier 3 | 043432104 | 27.541 | 083692104 | 39.6472 | 043432104 | 39.1417 | 114652824 | 35042719 |  | CWSP-SILVERADO 2104-LR78268-ANGWIN DEMO | PRE | 198W | E460 | 5530168 | # | ANGWIN | Napa | North Bay | Bay Area | MAPP srdy crdy idcr idoc | SILVERADO 210478268 | 64 | 23 | 6 | 6300 | 2025 | 2025 | 200 | [7 empty] | Level 2 construction | 2018-90420 | 11/27/18 - approved BC review. 6/5/18 - approved AA review. 6/1/18 - asset strategy to develop AA | 27.541 | 39.6472 | 78.5591 | 3 | Wildfire Resilient |  | 3154 | 2340 | 7 | 5 | 740 | 6 | 5 | 74 | 4 | 5 | 3
35192021 | PLAN | [10 empty] | PLAN | 2.31 |  |  |  | 2019-37524 |  |  | SILVERADO 2104 | 043432104 | Tier 2 | 043432104 | 27.541 | 192311142 | 39.6472 | 043432104 | 0 | 119553918 | 35192021 |  | ECOP - SILVERADO 2104 - H02-LR78268 | ECOP |  | E470 | 5792071 | E.5034379.01 |  | Napa | North Bay | Bay Area |  | SILVERADO 210478268 | 64 | 23 | 6 |  |  |  | #DIV/0! |  | #DIV/0! |  | #DIV/0! | [6 empty] | 27.541 | 39.6472 | 78.5591
35176497 | PLAN | [8 empty] | PLAN | 0.6 |  |  |  |  | 2020-49974 | 2019-42564 | 2020-49973 |  | STANISLAUS 1702 | 042281105 | Tier 3 | 0 | 0 | 042281105 | 4.6002 | 162821702 | 4.9482 | 118911798 | 35176497 |  | ECOP - STANISLAUS 1702 - H03 - LR1850 | ECOP | 198W | E460 | 5539421 | E.5030966.01 | ARNOLD | Calaveras | Stockton | Central Valley | UNSE | STANISLAUS 17021850 | 66 | 3 | 16 | 3168 | 3168 | 0 | 227 |  | 0 |  | 0 | [6 empty] | #N/A | 4.6002 | 79.1599
35051356 | [15 empty] | 2018-78870 | 2019-52013 |  |  | EL DORADO PH 2101 | 152762101 | Tier 3 | 152762101 | 10.5046 | 152762101 | 25.7552 | 152762101 | 130.3645 | 114861944 | 35051356 |  | CWSP - EL DORADO PH 2101 LR 26000 PH 2 | PRE | 198W | E470 | 5530173 | # | GRIZZLY FLATS | El Dorado | Sierra | Northern | UNSE | EL DORADO PH 210126000 | 67 | 10 | 5 | 55300 | 55300 | 55300 | 511 | [7 empty] | Level 2 construction | 2018-71070 | 11/6/18 - approved AA review. | 10.5046 | 25.7552 | 130.3645 | 3 | Wildfire Resilient |  | 3154 | 2340 | 7 | 5 | 740 | 6 | 5 | 74 | 4 | 5 | 3
35065842 | [19 empty] | EL DORADO PH 2101 | 152762101 | Tier 3 | 152762101 | 10.5046 | 043432104 | 25.7552 | 152762101 | 78.5591 | 115417043 | 35065842 |  | CWSP-EL DORADO 2101-LR26000-PH3.1 | PRE | 198W | E470 | 5782591 | E.5015430.01 | EL DORADO | El Dorado | Sierra | Northern | UNSE | EL DORADO PH 210126000 | 67 | 10 | 5 | 69010 | 69010 | 0 | 227 |  | 0 |  | 0 |  |  |  | Level 2 hardening | 2018-94443 | 1/3/19 - approved AA review. Sketch with phases added to AA. 1/2/19 - provided review comment. Need separate sketch showing all 3 phases. 9/18/18 - [REDACTED] provided WBS Element # & PO | 10.5046 | 25.7552 | 130.3645 | 3 | Wildfire Resilient |  | 3154 | 2340 | 7 | 5 | 740 | 6 | 5 | 74 | 4 | 5 | 3
74022383 | PLAN | [10 empty] | PLAN | 11.2 |  |  | 2018-62798 |  |  |  | EL DORADO PH 2101 | 152762101 | Tier 3 | 152762101 | 10.5046 | 152481106 | 25.7552 | 152762101 | 120.4803 | 114791963 | 74022383 | 35048011 | CWSP-EL DORADO PH 2101-LR26000-PH 1 | PRE | 198W | E570 | 5782840 | E.5015490.01 | POLLOCK PINES | El Dorado | Sierra | Northern | UNSE | EL DORADO PH 210126000 | 67 | 10 | 5 | 59136 | 59136 | 0 | 227 |  | 0 |  | 0 |  |  |  | Level 2 construction | 2018-62798 | 8/30/18 - approved AA review. 8/24/18 - f/u on requested changes. 8/22/18 - provided comments. Need standard unit cost sheet. Project cost doesn't match | 10.5046 | 25.7552 | 130.3645 | 3 | Wildfire Resilient |  | 3103 | 2340 | 7 | 5 | 740 | 6 | 5 | 23 | 3 | 5 | 3
35181199 | PLAN | [10 empty] | PLAN | 7.43 |  |  | 2020-48642 | 2019-43695 |  |  | WEST POINT 1101 | 182131101 | Tier 2 | 0 | 0 | 182131101 | 0.062693 | 163201101 | 0 | 118991252 | 35181199 |  | ECOP - WEST POINT 1101 - H03-TSL373 | ECOP |  | E470 | 5790907 |  | PIONEER | Amador | Stockton | Central Valley |  | WEST POINT 1101L373 | 69 | 20 | 72 |  |  |  | #DIV/0! |  | #DIV/0! |  | #DIV/0! | [6 empty] | #N/A | 0.062693 | 63.0107
35117007 | PLAN | [8 empty] | PLAN | 1.5913 |  |  |  |  | 2018-62075 | 2019-76266 |  |  | ORO FINO 1102 | 152481105 | Tier 3 | 0 | 0 | 152481105 | 25.8942 | 103031102 | 115.7505 | 114708276 | 35117007 | 35043949 | CWSP - ORO FINO 1102 - OCB&LR2090 PH 1.1 | PRE | 198W | E470 | 5786327 | E.5014724.01 | MAGALIA | Butte | North Valley | Northern | ESTS | ORO FINO 11022090 | 72 | 17 | 42 | 8402 | 71967 | 0 | 227 |  | 0 |  | 0 |  |  |  | Level 2 construction | 2018-62075 | 7/24/19 - Order created. 7/22/19 - requested order recreated. 7/10/19 - WBS & PO created. Need order recreated. 7/8/19 - requested WBS & PO. 8/24/18 - approved AA review. 8/23/18 - discussion with [REDACTED] on not replacing 715al. 8/21/18 - provided review comments. Extended review deadline. | #N/A | 25.8942 | 83.6399 | 3 | Wildfire Resilient |  | 3154 | 2340 | 7 | 5 | 740 | 6 | 5 | 74 | 4 | 5 | 3
35129649 | PLAN | [8 empty] | PLAN | 1.628 |  |  |  |  | 2018-62075 | 2019-76266 | 2020-21600 |  | ORO FINO 1102 | 152481105 | Tier 3 | 0 | 0 | 152481105 | 25.8942 | 103031102 | 115.7505 | 117873100 | 35129649 |  | CWSP - ORO FINO 1102 - OCB&LR2090 PH 1.2 | PRE | 198W | E470 | 5786775 | E.5014724.02 | MAGALIA | Butte | North Valley | Northern | ESTS | ORO FINO 11022090 | 72 | 17 | 42 | 8596 |  | 0 | #DIV/0! | [10 empty] | #N/A | 25.8942 | 83.6399
35129650 | PLAN | [10 empty] | PLAN | 1.3809 |  |  | 2018-62075 | 2019-76266 |  |  | ORO FINO 1102 | 152481105 | Tier 3 | 0 | 0 | 152481105 | 25.8942 | 103031102 | 115.7505 | 117873101 | 35129650 |  | CWSP - ORO FINO 1102 - OCB&LR2090 PH 1.3 | PRE | 198W | E470 | 5786776 | E.5014724.03 | MAGALIA | Butte | North Valley | Northern | ESTS | ORO FINO 11022090 | 72 | 17 | 42 | 7291 |  | 0 | #DIV/0! | [10 empty] | #N/A | 25.8942 | 83.6399
35129652 | PLAN | [10 empty] | PLAN | 1.0403 |  |  | 2018-62075 | 2019-76266 |  |  | ORO FINO 1102 | 152481105 | Tier 3 | 0 | 0 | 152481105 | 25.8942 | 103031102 | 115.7505 | 117873102 | 35129652 |  | CWSP - ORO FINO 1102 - OCB&LR2090 PH 1.4 | PRE | 198W | E470 | 5786777 | E.5014724.04 | MAGALIA | Butte | North Valley | Northern | ESTS | ORO FINO 11022090 | 72 | 17 | 42 | 5493 |  | 0 | #DIV/0! | [10 empty] | #N/A | 25.8942 | 83.6399
35129653 | PLAN | [10 empty] | PLAN | 1.2648 |  |  | 2018-62075 | 2019-76266 |  |  | ORO FINO 1102 | 152481105 | Tier 3 | 0 | 0 | 152481105 | 25.8942 | 103031102 | 115.7505 | 117873103 | 35129653 |  | CWSP - ORO FINO 1102 - OCB&LR2090 PH 1.5 | PRE | 198W | E470 | 5786778 | E.5014724.05 | MAGALIA | Butte | North Valley | Northern | ESTS | ORO FINO 11022090 | 72 | 17 | 42 | 6678 |  | 0 | #DIV/0! | [10 empty] | #N/A | 25.8942 | 83.6399
35129654 | PLAN | [10 empty] | PLAN | 1.9884 |  |  | 2018-62075 | 2019-76266 |  |  | ORO FINO 1102 | 152481105 | Tier 3 | 0 | 0 | 152481105 | 25.8942 | 103031102 | 115.7505 | 117873104 | 35129654 |  | CWSP - ORO FINO 1102 - OCB&LR2090 PH 1.6 | PRE | 198W | E470 | 5786779 | E.5014724.06 | MAGALIA | Butte | North Valley | Northern | ESTS | ORO FINO 11022090 | 72 | 17 | 42 | 10499 |  | 0 | #DIV/0! | [10 empty] | #N/A | 25.8942 | 83.6399
35129655 | PLAN | [10 empty] | PLAN | 1.7563 |  |  | 2018-62075 | 2019-76266 |  |  | ORO FINO 1102 | 152481105 | Tier 3 | 0 | 0 | 152481105 | 25.8942 | 103031102 | 115.7505 | 117873105 | 35129655 |  | CWSP - ORO FINO 1102 - OCB&LR2090 PH 1.7 | PRE | 198W | E470 | 5786780 | E.5014724.07 | MAGALIA | Butte | North Valley | Northern | ESTS | ORO FINO 11022090 | 72 | 17 | 42 | 9273 |  | 0 | #DIV/0! | [10 empty] | #N/A | 25.8942 | 83.6399
35129656 | PLAN | [10 empty] | PLAN | 1.5903 |  |  | 2018-62075 | 2019-76266 |  |  | ORO FINO 1102 | 152481105 | Tier 3 | 0 | 0 | 152481105 | 25.8942 | 103031102 | 115.7505 | 117873106 | 35129656 |  | CWSP - ORO FINO 1102 - OCB&LR2090 PH 1.8 | PRE | 198W | E470 | 5786781 | E.5014724.08 | MAGALIA | Butte | North Valley | Northern | ESTS | ORO FINO 11022090 | 72 | 17 | 42 | 8397 |  | 0 | #DIV/0! | [10 empty] | #N/A | 25.8942 | 83.6399
35129657 | PLAN | [10 empty] | PLAN | 1.4235 |  |  | 2018-62075 | 2019-76266 |  |  | ORO FINO 1102 | 152481105 | Tier 3 | 0 | 0 | 152481105 | 25.8942 | 103031102 | 115.7505 | 117873107 | 35129657 |  | CWSP - ORO FINO 1102 - OCB&LR2090 PH 1.9 | PRE | 198W | E470 | 5786782 | E.5014724.09 | MAGALIA | Butte | North Valley | Northern | ESTS | ORO FINO 11022090 | 72 | 17 | 42 | 7516 |  | 0 | #DIV/0! | [10 empty] | #N/A | 25.8942 | 83.6399
35058272 | [19 empty] | EL DORADO PH 2101 | 152762101 | Tier 3 | 152762101 | 10.5046 | 152481106 | 25.7552 | 152762101 | 120.4803 | 114987334 | 35058272 |  | CWSP- EL DORADO 2101 OCB ZONE PHASE 2 | PRE | 198W | E470 | 5782589 | E.5015419.01 | POLLOCK PINES | El Dorado | Sierra | Northern | UNSE | EL DORADO PH 2101CB | 76 | 10 | 5 | 54067 | 54067 | 54067 | 511 | [7 empty] | Level 2 hardening | 2018-81386 | 11/2/18 - approved AA review. 11/1/18 - provided review comments. 9/18/18 - [REDACTED] provided WBS Element # & PO | 10.5046 | 25.7552 | 130.3645 | 3 | Wildfire Resilient |  | 3154 | 2340 | 7 | 5 | 740 | 6 | 5 | 74 | 4 | 5 | 3
35058273 | PLAN | [6 empty] | PLAN | 0.69 | [6 empty] | 2018-81374 | 2019-32222 | 2019-53198 | 2020-10565 | EL DORADO PH 2101 | 152762101 | Tier 3 | 152762101 | 10.5046 | 043432104 | 25.7552 | 152762101 | 78.5591 | 114987127 | 35058273 |  | CWSP-EL DORADO 2101-OCBZONE-PH 1.1 | PRE | 198W | E470 | 5782588 | E.5015420.01 | POLLOCK PINES | El Dorado | Sierra | Northern | CONS srdy | EL DORADO PH 2101CB | 76 | 10 | 5 | 6215 | 6215 | 0 | 227 |  | 493.056 | 3064343 | 0 |  |  |  | LEVEL 1 HARDENING | 2018-81374 | 03/02/20 - APPROVED BC, VEGETATION COST AND HELICOPTER CONTRACT DRIVING HIGH UNIT COST | 10.5046 | 25.7552 | 130.3645 | 3 | Wildfire Resilient |  | 3154 | 2340 | 7 | 5 | 740 | 6 | 5 | 74 | 4 | 5 | 3
35112425 | PLAN | [6 empty] | PLAN | 1.3013 | [6 empty] | 2018-81374 | 2019-32222 | 2019-44443 | 2020-10568 | EL DORADO PH 2101 | 152762101 | Tier 3 | 152762101 | 10.5046 | 043432104 | 25.7552 | 152762101 | 78.5591 | 117467828 | 35112425 |  | CWSP-EL DORADO 2101-OCBZONE-PH1.2 | PRE | 198W | E470 | 5785652 | E.5015420.02 | POLLCOCK PINES | El Dorado | Sierra | Northern | CONS srdy | EL DORADO PH 2101CB | 76 | 10 | 5 | 6445 | 6445 | 0 | 227 |  | 459.822 | 2963553 | 0 | [6 empty] | 10.5046 | 25.7552 | 130.3645
35112426 | COMP |  |  |  |  | PART | 1.71 | COMP | 0.099 | [6 empty] | 2018-81374 | 2019-32222 | 2019-45443 | 2019-68332 | EL DORADO PH 2101 | 152762101 | Tier 3 | 152762101 | 10.5046 | 043432104 | 25.7552 | 152762101 | 78.5591 | 117467829 | 35112426 |  | CWSP-EL DORADO 2101-OCBZONE-PH1.3 | PRE | 198W | E470 | 5785653 | E.5015420.03 | POLLCOCK PINES | El Dorado | Sierra | Northern | DOCC srdy crdy | EL DORADO PH 2101CB | 76 | 10 | 5 | 9368 | 9368 | 0 | 227 |  | 400.7689 | 3754403 | 0 | [6 empty] | 10.5046 | 25.7552 | 130.3645
35112427 | COMP |  |  |  |  | PART | 0.07 | COMP | 0.91742 | [6 empty] | 2018-81374 | 2019-32222 | 2019-45969 | 2019-76131 | EL DORADO PH 2101 | 152762101 | Tier 3 | 152762101 | 10.5046 | 043432104 | 25.7552 | 152762101 | 78.5591 | 117467963 | 35112427 |  | CWSP-EL DORADO 2101-OCBZONE-PH1.4 | PRE | 198W | E470 | 5785654 | E.5015420.04 | POLLCOCK PINES | El Dorado | Sierra | Northern | DOCC srdy crdy | EL DORADO PH 2101CB | 76 | 10 | 5 | 5117 | 5117 | 0 | 227 |  | 0 |  | 0 | [6 empty] | 10.5046 | 25.7552 | 130.3645
35112428 | COMP | [6 empty] | COMP | 1.623 | [6 empty] | 2018-81374 | 2019-32222 | 2019-44655 | 2019-71163 | EL DORADO PH 2101 | 152762101 | Tier 3 | 152762101 | 10.5046 | 043432104 | 25.7552 | 152762101 | 78.5591 | 117467964 | 35112428 |  | CWSP-EL DORADO 2101-OCBZONE-PH1.5 | PRE | 198W | E470 | 5785655 | E.5015420.05 | POLLCOCK PINES | El Dorado | Sierra | Northern | DOCC srdy crdy | EL DORADO PH 2101CB | 76 | 10 | 5 | 8571 | 8571 | 0 | 227 |  | 0 |  | 0 | [6 empty] | 10.5046 | 25.7552 | 130.3645
35112429 | PLAN | [6 empty] | PLAN | 1.4269 | [6 empty] | 2018-81374 | 2019-32222 | 2019-44444 | 2020-13695 | EL DORADO PH 2101 | 152762101 | Tier 3 | 152762101 | 10.5046 | 043432104 | 25.7552 | 152762101 | 78.5591 | 117467966 | 35112429 |  | CWSP-EL DORADO 2101-OCBZONE-PH1.6 | PRE | 198W | E470 | 5785656 | E.5015420.06 | POLLCOCK PINES | El Dorado | Sierra | Northern | PEND srdy | EL DORADO PH 2101CB | 76 | 10 | 5 | 7341 | 7341 | 0 | 227 |  | 530.1102 | 3891539 | [7 empty] | 10.5046 | 25.7552 | 130.3645
31082394 | COMP |  |  | COMP | 0.28144 | [10 empty] | 2015-05380 | N/A | 2017-111520 | 2015-05380 | Molino 1102 | 042571102 | Tier 3 | 042571102 | 66.7977 | 0 | 20.2937 | 042571102 | 12.9934 | 108194636 | 31082394 |  | OCGC N SIX SPANS FRATI LN | WDDB | 198 | E060 | 5530175 | # | SANTA ROSA | Sonoma | Sonoma | Northern | CLSD srdy redl | MOLINO 1102104 | 78 | 24 | 4 | 475 | 1486 | 0.28144 | 227.1076 | 17 | 149.9716 | 222900 | 81.5797 | 121250.38 |  |  | IN03 completed | 2015-5380 | 3/15/18 - transfered to new MAT 08W (wildfire). 1/29/18 - PA review approved by [REDACTED] | 66.7977 | 20.2937 | 91.3626 | 3 | splice |  | 931 | 740 | 6 | 5 | 135 | 5 | 3 | 56 | 3 | 6 | 3
35192046 | PLAN | [10 empty] | PLAN | 9 |  |  |  | 2019-39714 |  |  | PINE GROVE 1102 | 024101102 | Tier 3 | 0 | 0 | 024101102 | 91.6123 | 163751102 | 2.9537 | 119553919 | 35192046 |  | ECOP - PINE GROVE 1102 - H04-LR3172 - PH 1 | ECOP |  | E470 | 5792072 | E.5034380.01.01 | PINE GROVE | Amador | Stockton | Central Valley |  | PINE GROVE 11023172 | 80 | 4 | 3 |  |  |  | #DIV/0! |  | #DIV/0! |  | #DIV/0! | [6 empty] | #N/A | 91.6123 | 86.4393
35116922 | PLAN | [8 empty] | PLAN | 1.18 |  |  |  |  | 2018-52369 | 2020-37229 |  |  | STANISLAUS 1702 | 042011107 | Tier 3 | 0 | 0 | 042011107 | 4.6002 | 162821702 | 18.4978 | 117605456 | 35116922 |  | CWSP-STANISLAUS 1702-LR1804&4905-PH 1.3 | PRE | 198W | E470 | 5786031 | E.5014540.03 | ARNOLD | Calaveras | Stockton | Central Valley | ESTS | STANISLAUS 17024905 | 82 | 3 | 16 | 6221 | 6221 | 0 | 227 |  | 0 |  | 0 | [6 empty] | #N/A | 4.6002 | 79.1599 |  | Wildfire Resilient
35116923 | PLAN | [8 empty] | PLAN | 1.1981 |  |  |  |  | 2018-52369 | 2019-35971 |  |  | STANISLAUS 1702 | 152481106 | Tier 3 | 0 | 0 | 152481106 | 4.6002 | 162821702 | 120.4803 | 117605459 | 35116923 |  | CWSP-STANISLAUS 1702-LR1804&4905-PH 1.4 | PRE | 198W | E470 | 5786032 | E.5014540.04 | ARNOLD | Calaveras | Stockton | Central Valley | ESTS | STANISLAUS 17024905 | 82 | 3 | 16 | 6326 | 6326 | 0 | 227 |  | 0 |  | 0 | [6 empty] | #N/A | 4.6002 | 79.1599 |  | Wildfire Resilient
35052823 | PLAN | [6 empty] | PLAN | 1.534 | [6 empty] | 2018-55685 | 2019-35900 | 2020-00408 | 2020-49472 | MIWUK 1702 | 152261107 | Tier 3 | 0 | 0 | 152261107 | 2.659 | 163661702 | 34.3055 | 114678857 | 35052823 | 35043381 | CWSP-MIWUK 1702-LR6018-PH 1.1 | PRE | 198W | E470 | 5785220 | E.5014730.01 | TWAIN HARTE | Tuolumne | Yosemite | Central Valley | ESTS | MIWUK 17028130 | 83 | 15 | 57 | 8100 | 8100 | 0 | 227 |  | 536.9704 | 4349460 | 0 |  |  |  | Level 2 construction | 2018-55685 | 5/3/19 - IT request complete. 5/2/19 - requested IT change. 5/1/19 - requested in WBS & PO. 8/18/18 - approved AA review. | #N/A | 2.659 | 72.5527 | 3 | Wildfire Resilient |  | 3103 | 2340 | 7 | 5 | 740 | 6 | 5 | 23 | 3 | 5 | 3
35192305 | PLAN | [12 empty] | PLAN | 9.88 |  | 2019-42251 |  |  | MIWUK 1702 | 083252105 | Tier 3 | 0 | 0 | 083252105 | 2.659 | 163661702 | 6.7437 | 119556333 | 35192305 |  | ECOP - MIWUK 1702 - H01-LR8130 | ECOP |  | E470 | 5792099 | E.5034408.01 | TWAIN HARTE | Tuolumne | Yosemite | Central Valley |  | MIWUK 17028130 | 83 | 15 | 57 |  |  |  | #DIV/0! |  | #DIV/0! |  | #DIV/0! | [6 empty] | #N/A | 2.659 | 72.5527
35051484 | [19 empty] | MONTE RIO 1113 | 163751102 | Tier 3 | 0 | 0 | 163751102 | 0 | 042811113 | 86.4393 | 114779852 | 35051484 |  | CWSP - MONTE RIO 1113 - 8299 | PRE | 198W | E470 | 5530175 | # | GUERNEVILLE | Sonoma | Sonoma | Northern | UNSE | MONTE RIO 11138299 | 92 | 14 | 44 | 56600 | 56600 | 56600 | 511 | [7 empty] | Level 2 construction | 2018-73857 | 11/2/18 - approved AA review. | #N/A | #N/A | 61.3049 | 3 | Wildfire Resilient |  | 3087 | 2340 | 7 | 5 | 740 | 6 | 5 | 7 | 2 | 5 | 3
35191311 | PLAN | [10 empty] | PLAN | 1.2 |  |  |  | 2019-41873 |  |  | MONTE RIO 1113 | 042721104 | #N/A | 0 | 0 | 042721104 | 0 | 042811113 | 0 | 119518125 | 35191311 |  | ECOP - MONTE RIO 1113 - H06-LR8299 | ECOP |  | E460 | 5541300 | E.5034349.01 |  |  | Sonoma |  |  | MONTE RIO 11138299 | 92 | 14 | 44 |  |  |  | #DIV/0! |  | #DIV/0! |  | #DIV/0! | [6 empty] | #N/A | #N/A | 61.3049
35043421 | [15 empty] | 2018-57103 | 2019-35877 |  |  | WEST POINT 1101 | 082021106 | Tier 3 | 0 | 0 | 082021106 | 0.062693 | 163201101 | 0.038755 | 114676761 | 35043421 |  | CWSP-WEST POINT 1101-OCB&LR12256-PH1.1 | PRE | 198W | E470 | 5784647 | E.5014728.01 | PIONEER | Amador | Stockton | Central Valley | ESTS | WEST POINT 110112256 | 96 | 20 | 72 | 50024 | 50024 | 0 | 227 |  | 0 |  | 0 |  |  |  | Level 2 construction | 2018-57103 | 3/21/19 - obtained PO & WBS. Added to template. 3/19/19 - requested PO & WBS Element. 8/24/18 - approved AA review. Should title include "OCB" also? | #N/A | 0.062693 | 63.0107 | 3 | Wildfire Resilient |  | 3103 | 2340 | 7 | 5 | 740 | 6 | 5 | 23 | 3 | 5 | 3
35113993 | [15 empty] | 2018-57103 | 2019-35877 |  |  | WEST POINT 1101 | 163451701 | Tier 3 | 0 | 0 | 163451701 | 0.062693 | 163201101 | 6.9265 | 117501693 | 35113993 |  | CWSP-WEST POINT 1101-OCB&LR12256-PH1.2 | PRE | 198W | E470 | 5786012 | E.5014728.02 | PIONEER | Amador | Stockton | Central Valley | ESTS | WEST POINT 110112256 | 96 | 20 | 72 |  |  |  | #DIV/0! |  | #DIV/0! |  | #DIV/0! | [6 empty] | #N/A | 0.062693 | 63.0107 |  | Wildfire Resilient
35113994 | [15 empty] | 2018-57103 | 2019-35877 |  |  | WEST POINT 1101 | 192381102 | Tier 2 | 0 | 0 | 192381102 | 0.062693 | 163201101 | 0 | 117501694 | 35113994 |  | CWSP-WEST POINT 1101-OCB&LR12256-PH1.3 | PRE | 198W | E470 | 5786013 | E.5014728.03 | PIONEER | Amador | Stockton | Central Valley | ESTS erdy | WEST POINT 110112256 | 96 | 20 | 72 |  |  |  | #DIV/0! |  | #DIV/0! |  | #DIV/0! | [6 empty] | #N/A | 0.062693 | 63.0107 |  | Wildfire Resilient
35113995 | [15 empty] | 2018-57103 | 2019-35877 |  |  | WEST POINT 1101 | 192381102 | Tier 2 | 0 | 0 | 192381102 | 0.062693 | 163201101 | 0 | 117501695 | 35113995 |  | CWSP-WEST POINT 1101-OCB&LR12256-PH1.4 | PRE | 198W | E470 | 5786014 | E.5014728.04 | PIONEER | Amador | Stockton | Central Valley | ESTS erdy | WEST POINT 110112256 | 96 | 20 | 72 |  |  |  | #DIV/0! |  | #DIV/0! |  | #DIV/0! | [6 empty] | #N/A | 0.062693 | 63.0107 |  | Wildfire Resilient
35113996 | [15 empty] | 2018-57103 | 2019-35877 |  |  | WEST POINT 1101 | 083050402 | Tier 3 | 0 | 0 | 083050402 | 0.062693 | 163201101 | 16.2868 | 117501697 | 35113996 |  | CWSP-WEST POINT 1101-OCB&LR12256-PH1.5 | PRE | 198W | E470 | 5786015 | E.5014728.05 | PIONEER | Amador | Stockton | Central Valley | ESTS erdy | WEST POINT 110112256 | 96 | 20 | 72 |  |  |  | #DIV/0! |  | #DIV/0! |  | #DIV/0! | [6 empty] | #N/A | 0.062693 | 63.0107 |  | Wildfire Resilient
35113997 | [15 empty] | 2018-57103 | 2019-35877 |  |  | WEST POINT 1101 | 152261105 | Tier 3 | 0 | 0 | 152261105 | 0.062693 | 163201101 | 76.2667 | 117500608 | 35113997 |  | CWSP-WEST POINT 1101-OCB&LR12256-PH1.6 | PRE | 198W | E470 | 5786016 | E.5014728.06 | PIONEER | Amador | Stockton | Central Valley | ESTS erdy | WEST POINT 110112256 | 96 | 20 | 72 |  |  |  | #DIV/0! |  | #DIV/0! |  | #DIV/0! | [6 empty] | #N/A | 0.062693 | 63.0107 |  | Wildfire Resilient
35113998 | [15 empty] | 2018-57103 | 2019-35877 |  |  | WEST POINT 1101 | 042031125 | Tier 3 | 0 | 0 | 042031125 | 0.062693 | 163201101 | 26.3622 | 117500659 | 35113998 |  | CWSP-WEST POINT 1101-OCB&LR12256-PH1.7 | PRE | 198W | E470 | 5786017 | E.5014728.07 | PIONEER | Amador | Stockton | Central Valley | ESTS | WEST POINT 110112256 | 96 | 20 | 72 |  |  |  | #DIV/0! |  | #DIV/0! |  | #DIV/0! | [6 empty] | #N/A | 0.062693 | 63.0107 |  | Wildfire Resilient
35113999 | [15 empty] | 2018-57103 | 2019-35877 |  |  | WEST POINT 1101 | 082931101 | Tier 3 | 0 | 0 | 082931101 | 0.062693 | 163201101 | 39.3921 | 117500661 | 35113999 |  | CWSP-WEST POINT 1101-OCB&LR12256-PH1.8 | PRE | 198W | E470 | 5786134 | E.5014728.08 | PIONEER | Amador | Stockton | Central Valley | ESTS | WEST POINT 110112256 | 96 | 20 | 72 |  |  |  | #DIV/0! |  | #DIV/0! |  | #DIV/0! | [6 empty] | #N/A | 0.062693 | 63.0107 |  | Wildfire Resilient
35032266 | COMP |  |  |  |  | COMP | 0.17 | [12 empty] | APPLE HILL 1104 | 153661104 | Tier 3 | 153661104 | 4.7543 | 0 | 35.5969 | 153661104 | 46.4677 | 114514465 | 35032266 |  | APPLE HILL 1104 RECONDUCTOR | WDDB | 198 | E460 | 5530173 | # | POLLOCK PINES | El Dorado | Sierra | Northern | MAPP srdy crdy | APPLE HILL 110413512 | 99 | 50 | 80 | 1000 | 877 | 0 | 227 |  | 0 |  | 0 |  |  |  | Heavy Snow loading | 2019-54404 | 9/5/19 - approved PA review. 8/28/19 - provided PA review comments. Need PA updated. 8/3/18 - approved AA review. 4/10/18 - Emili scope approval. Need AA | 4.7543 | 35.5969 | 55.8303 | 3 | WD | 22 | 3103 | 2340 | 7 | 5 | 740 | 6 | 5 | 23 | 3 | 5 | 3
35192034 | PLAN | [10 empty] | PLAN | 2.2 |  |  |  | 2019-50611 |  |  | APPLE HILL 1104 | 153661104 | Tier 2 | 153661104 | 4.7543 | 043201101 | 35.5969 | 153661104 | 0 | 119554053 | 35192034 |  | ECOP-APPLE HILL 1104-H01-LR13512 | ECOP |  | E470 | 5792076 | E.5034384.01 |  |  | Sierra |  |  | APPLE HILL 110413512 | 99 | 50 | 80 |  |  |  | #DIV/0! |  | #DIV/0! |  | #DIV/0! | [6 empty] | 4.7543 | 35.5969 | 55.8303
35191313 | PLAN | [10 empty] | PLAN | 1.25 |  |  |  | 2019-48908 |  |  | MONTE RIO 1111 | 042811111 | Tier 3 | 042811111 | 6.3972 | 083692105 | 13.3687 | 042811111 | 27.2507 | 119518128 | 35191313 |  | ECOP - MONTE RIO 1111 - H01-LR64758 | ECOP |  | E460 | 5541301 | E.5034350.01 |  |  | Sonoma |  |  | MONTE RIO 111164758 | 101 | 52 | 157 |  |  |  | #DIV/0! |  | #DIV/0! |  | #DIV/0! | [6 empty] | 6.3972 | 13.3687 | 44.9214
35116396 | PLAN | [10 empty] | PLAN | 1.8011 |  |  | 2018-63127 | 2019-35902 | 2019-55443 |  | Miwuk 1702 | 163201102 | Tier 3 | 0 | 0 | 163201102 | 2.659 | 163661702 | 162.7302 | 117604756 | 35116396 |  | CWSP-MIWUK 1702-LR8090-PH 1.2 | PRE | 198W | E470 | 5785929 | E.5014722.02 | TWAIN HARTE | Tuolumne | Yosemite | Central Valley | ESTS | MIWUK 17028090 | 102 | 15 | 57 |  |  | 0 | #DIV/0! |  | #DIV/0! |  | #DIV/0! | [6 empty] | #N/A | 2.659 | 72.5527 |  | Wildfire Resilient
35116397 | PLAN | [10 empty] | PLAN | 2.0559 |  |  | 2018-63127 | 2019-35902 | 2019-64385 |  | Miwuk 1702 | 043432102 | Tier 3 | 0 | 0 | 043432102 | 2.659 | 163661702 | 33.3127 | 117604668 | 35116397 |  | CWSP-MIWUK 1702-LR8090-PH 1.3 | PRE | 198W | E470 | 5785930 | E.5014722.03 | TWAIN HARTE | Tuolumne | Yosemite | Central Valley | ESTS erdy | MIWUK 17028090 | 102 | 15 | 57 |  |  | 0 | #DIV/0! |  | #DIV/0! |  | #DIV/0! | [6 empty] | #N/A | 2.659 | 72.5527 |  | Wildfire Resilient
35116398 | PLAN | [10 empty] | PLAN | 1.8428 |  |  | 2018-63127 | 2019-35902 |  |  | Miwuk 1702 | 043432102 | Tier 3 | 0 | 0 | 043432102 | 2.659 | 163661702 | 33.3127 | 117604615 | 35116398 |  | CWSP-MIWUK 1702-LR8090-PH 1.4 | PRE | 198W | E470 | 5785931 | E.5014722.04 | TWAIN HARTE | Tuolumne | Yosemite | Central Valley | ESTS erdy | MIWUK 17028090 | 102 | 15 | 57 |  |  | 0 | #DIV/0! |  | #DIV/0! |  | #DIV/0! | [6 empty] | #N/A | 2.659 | 72.5527 |  | Wildfire Resilient
35116399 | PLAN | [10 empty] | PLAN | 1.7396 |  |  | 2018-63127 | 2019-35902 |  |  | Miwuk 1702 | 153662102 | Tier 3 | 0 | 0 | 153662102 | 2.659 | 163661702 | 106.8075 | 117604337 | 35116399 |  | CWSP-MIWUK 1702-LR8090-PH 1.5 | PRE | 198W | E470 | 5785932 | E.5014722.05 | TWAIN HARTE | Tuolumne | Yosemite | Central Valley | ESTS erdy | MIWUK 17028090 | 102 | 15 | 57 |  |  | 0 | #DIV/0! |  | #DIV/0! |  | #DIV/0! | [6 empty] | #N/A | 2.659 | 72.5527 |  | Wildfire Resilient
35116440 | PLAN | [10 empty] | PLAN | 1.8902 |  |  | 2018-63127 | 2019-35902 | 2019-70479 |  | Miwuk 1702 | 163661702 | Tier 3 | 0 | 0 | 0 | 2.659 | 163661702 | 3.2736 | 117604512 | 35116440 |  | CWSP-MIWUK 1702-LR8090-PH 1.6 | PRE | 198W | E470 | 5785933 | E.5014722.06 | TWAIN HARTE | Tuolumne | Yosemite | Central Valley | ESTS erdy | MIWUK 17028090 | 102 | 15 | 57 |  |  | 0 | #DIV/0! |  | #DIV/0! |  | #DIV/0! | [6 empty] | #N/A | 2.659 | 72.5527 |  | Wildfire Resilient
35072146 | COMP |  |  |  |  | COMP | 0.7 | [12 empty] | SILVERADO 2105 | 043432105 | Tier 2 | 043432105 | 26.8615 | 0 | 1.7906 | 043432105 | 0 | 114482701 | 35072146 | 31387895 | RPL 17,500' 4AR TIER 3 SILVERADO 2105 |  | 198 | E470 | 5782595 | E.5014317.01 | SAINT HELENA | Napa | North Bay | Bay Area | CONS srdy | SILVERADO 2105658898 | 104 | 53 | 104 | 17500 | 3654 | 3654 | 150 |  | 0 |  | 0 |  |  |  | Level 1 construction | 2018-57209 | 1/28/19 - Order recreated. 8/9/18 - approved AA review. 8/7/18 - provided f/u comments. 8/1/18 - provided comments. Need mainline updated to 4/0al tw at minimum. 3/29/18 - Emili scope approval. Need AA | 26.8615 | 1.7906 | 32.0375 | 3 | WD | 22 | 3103 | 2340 | 7 | 5 | 740 | 6 | 5 | 23 | 3 | 5 | 3
35085538 | PLAN |  |  |  |  | PART | 0.96 | PART | 1.03 | [10 empty] | SILVERADO 2105 | 043432105 | Tier 2 | 043432105 | 26.8615 | 0 | 1.7906 | 043432105 | 0 | 116952145 | 35085538 |  | SILVERADO 2105 WIRE DOWN - PH 1 | WDDB | 198 | E470 | 5784867 | E.5014317.02 | SAINT HELENA | Napa | North Bay | Bay Area | CONS srdy | SILVERADO 2105658898 | 104 | 53 | 104 | 10194 | 10194 | 10194 | 511 |  | 0 |  | 0 | [5 empty] | 4/11/19 - new sub order | 26.8615 | 1.7906 | 32.0375 | 3 | WD
35085539 | PLAN |  |  |  |  | PART | 1.11 | COMP | 0.8343 | [8 empty] | 2019-47267 |  | SILVERADO 2105 | 043432105 | Tier 2 | 043432105 | 26.8615 | 0 | 1.7906 | 043432105 | 0 | 116952170 | 35085539 |  | SILVERADO 2105 WIRE DOWN - PH 2 | WDDB | 198 | E470 | 5784868 | E.5014317.03 | SAINT HELENA | Napa | North Bay | Bay Area | CONS srdy | SILVERADO 2105658898 | 104 | 53 | 104 | 10424 | 10424 | 10424 | 511 |  | 0 |  | 0 | [5 empty] | 4/11/19 - new sub order | 26.8615 | 1.7906 | 32.0375 | 3 | WD
35157845 | PLAN | [6 empty] | PLAN | 1.1674 | [8 empty] | 2020-03939 | 2020-42595 | SILVERADO 2105 | 043432105 | Tier 2 | 043432105 | 26.8615 | 0 | 1.7906 | 043432105 | 0 | 116952175 | 35157845 | 35085680 | SILVERADO 2105 WIRE DOWN - PH 3 | WDDB | 198 | E470 | 5784869 | E.5014317.04 | SAINT HELENA | Napa | North Bay | Bay Area | ESTS | SILVERADO 2105658898 | 104 | 53 | 104 | 6693 | 6693 | 0 | 227 | [9 empty] | 4/11/19 - new sub order | 26.8615 | 1.7906 | 32.0375 | 3 | WD
35085681 | COMP |  |  |  |  | COMP | 0.56 | [12 empty] | SILVERADO 2105 | 043432105 | Tier 2 | 043432105 | 26.8615 | 0 | 1.7906 | 043432105 | 0 | 116952176 | 35085681 |  | SILVERADO 2105 WIRE DOWN - PH 4 |  | 198 | E470 | 5784870 | E.5014317.05 | SAINT HELENA | Napa | North Bay | Bay Area | DOCC srdy | SILVERADO 2105658898 | 104 | 53 | 104 | 2947 | 2947 | 2947 | 150 |  | 0 |  | 0 | [5 empty] | 4/11/19 - new sub order | 26.8615 | 1.7906 | 32.0375 | 3 | WD
35117444 | PLAN | [6 empty] | PLAN | 2.397 | [6 empty] | 2018-57278 | 2019-32205 | 2019-64700 | 2020-12255 | VOLTA 1102 | 102541102 | Tier 3 | 102541102 | 0.81117 | 0 | 41.6992 | 102541102 | 24.3706 | 114750733 | 35117444 | 74022391 | CWSP - VOLTA 1102 - LR 1648 - PH 2.1 | PRE | 198W | E470 | 5786479 | E.5015533.01 | SHINGLETOWN | Shasta | North Valley | Northern | CONS srdy crdy | VOLTA 110253130 | 107 | 55 | 61 | 12656 | 12656 | 0 | 227 |  | 379.1232 | 4798183 | 0 |  |  |  | Level 2 construction | 2018-57278 | 3/13/20 - sent corrections to [REDACTED] 10/18/18 - added new PO & WBS#. 7/31/18 - approved AA review. 7/10/18 - project review submitted by [REDACTED] | 0.81117 | 41.6992 | 87.3855 | 3 | Wildfire Resilient | n/a | 3103 | 2340 | 7 | 5 | 740 | 6 | 5 | 23 | 3 | 5 | 3
35109737 | COMP |  |  |  |  | PART | 0.37 | PART | 1.58 | [6 empty] | 2018-57278 | 2018-54261 | 2019-70184 | 2019-69551 | VOLTA 1102 | 102541102 | Tier 3 | 102541102 | 0.81117 | 082021106 | 41.6992 | 102541102 | 0.038755 | 117380976 | 35109737 |  | CWSP - VOLTA 1102 - LR 1648 - PH 2.2 | PRE | 198W | E470 | 5785608 | E.5015533.02 | SHINGLETOWN | Shasta | North Valley | Northern | DOCC srdy | VOLTA 110253130 | 107 | 55 | 61 | 10965 | 10965 | 0 | 227 |  | 0 | [7 empty] | 5/28/19 - obtained WBS & PO | 0.81117 | 41.6992 | 87.3855 | 3 | Wildfire Resilient | N/A | 3103 | 2340 | 7 | 5 | 740 | 6 | 5 | 23 | 3 | 5 | 3
35109738 | PLAN | [6 empty] | PLAN | 2.0642 | [6 empty] | 2018-57278 | 2019-32205 | "2019-52271 per CMCS" | 2019-70476 | VOLTA 1102 | 102541102 | Tier 3 | 102541102 | 0.81117 | 082021106 | 41.6992 | 102541102 | 0.038755 | 117380979 | 35109738 |  | CWSP - VOLTA 1102 - LR 1648 - PH 2.3 | PRE | 198W | E470 | 5785609 | E.5015533.03 | SHINGLETOWN | Shasta | North Valley | Northern | CONS srdy crdy | VOLTA 110253130 | 107 | 55 | 61 | 10903 | 10903 | 0 | 227 |  | 0 | [7 empty] | 5/28/19 - obtained WBS & PO | 0.81117 | 41.6992 | 87.3855 | 3 | Wildfire Resilient | N/A | 3103 | 2340 | 7 | 5 | 740 | 6 | 5 | 23 | 3 | 5 | 3
35109739 | COMP |  |  |  |  | PART | 1.24 | COMP | 1.268 | [6 empty] | 2018-57278 | 2018-54261 | 2018-57278 | 2019-57023 | VOLTA 1102 | 102541102 | Tier 3 | 102541102 | 0.81117 | 082021106 | 41.6992 | 102541102 | 0.038755 | 117381940 | 35109739 |  | CWSP - VOLTA 1102 - LR 1648 - PH 2.4 | PRE | 198W | E470 | 5785610 | E.5015533.04 | SHINGLETOWN | Shasta | North Valley | Northern | DOCC cont srdy crdy | VOLTA 110253130 | 107 | 55 | 61 | 13219 | 13219 | 0 | 227 |  | 0 | [6 empty] | 2020-19054 | 3/27/20 BDK5 approved [REDACTED] 5/28/19 - obtained WBS & PO | 0.81117 | 41.6992 | 87.3855 | 3 | Wildfire Resilient | N/A | 3103 | 2340 | 7 | 5 | 740 | 6 | 5 | 23 | 3 | 5 | 3
35110440 | PLAN | [6 empty] | PLAN | 2.6447 | [6 empty] | 2018-57278 | 2019-32205 | 2019-53469 | 2019-59271 | VOLTA 1102 | 102541102 | Tier 3 | 102541102 | 0.81117 | 083692105 | 41.6992 | 102541102 | 27.2507 | 117381942 | 35110440 |  | CWSP - VOLTA 1102 - LR 1648 - PH 2.5 | PRE | 198W | E470 | 5785611 | E.5015533.05 | SHINGLETOWN | Shasta | North Valley | Northern | CONS srdy crdy | VOLTA 110253130 | 107 | 55 | 61 | 15053 | 15053 | 0 | 227 |  | 0 | [7 empty] | 5/28/19 - obtained WBS & PO | 0.81117 | 41.6992 | 87.3855 | 3 | Wildfire Resilient | N/A | 3103 | 2340 | 7 | 5 | 740 | 6 | 5 | 23 | 3 | 5 | 3
35110441 | PLAN | [6 empty] | PLAN | 2.2369 | [6 empty] | 2018-57278 | 2019-32205 | 2019-50826 | 2019-58278 | VOLTA 1102 | 102541102 | Tier 3 | 102541102 | 0.81117 | 042871101 | 41.6992 | 102541102 | 1.5573 | 117381943 | 35110441 |  | CWSP - VOLTA 1102 - LR 1648 - PH 2.6 | PRE | 198W | E470 | 5785612 | E.5015533.06 | SHINGLETOWN | Shasta | North Valley | Northern | CONS srdy crdy | VOLTA 110253130 | 107 | 55 | 61 | 11790 | 11790 | 0 | 227 |  | 0 | [7 empty] | 5/28/19 - obtained WBS & PO | 0.81117 | 41.6992 | 87.3855 | 3 | Wildfire Resilient | N/A | 3103 | 2340 | 7 | 5 | 740 | 6 | 5 | 23 | 3 | 5 | 3
35192050 | PLAN | [10 empty] | PLAN | 3.62 |  |  |  | 2019-48952 |  |  | WEST POINT 1102 | 163201102 | Tier 3 | 163201102 | 0.55754 | 192171103 | 67.4358 | 163201102 | 0.59109 | 119554054 | 35192050 |  | ECOP - WEST POINT 1102 - H01-TS1303 | ECOP |  | E470 | 5792077 | E.5034385.01 | PIONEER | Amador | Stockton | Central Valley |  | WEST POINT 11021303 | 114 | 58 | 22 |  |  |  | #DIV/0! |  | #DIV/0! |  | #DIV/0! | [6 empty] | 0.55754 | 67.4358 | 162.7302
74028021 | PLAN | [6 empty] | PLAN | 2 | [10 empty] | MONTE RIO 1113 | 153082106 | Tier 3 | 0 | 0 | 153082106 | 0 | 042811113 | 182.2008 | 117755928 | 74028021 |  | CWSP - MIRABEL 02/MONTE RIO 13-LR652 PH2 | PRE | 198W | E570 | 5782598 | E.5014743.02 | FORESTVILLE | Sonoma | Sonoma | Northern | PEND | MONTE RIO 1113652 | 115 | 14 | 44 |  |  | 0 | #DIV/0! |  | #DIV/0! |  | #DIV/0! | [6 empty] | #N/A | #N/A | 61.3049
74021961 | COMP |  |  |  |  | COMP | 4.77 | [12 empty] | MIRABEL 1102 | 042091102 | Tier 3 | 042091102 | 21.9938 | 153082106 | 4.801 | 042091102 | 182.2008 | 114705149 | 74021961 | 35043830 | CWSP - MIRABEL 02/MONTE RIO 13 - LR 652 |  | 198W | E570 | 5782833 | E.5014743.01 | FORESTVILLE | Sonoma | Sonoma | Northern | PEND | MONTE RIO 1113652 | 115 | 14 | 129 | 35410 | 35410 | 35410 | 200 | [8 empty] | 2019-02348 | 1/17/19 - approved BC review. 7/5/18 - approved AA review. | 21.9938 | 4.801 | 31.2263 | 3 | Wildfire Resilient |  | 3103 | 2340 | 7 | 5 | 740 | 6 | 5 | 23 | 3 | 5 | 3
35129767 | PLAN | [10 empty] | PLAN | 2.5947 |  |  | 2018-65949 |  |  |  | BRUNSWICK 1103 | 152481103 | Tier 3 | 152481103 | 7.5056 | 083622106 | 16.3183 | 152481103 | 96.1819 | 114810960 | 35129767 | 74022380 | CWSP-BRUNSWICK 1103-LR2200-PH1 | PRE | 198W | E470 | 5746480 | E.5015531.02 | NEVADA CITY | Nevada | Sierra | Northern | ESTS erdy | BRUNSWICK 11032200 | 117 | 6 | 33 | 13700 | 13700 | 0 | 227 |  | 0 |  | 0 |  |  |  | Level 2 construction | 2019-02348 | 1/19/19 - approved BC review. 10/18/18 - added new PO & WBS. 9/11/18 - approved AA review. | 7.5056 | 16.3183 | 38.7562 | 3 | Wildfire Resilient |  | 3087 | 2340 | 7 | 5 | 740 | 6 | 5 | 7 | 2 | 5 | 3
35142826 | PLAN | [8 empty] | PLAN | 1.57 |  |  |  |  | 2018-65949 |  | 2020-06583 | 2020-52972 | BRUNSWICK 1103 | 152481103 | Tier 3 | 152481103 | 7.5056 | 083622106 | 16.3183 | 152481103 | 96.1819 | 118218639 | 35142826 |  | CWSP-BRUNSWICK 1103-LR2200-PH2 | PRE | 198W | E470 | 5788622 | E.5015531.03 | NEVADA CITY | Nevada | Sierra | Northern | ESTS | BRUNSWICK 11032200 | 117 | 6 | 33 | 8283 | 8283 | 0 | 227 |  | 0 |  | 0 | [6 empty] | 7.5056 | 16.3183 | 38.7562
35142827 | PLAN | [10 empty] | PLAN | 0.95114 |  |  | 2018-65949 |  | 2020-06336 |  | BRUNSWICK 1103 | 152481103 | Tier 3 | 152481103 | 7.5056 | 163751102 | 16.3183 | 152481103 | 86.4393 | 118218951 | 35142827 |  | CWSP-BRUNSWICK 1103-LR2200-PH3 | PRE | 198W | E470 | 5788623 | E.5015531.04 | NEVADA CITY | Nevada | Sierra | Northern | ESTS erdy | BRUNSWICK 11032200 | 117 | 6 | 33 | 5022 | 5022 | 0 | 227 |  | 0 |  | 0 | [6 empty] | 7.5056 | 16.3183 | 38.7562
35142828 | PLAN | [8 empty] | PLAN | 0.49 |  |  |  |  | 2018-65949 |  | 2020-11138 | 2020-52975 | BRUNSWICK 1103 | 152481103 | Tier 3 | 152481103 | 7.5056 | 042661104 | 16.3183 | 152481103 | 50.7824 | 118218953 | 35142828 |  | CWSP-BRUNSWICK 1103-LR2200-PH4 | PRE | 198W | E470 | 5788624 | E.5015531.05 | NEVADA CITY | Nevada | Sierra | Northern | ESTS erdy | BRUNSWICK 11032200 | 117 | 6 | 33 | 2600 | 2600 | 0 | 227 |  | 0 |  | 0 | [6 empty] | 7.5056 | 16.3183 | 38.7562
35043993 | [19 empty] | CAMP EVERS 2105 | 083622105 | Tier 3 | 083622105 | 2.7924 | 152762101 | 2.1075 | 083622105 | 130.3645 | 114677896 | 35043993 |  | CWSP - CAMPEVERS2105 - LR 74170 - 4KVPH4 | PRE | 198W | E470 | 5530159 | # | BEN LOMOND | Santa Cruz | Central Coast | Central Coast | UNSE | CAMP EVERS 210574170 | 118 | 51 | 43 | 39072 | 39072 | 39072 | 511 | [7 empty] | Level 2 construction | 2018-81770 | 11/13/18 - approved AA review. | 2.7924 | 2.1075 | 85.8551 | 3 | Wildfire Resilient |  | 3103 | 2340 | 7 | 5 | 740 | 6 | 5 | 23 | 3 | 5 | 3
[20 empty] | EL DORADO PH 2102 | 153082106 | Tier 3 | 0 | 0 | 153082106 | 0 | 152762102 | 182.2008 | #N/A |  |  | CWSP - EL DORADO PH 2102 - LR 6645 | PRE |  |  |  |  | #N/A | #N/A |  |  |  | EL DORADO PH 21026645 | 121 | 26 | 75 |  |  | 0 | #DIV/0! | #N/A | [8 empty] | 11/2/18 - [REDACTED] provided WBS & PO | #N/A | #N/A | 34.0862 | 3 | Wildfire Resilient
35061812 | [15 empty] | 2018-93741 |  |  |  | EL DORADO PH 2102 | 152471101 | Tier 3 | 0 | 0 | 152471101 | 0 | 152762102 | 72.8186 | 115221464 | 35061812 |  | CWSP-EL DORADO PH 2102-LR6645-PH1 | PRE | 198W | E470 | 5783199 | E.5015575.01 | EL DORADO | El Dorado | Sierra | Northern | UNSE | EL DORADO PH 21026645 | 121 | 26 | 75 | 16896 | 16896 | 0 | 227 | [7 empty] | Level 2 construction | 2018-93741 | 12/18/18 - approved AA review with comments. | #N/A | #N/A | 34.0862 | 3 | Wildfire Resilient |  | 3103 | 2340 | 7 | 5 | 740 | 6 | 5 | 23 | 3 | 5 | 3
35191316 | PLAN | [10 empty] | PLAN | 1.03 |  |  |  | 2019-47925 |  |  | OAKHURST 1103 | 254421103 | Tier 2 | 254421103 | 2.7302 | 043081101 | 43.3445 | 254421103 | 0 | 119518129 | 35191316 |  | ECOP - OAKHURST 1103 - H01-LR10190 | ECOP |  | E460 | 5541302 | E.5034351.01 | FISH CAMP | Mariposa | Yosemite | Central Valley |  | OAKHURST 110310190 | 123 | 62 | 21 |  |  |  | #DIV/0! |  | #DIV/0! |  | #DIV/0! | [6 empty] | 2.7302 | 43.3445 | 85.2293
35192037 | PLAN | [10 empty] | PLAN | 1.94 |  |  |  | 2019-49308 |  |  | SILVERADO 2105 | 043432105 | Tier 2 | 043432105 | 26.8615 | 192381102 | 1.7906 | 043432105 | 0 | 119554055 | 35192037 |  | ECOP - SILVERADO 2105 - H01-LR1421 | ECOP |  | E470 | 5792078 | E.5034387.01 |  |  | Sonoma |  |  | SILVERADO 21051421 | 125 | 53 | 104 |  |  |  | #DIV/0! |  | #DIV/0! |  | #DIV/0! | [6 empty] | 26.8615 | 1.7906 | 32.0375
74022387 | COMP |  |  |  |  | COMP | 3.97 | [8 empty] | 2018-52859 | N/A | 2019-16701 | 2019-02348 | MIDDLETOWN 1101 | 043141101 | Tier 3 | 043141101 | 15.7135 | 163661702 | 10.1415 | 043141101 | 72.5527 | 114701413 | 74022387 | 35043763 | CWSP-MIDDLETOWN 1101-TS1079 | PRE | 198W | E570 | 5782842 | E.5014744.01 | MIDDLETOWN | Lake | Humboldt | Northern | MAPP srdy redl | MIDDLETOWN 11011079 | 127 | 19 | 66 | 19922 | 20445 | 0 | 227 |  | 201.9565 | 4129000 | 281.3982 | 5753186 |  |  | Level 2 construction | 2020-12827 | 03/02/20 - [REDACTED] approved contingency release of $1.7M due to OH construction costs incurred by [REDACTED]. 1/17/19 - approved BC reveiw. 8/22/18 - approved AA review. 8/13/18 - provided comments. Consider reconductoring blue with 4/0al tree wire & extending reconductoring to switch 1025. 8/10/18 - f/u on need for project. 7/19/18 - per [REDACTED] possible OH to UG project for some scope. | 15.7135 | 10.1415 | 82.0202 | 3 | Wildfire Resilient |  | 3087 | 2340 | 7 | 5 | 740 | 6 | 5 | 7 | 2 | 5 | 3
35192051 | PLAN | [10 empty] | PLAN | 7.18 |  |  |  | 2019-42260 |  |  | SALT SPRINGS 2102 | 163692102 | Tier 3 | 163692102 | 0.064025 | 152762101 | 9.7316 | 163692102 | 130.3645 | 119554056 | 35192051 |  | ECOP - SALT SPRINGS 2102 - H01-LR4796 | ECOP |  | E470 | 5792079 | E.5034388.01 | ARNOLD | Calaveras | Stockton | Central Valley |  | SALT SPRINGS 21024796 | 133 | 7 | 62 |  |  |  | #DIV/0! |  | #DIV/0! |  | #DIV/0! | [6 empty] | 0.064025 | 9.7316 | 42.3197
35043422 | [15 empty] | 2018-70913 | 2019-35881 |  |  | WEST POINT 1101 | 152181101 | Tier 3 | 0 | 0 | 152181101 | 0.062693 | 163201101 | 64.8563 | 114678720 | 35043422 |  | CWSP - WEST POINT 1101 -LR 13444- PH 1.1 | PRE | 198W | E470 | 5785229 | E.5014727.01 | PIONEER | Amador | Stockton | Central Valley | ESTS erdy | WEST POINT 1101L2219 | 137 | 20 | 72 | 54278 | 54278 | 54278 | 511 | [7 empty] | Level 2 construction | 2018-70913 | 5/3/19 - IT request complete. 5/2/19 - requested IT change. 5/1/19 - requested WBS & PO. 10/19/18 - approved AA review. | #N/A | 0.062693 | 63.0107 | 3 | Wildfire Resilient |  | 3103 | 2340 | 7 | 5 | 740 | 6 | 5 | 23 | 3 | 5 | 3
35192039 | PLAN | [10 empty] | PLAN | 2.75 |  |  |  | 2019-41873 |  |  | MONTE RIO 1113 | 153662102 | Tier 3 | 0 | 0 | 153662102 | 0 | 042811113 | 106.8075 | 119554057 | 35192039 |  | ECOP - MONTE RIO 1113 - H04-LR320 | ECOP |  | E470 | 5792080 | E.5034389.01 |  |  | Sonoma |  |  | MONTE RIO 1113320 | 138 | 14 | 44 |  |  |  | #DIV/0! |  | #DIV/0! |  | #DIV/0! | [6 empty] | #N/A | #N/A | 61.3049
35052736 | [19 empty] | MIWUK 1701 | 163751102 | Tier 3 | 0 | 0 | 163751102 | 2.0706 | 163661701 | 86.4393 | 114708583 | 35052736 | 35046383 | CWSP - MIWUK 1701 LR11800 | PRE | 198W | E470 | 5784645 | E.5015037.01 | TWAIN HARTE | Tuolumne | Yosemite | Central Valley | UNSE | MIWUK 170111800 | 139 | 1 | 63 | 50160 | 50160 | 50160 | 511 | [7 empty] | Level 2 construction | 2018-59741 | 3/21/19 - obtained PO & WBS. Added to template. 3/19/18 - requested PO & WBS Element. 8/10/18 - approved AA review. | #N/A | 2.0706 | 75.1127 | 3 | Wildfire Resilient |  | 3103 | 2340 | 7 | 5 | 740 | 6 | 5 | 23 | 3 | 5 | 3
35176549 | PLAN | [8 empty] | PLAN | 1 |  |  |  |  | 2020-48307 | 2019-41873 |  |  | MONTE RIO 1113 | 152481106 | Tier 3 | 0 | 0 | 152481106 | 0 | 042811113 | 120.4803 | 118912762 | 35176549 |  | ECOP - MONTE RIO 1113 - H07 - LR180 | ECOP | 198W | E470 | 5539422 | E.5033909.01 | GUERNEVILLE | Sonoma | North Coast | Northern | UNSE | MONTE RIO 1113180 | 142 | 14 | 44 | 5280 | 5280 | 0 | 227 |  | 0 |  | 0 | [6 empty] | #N/A | #N/A | 61.3049
35047314 | [19 empty] | CAMP EVERS 2105 | 083622105 | Tier 3 | 083622105 | 2.7924 | 152762101 | 2.1075 | 083622105 | 130.3645 | 114760861 | 35047314 |  | CWSP - CAMPEVERS2105 - LR10294 - 4KV PH1 | PRE | 198W | E460 | 5530159 | # | SCOTTS VALLEY | Santa Cruz | Central Coast | Central Coast | UNSE | CAMP EVERS 210510294 | 147 | 51 | 43 | 44616 | 44616 | 44616 | 511 | [7 empty] | Level 2 construction | 2018-77626 | 10/25/18 - approved AA review. | 2.7924 | 2.1075 | 85.8551 | 3 | Wildfire Resilient |  | 3154 | 2340 | 7 | 5 | 740 | 6 | 5 | 74 | 4 | 5 | 3
35052738 | [19 empty] | CURTIS 1705 | 163351705 | Tier 3 | 163351705 | 4.2008 | 0 | 70.2587 | 163351705 | 61.3049 | 114688224 | 35052738 | 35043384 | CWSP-CURTIS 1705-TS843-PH1.1 | PRE | 198W | E470 | 5530178 | # | SONORA | Tuolumne | Yosemite | Central Valley | UNSE | CURTIS 1705843 | 149 | 67 | 317 | 67056 | 67056 | 0 | 227 |  | 0 |  | 0 |  |  |  | Level 2 construction | 2018-60368 | 8/7/18 - approved AA review. | 4.2008 | 70.2587 | 14.6487 | 3 | Wildfire Resilient |  | 3103 | 2340 | 7 | 5 | 740 | 6 | 5 | 23 | 3 | 5 | 3
35137599 | PLAN | [8 empty] | PLAN | 1.2932 |  |  |  |  | 2019-73308 | 2019-38810 |  |  | MIDDLETOWN 1101 | 043141101 | Tier 3 | 043141101 | 15.7135 | 083692105 | 10.1415 | 043141101 | 27.2507 | 118142262 | 35137599 |  | ECOP-MIDDLETOWN 1101-H11-LR614 | ECOP | 198W | E460 | 5530164 |  | KELSEYVILLE | Lake | Humboldt | Northern | UNSE | MIDDLETOWN 1101614 | 152 | 19 | 66 | 6828 | 6828 | 6828 | 511 |  | 0 |  | 0 | [6 empty] | 15.7135 | 10.1415 | 82.0202
35094389 | PLAN | [8 empty] | PLAN | 0.51913 |  |  |  |  | 2018-50209 |  |  |  | KONOCTI 1102 | 043311102 | Tier 3 | 043311102 | 21.6653 | 153082106 | 60.0434 | 043311102 | 182.2008 | 117130852 | 35094389 |  | CWSP - KONOCTI 1102 - LR 532 - PH2 | PRE | 198W | E470 | 5785159 | E.5015029.03 | KELSEYVILLE | Lake | Humboldt | Northern | ESTS | KONOCTI 1102532 | 153 | 69 | 31 | 2741 | 2741 | 2741 | 511 |  | 0 |  | 0 | [5 empty] | 5/8/19 - added doc to notif. 4/29/19 - new phase | 21.6653 | 60.0434 | 65.1242 | 3 | Wildfire Resilient |  | 3103 | 2340 | 7 | 5 | 740 | 6 | 5 | 23 | 3 | 5 | 3
35094391 | PLAN | [8 empty] | PLAN | 0.77973 |  |  |  |  | 2018-50209 |  |  |  | KONOCTI 1102 | 043311102 | Tier 3 | 043311102 | 21.6653 | 153082106 | 60.0434 | 043311102 | 182.2008 | 117130854 | 35094391 |  | CWSP - KONOCTI 1102 - LR 532 - PH4 | PRE | 198W | E470 | 5785161 | E.5015029.05 | KELSEYVILLE | Lake | Humboldt | Northern | UNSC srdy | KONOCTI 1102532 | 153 | 69 | 31 | 4117 | 4117 | 0 | 227 |  | 0 |  | 0 | [5 empty] | 5/8/19 - added doc to notif. 4/29/19 - new phase | 21.6653 | 60.0434 | 65.1242 | 3 | Wildfire Resilient |  | 3103 | 2340 | 7 | 5 | 740 | 6 | 5 | 23 | 3 | 5 | 3
35094395 | PLAN | [8 empty] | PLAN | 0.59318 |  |  |  |  | 2018-50209 |  |  |  | KONOCTI 1102 | 043311102 | Tier 3 | 043311102 | 21.6653 | 153082106 | 60.0434 | 043311102 | 182.2008 | 117130858 | 35094395 |  | CWSP - KONOCTI 1102 - LR 532 - PH8 | PRE | 198W | E470 | 5785165 | E.5015029.09 | KELSEYVILLE | Lake | Humboldt | Northern | UNSE | KONOCTI 1102532 | 153 | 69 | 31 | 3132 | 3132 | 0 | 227 |  | 0 |  | 0 | [5 empty] | 5/8/19 - added doc to notif. 4/29/19 - new phase | 21.6653 | 60.0434 | 65.1242 | 3 | Wildfire Resilient |  | 3103 | 2340 | 7 | 5 | 740 | 6 | 5 | 23 | 3 | 5 | 3
35094396 | PLAN | [8 empty] | PLAN | 0.82405 |  |  |  |  | 2018-50209 |  |  |  | KONOCTI 1102 | 043311102 | Tier 3 | 043311102 | 21.6653 | 153082106 | 60.0434 | 043311102 | 182.2008 | 117130859 | 35094396 |  | CWSP - KONOCTI 1102 - LR 532 - PH9 | PRE | 198W | E470 | 5785166 | E.5015029.10 | KELSEYVILLE | Lake | Humboldt | Northern | UNSC srdy | KONOCTI 1102532 | 153 | 69 | 31 | 4351 | 4351 | 0 | 227 |  | 0 |  | 0 | [5 empty] | 5/8/19 - added doc to notif. 4/29/19 - new phase | 21.6653 | 60.0434 | 65.1242 | 3 | Wildfire Resilient |  | 3103 | 2340 | 7 | 5 | 740 | 6 | 5 | 23 | 3 | 5 | 3
74022385 | PLAN | [6 empty] | PLAN | 2.4191 | [6 empty] | 2018-50209 | NA | 2019-80985 |  | KONOCTI 1102 | 043311102 | Tier 3 | 043311102 | 21.6653 | 152471101 | 60.0434 | 043311102 | 72.8186 | 114691436 | 74022385 | 35044284 | CWSP-KONOCTI 1102-LR 532-PH0 | PRE | 198W | E570 | 5782859 | E.5015029.01 | KELSEYVILLE | Lake | Humboldt | Northern | ESTS | KONOCTI 1102532 | 153 | 69 | 31 | 50618 | 12773 | 12773 | 511 |  | 0 |  | 0 |  |  |  | discovered new order during 6/29/2018 refresh | 2018-50209 | 7/18/18 - approved AA review. | 21.6653 | 60.0434 | 65.1242 | 3 | Wildfire Resilient |  | 3103 | 2340 | 7 | 5 | 740 | 6 | 5 | 23 | 3 | 5 | 3
35094388 | COMP |  |  |  |  | COMP | 0.42 | [8 empty] | 2018-50209 |  | 2019-42180 |  | KONOCTI 1102 | 043311102 | Tier 3 | 043311102 | 21.6653 | 152471101 | 60.0434 | 043311102 | 72.8186 | 117130851 | 35094388 |  | CWSP-KONOCTI 1102-LR 532-PH1 | PRE | 198W | E470 | 5785158 | E.5015029.02 | KELSEYVILLE | Lake | Humboldt | Northern | MAPP srdy redl idoc | KONOCTI 1102532 | 153 | 69 | 31 | 1679 | 1679 | 0.31799 | 200 |  | 0 |  | 0 | [5 empty] | 5/8/19 - added doc to notif. 4/29/19 - new phase | 21.6653 | 60.0434 | 65.1242 | 3 | Wildfire Resilient |  | 3103 | 2340 | 7 | 5 | 740 | 6 | 5 | 23 | 3 | 5 | 3
35094397 | PLAN | [6 empty] | PLAN | 1.0646 | [6 empty] | 2018-50209 | NA | 2019-62948 | 2020-36368 | KONOCTI 1102 | 043311102 | Tier 3 | 043311102 | 21.6653 | 152471101 | 60.0434 | 043311102 | 72.8186 | 117131100 | 35094397 |  | CWSP-KONOCTI 1102-LR 532-PH10 | PRE | 198W | E470 | 5785167 | E.5015029.11 | KELSEYVILLE | Lake | Humboldt | Northern | UNSC srdy | KONOCTI 1102532 | 153 | 69 | 31 | 5621 | 5621 | 0 | 227 |  | 256.0018 | 1438986 | [6 empty] | 5/8/19 - added doc to notif. 4/29/19 - new phase | 21.6653 | 60.0434 | 65.1242 | 3 | Wildfire Resilient |  | 3103 | 2340 | 7 | 5 | 740 | 6 | 5 | 23 | 3 | 5 | 3
35094390 | COMP |  |  |  |  | COMP | 0.55 | [8 empty] | 2018-50209 |  |  |  | KONOCTI 1102 | 043311102 | Tier 3 | 043311102 | 21.6653 | 152471101 | 60.0434 | 043311102 | 72.8186 | 117130853 | 35094390 |  | CWSP-KONOCTI 1102-LR 532-PH3 | PRE | 198W | E470 | 5785160 | E.5015029.04 | KELSEYVILLE | Lake | Humboldt | Northern | CONS srdy | KONOCTI 1102532 | 153 | 69 | 31 | 3201 | 3201 | 3201 | 200 |  | 0 |  | 0 | [5 empty] | 5/8/19 - added doc to notif. 4/29/19 - new phase | 21.6653 | 60.0434 | 65.1242 | 3 | Wildfire Resilient |  | 3103 | 2340 | 7 | 5 | 740 | 6 | 5 | 23 | 3 | 5 | 3
35094392 | COMP |  |  |  |  | COMP | 0.37 | [8 empty] | 2018-50209 |  |  |  | KONOCTI 1102 | 043311102 | Tier 3 | 043311102 | 21.6653 | 0 | 60.0434 | 043311102 | 20.3541 | 117130855 | 35094392 |  | CWSP-KONOCTI 1102-LR 532-PH5 | PRE | 198W | E470 | 5785162 | E.5015029.06 | KELSEYVILLE | Lake | Humboldt | Northern | FICL srdy redl idcr idoc | KONOCTI 1102532 | 153 | 69 | 31 | 3625 | 3625 | 3625 | 200 |  | 0 |  | 0 | [5 empty] | 5/8/19 - added doc to notif. 4/29/19 - new phase | 21.6653 | 60.0434 | 65.1242 | 3 | Wildfire Resilient |  | 3103 | 2340 | 7 | 5 | 740 | 6 | 5 | 23 | 3 | 5 | 3
35094393 | PLAN | [6 empty] | PLAN | 1.9809 | [6 empty] | 2018-50209 | NA | 2019-68393 | 2020-31021 | KONOCTI 1102 | 043311102 | Tier 3 | 043311102 | 21.6653 | 0 | 60.0434 | 043311102 | 20.3541 | 117130856 | 35094393 |  | CWSP-KONOCTI 1102-LR 532-PH6 | PRE | 198W | E470 | 5785163 | E.5015029.07 | KELSEYVILLE | Lake | Humboldt | Northern | UNSC srdy | KONOCTI 1102532 | 153 | 69 | 31 | 10459 | 10459 | 10459 | 511 |  | 0 | [7 empty] | 5/8/19 - added doc to notif. 4/29/19 - new phase | 21.6653 | 60.0434 | 65.1242 | 3 | Wildfire Resilient |  | 3103 | 2340 | 7 | 5 | 740 | 6 | 5 | 23 | 3 | 5 | 3
35094394 | PLAN | [6 empty] | PLAN | 1.4706 | [6 empty] | 2018-50209 | NA |  | 2020-36343 | KONOCTI 1102 | 043311102 | Tier 3 | 043311102 | 21.6653 | 043321103 | 60.0434 | 043311102 | 41.047 | 117130857 | 35094394 |  | CWSP-KONOCTI 1102-LR 532-PH7 | PRE | 198W | E470 | 5785164 | E.5015029.08 | KELSEYVILLE | Lake | Humboldt | Northern | CONS srdy | KONOCTI 1102532 | 153 | 69 | 31 | 7765 | 7765 | 0 | 227 |  | 215.1518 | 1670654 | [6 empty] | 6/4/20 - Reviewing and rejected BC. Incomplete BC. Project already in construction. 5/8/19 - added doc to notif. 4/29/19 - new phase | 21.6653 | 60.0434 | 65.1242 | 3 | Wildfire Resilient |  | 3103 | 2340 | 7 | 5 | 740 | 6 | 5 | 23 | 3 | 5 | 3
35043291 | COMP |  |  |  |  | COMP | 2.87 | [8 empty] | 2018-46893 | 2019-28711 | 2019-39150 | 2019-62696 | PINE GROVE 1102 | 152481105 | Tier 3 | 0 | 0 | 152481105 | 91.6123 | 163751102 | 115.7505 | 114631479 | 35043291 |  | CWSP - PINE GROVE 1102 - LR9145 - PH 1.1 |  | 198W | E470 | 5782590 | E.5014680.01 | PINE GROVE | Amador | Stockton | Central Valley | FICL srdy crdy redl | PINE GROVE 11029145 | 156 | 4 | 3 | 14920 | 14920 | 0 | 201 |  | 0 | [6 empty] | 2018-46893 | 6/22/18 - approved AA review. | #N/A | 91.6123 | 86.4393 | 3 | Wildfire Resilient |  | 3087 | 2340 | 7 | 5 | 740 | 6 | 5 | 7 | 2 | 5 | 3
35085393 | COMP |  |  |  |  | COMP | 0.35 | [8 empty] | 2018-42785 | 2019-16616 |  |  | SILVERADO 2104 | 043432104 | Tier 3 | 043432104 | 27.541 | 163661702 | 39.6472 | 043432104 | 72.5527 | 116951510 | 35085393 |  | CWSP - SILVERADO 2104 - LR722 PH 1B |  | 198W | E470 | 5784860 | E.5014772.02 | DEER PARK | Napa | North Bay | Bay Area | FICL srdy | SILVERADO 2104722 | 160 | 23 | 6 | 2150 | 2150 | 2150 | 200 |  | 0 |  | 0 | [5 empty] | 5/8/19 - added notif doc & long text. 4/11/19 - new sub order | 27.541 | 39.6472 | 78.5591 | 3 | Wildfire Resilient
35085532 | COMP |  |  |  |  | COMP | 1.13 | [8 empty] | 2018-42785 | 2019-16616 | 2019-46526 | 2020-16443 | SILVERADO 2104 | 043432104 | Tier 3 | 043432104 | 27.541 | 163661702 | 39.6472 | 043432104 | 72.5527 | 116951517 | 35085532 |  | CWSP - SILVERADO 2104 - LR722 PH 1C | PRE | 198W | E470 | 5784861 | E.5014772.03 | DEER PARK | Napa | North Bay | Bay Area | DOCC srdy idoc | SILVERADO 2104722 | 160 | 23 | 6 | 5936 | 5936 | 0 | 200 |  | 277.9321 | 1649805 | 0 | [5 empty] | 3/30/20 [REDACTED] Approved BC 5/8/19 - added notif doc & long text. 4/11/19 - new sub order | 27.541 | 39.6472 | 78.5591 | 3 | Wildfire Resilient
35085533 | COMP |  |  |  |  | COMP | 1.02 | [8 empty] | 2018-42785 | 2019-16616 |  |  | SILVERADO 2104 | 043432104 | Tier 3 | 043432104 | 27.541 | 163661702 | 39.6472 | 043432104 | 72.5527 | 116951595 | 35085533 |  | CWSP - SILVERADO 2104 - LR722 PH 1D |  | 198W | E470 | 5784862 | E.5014772.04 | DEER PARK | Napa | North Bay | Bay Area | CONS srdy | SILVERADO 2104722 | 160 | 23 | 6 | 4400 | 4400 | 4400 | 200 |  | 0 |  | 0 | [5 empty] | 5/8/19 - added notif doc & long text. 4/11/19 - new sub order | 27.541 | 39.6472 | 78.5591 | 3 | Wildfire Resilient
35085534 | COMP |  |  |  |  | PART | 0.07 | COMP | 0.724 | [6 empty] | 2018-42785 | 2019-16616 | N/A | 2020-16449 | SILVERADO 2104 | 043432104 | Tier 3 | 043432104 | 27.541 | 103031102 | 39.6472 | 043432104 | 83.6399 | 116951661 | 35085534 |  | CWSP - SILVERADO 2104 - LR722 PH 1E | PRE | 198W | E470 | 5784863 | E.5014772.05 | DEER PARK | Napa | North Bay | Bay Area | DOCC srdy crdy | SILVERADO 2104722 | 160 | 23 | 6 | 4048 | 4191 | 0 | 227 |  | 490.5729 | 2055991 | 0 | [5 empty] | 03/30/20 [REDACTED] approved BC 5/8/19 - added notif doc & long text. 4/11/19 - new sub order | 27.541 | 39.6472 | 78.5591 | 3 | Wildfire Resilient
35085535 | COMP | [6 empty] | COMP | 1.665 | [6 empty] | 2018-42785 | 2019-16616 | N/A | 2020-16450 | SILVERADO 2104 | 043432104 | Tier 3 | 043432104 | 27.541 | 103031102 | 39.6472 | 043432104 | 83.6399 | 116951668 | 35085535 |  | CWSP - SILVERADO 2104 - LR722 PH 1F | PRE | 198W | E470 | 5784864 | E.5014772.06 | DEER PARK | Napa | North Bay | Bay Area | DOCC srdy crdy | SILVERADO 2104722 | 160 | 23 | 6 | 8793 | 8793 | 0 | 227 |  | 329.9365 | 2901132 | 338.8698 | 2979682 |  |  | Level 1 construction |  | 03/23/20 [REDACTED] Post Construction BC approved 5/8/19 - added notif doc & long text. 4/11/19 - new sub order | 27.541 | 39.6472 | 78.5591 | 3 | Wildfire Resilient
35085536 | COMP |  |  |  |  | COMP | 1.33 | [8 empty] | 2018-42785 | 2019-16616 |  |  | SILVERADO 2104 | 043432104 | Tier 3 | 043432104 | 27.541 | 103031102 | 39.6472 | 043432104 | 83.6399 | 116951730 | 35085536 |  | CWSP - SILVERADO 2104 - LR722 PH 1G |  | 198W | E470 | 5784865 | E.5014772.07 | DEER PARK | Napa | North Bay | Bay Area | DOCC srdy | SILVERADO 2104722 | 160 | 23 | 6 | 4850 | 4850 | 0 | 200 |  | 0 |  | 0 | [5 empty] | 5/8/19 - added notif doc & long text. 4/11/19 - new sub order | 27.541 | 39.6472 | 78.5591 | 3 | Wildfire Resilient
35085537 | PLAN |  |  |  |  | PART | 0.59 | COMP | 0.1189 | [6 empty] | 2018-42785 | 2019-16616 | 2019-34723 |  | SILVERADO 2104 | 043432104 | Tier 3 | 043432104 | 27.541 | 103031102 | 39.6472 | 043432104 | 83.6399 | 116951738 | 35085537 |  | CWSP - SILVERADO 2104 - LR722 PH 1H | PRE | 198W | E470 | 5784866 | E.5014772.08 | DEER PARK | Napa | North Bay | Bay Area | CONS srdy | SILVERADO 2104722 | 160 | 23 | 6 | 4053 | 4053 | 4053 | 511 |  | 0 |  | 0 | [5 empty] | 5/8/19 - added notif doc & long text. 4/11/19 - new sub order | 27.541 | 39.6472 | 78.5591 | 3 | Wildfire Resilient
74022390 | PLAN | [6 empty] | COMP | 0.96742 | [6 empty] | 2018-42785 | 2019-16616 |  |  | SILVERADO 2104 | 043432104 | Tier 3 | 043432104 | 27.541 | 103031102 | 39.6472 | 043432104 | 83.6399 | 114592131 | 74022390 | 35040016 | CWSP - SILVERADO 2104- LR722-PH 1A | PRE | 198W | E570 | 5782858 | E.5014772.01 | DEER PARK | Napa | North Bay | Bay Area | CONS srdy | SILVERADO 2104722 | 160 | 23 | 6 | 42768 | 4150 | 4150 | 511 |  | 0 |  | 0 |  |  |  | Level 2. Non-corrosion zone | 2018-42785 | 6/29/18 - approved AA review. 6/12/18 - DRS review deadline extended per [REDACTED] | 27.541 | 39.6472 | 78.5591 | 3 | Wildfire Resilient |  | 3103 | 2340 | 7 | 5 | 740 | 6 | 5 | 23 | 3 | 5 | 3
35192293 | PLAN | [12 empty] | PLAN | 8.13 |  | 2019-45040 |  |  | MOLINO 1102 | 042571102 | Tier 3 | 042571102 | 66.7977 | 182941102 | 20.2937 | 042571102 | 4.4973 | 119556357 | 35192293 |  | ECOP - MOLINO 1102 - H03-LR396 - PH 1 | ECOP |  | E470 | 5792100 | E.5034409.01 | OCCIDENTAL | Sonoma | Sonoma | Northern |  | MOLINO 1102396 | 161 | 24 | 4 |  |  |  | #DIV/0! |  | #DIV/0! |  | #DIV/0! | [6 empty] | 66.7977 | 20.2937 | 91.3626
35192294 | PLAN | [12 empty] | PLAN | 8 |  | 2019-45040 | [11 empty] | 119556373 | 35192294 |  | ECOP - MOLINO 1102 - H03-LR396 - PH 2 | ECOP |  | E470 | 5792101 | E.5034410.01 | OCCIDENTAL | Sonoma | Sonoma | Northern |  | MOLINO 1102396 | 161 | 24 | 4
35050951 | [19 empty] | MONTE RIO 1113 | 152181101 | Tier 3 | 0 | 0 | 152181101 | 0 | 042811113 | 64.8563 | 114848376 | 35050951 |  | CWSP: MONTE RIO 1113 HENDRIX CABLE | PRE | 198W | E460 | 5530175 | # | GUERNEVILLE | Sonoma | Sonoma | Northern | UNSE | MONTE RIO 1113CB | 163 | 14 | 44 | 7400 | 7400 | 7400 | 511 | [7 empty] | Demonstration | 2018-62087 | 8/7/18 - approved AA review. | #N/A | #N/A | 61.3049 | 3 | Wildfire Resilient |  | 3154 | 2340 | 7 | 5 | 740 | 6 | 5 | 74 | 4 | 5 | 3
35052739 | PLAN | [6 empty] | PLAN | [7 empty] | 2018-60918 | 2019-35889 | 2019-69883 | 2020-17350 | MIWUK 1702 | 043141101 | Tier 3 | 0 | 0 | 043141101 | 2.659 | 163661702 | 82.0202 | 114567186 | 35052739 | 35039748 | CWSP-MIWUK 1702-LR38218-PH 1.1 | PRE | 198W | E470 | 5785219 | E.5014776.01 | TWAIN HARTE | Tuolumne | Yosemite | Central Valley | PEND | MIWUK 17021808 | 165 | 15 | 57 | 9926 | 11546 | 0 | 227 |  | 348.5095 | 4023891 | 0 |  |  |  | Heavy loading. Level 2 construction | 2018-60918 | 3/27/20 [REDACTED] Approved BC 5/3/19 - IT request complete. 5/2/19 - requested IT change. 5/1/19 - requested WBS & PO. 8/31/18 - approved AA review. 6/6/18 - approved AA review (cancelled later). 5/22/18 - AA routed to [REDACTED]. Need this changed | #N/A | 2.659 | 72.5527 | 3 | Wildfire Resilient |  | 3154 | 2340 | 7 | 5 | 740 | 6 | 5 | 74 | 4 | 5 | 3
35192296 | PLAN | [12 empty] | PLAN | 8.1 |  | 2019-39714 |  |  | PINE GROVE 1102 | 082021107 | Tier 3 | 0 | 0 | 082021107 | 91.6123 | 163751102 | 2.2285 | 119556406 | 35192296 |  | ECOP - PINE GROVE 1102 - H06-LR83098 | ECOP |  | E470 | 5792102 | E.5034411.01 | PINE GROVE | Amador | Stockton | Central Valley |  | PINE GROVE 110283098 | 167 | 4 | 3 |  |  |  | #DIV/0! |  | #DIV/0! |  | #DIV/0! | [6 empty] | #N/A | 91.6123 | 86.4393
35192300 | PLAN | [12 empty] | PLAN | 2.22 |  | 2019-43695 |  |  | WEST POINT 1101 | 182631103 | Tier 3 | 0 | 0 | 182631103 | 0.062693 | 163201101 | 20.1456 | 119556696 | 35192300 |  | ECOP - WEST POINT 1101 - H04-TSL3355 | ECOP |  | E470 | 5792105 | E.5034417.01 | PIONEER | Amador | Stockton | Central Valley |  | WEST POINT 1101L3355 | 176 | 20 | 72 |  |  |  | #DIV/0! |  | #DIV/0! |  | #DIV/0! | [6 empty] | #N/A | 0.062693 | 63.0107
35112076 | PLAN |  |  |  |  | PART | 0.17 | COMP | 2.0333 | [6 empty] | NA | NA | 2019-55238 | 2019-70357 | FULTON 1107 | 042561107 | Tier 3 | 042561107 | 12.6375 | 152471101 | 0 | 042561107 | 72.8186 | 117440386 | 35112076 |  | CWSP-FULTON 1107-LR214-UG MARK W SPR RD | PRE | 198W | E470 | 5786045 | E.5024097.01 | SANTA ROSA | Sonoma | Sonoma | Northern | DOCC srdy redl idoc | FULTON 1107214 | 178 | 72 | 79 | 8936 | 8936 | 0 | 227 |  | 0 | [5 empty] | EC tag 116858448 |  | 6/21/19 - f/u with [REDACTED] for AA. 6/10/19 - request from [REDACTED] to initiate OH to UG project due to mudslide (EC notif 116858448) | 12.6375 | #N/A | 36.9119 | 3 | Wildfire Resilient
35192285 | PLAN | [12 empty] | PLAN | 10 |  | 2019-44239 |  |  | BRUNSWICK 1106 | 152481106 | Tier 2 | 152481106 | 12.1198 | 042841112 | 50.1881 | 152481106 | 0 | 119555791 | 35192285 |  | ECOP - BRUNSWICK 1106 - H01 - LR2796 - PH 1 | ECOP |  | E470 | 5792085 | E.5034393.01 |  | Nevada | Sierra | Northern |  | BRUNSWICK 11062796 | 180 | 22 | 18 |  |  |  | #DIV/0! |  | #DIV/0! |  | #DIV/0! | [6 empty] | 12.1198 | 50.1881 | 120.4803
35192052 | PLAN | [10 empty] | PLAN | 2.18 |  |  |  | 2019-48952 |  |  | WEST POINT 1102 | 163201102 | Tier 3 | 163201102 | 0.55754 | 013801103 | 67.4358 | 163201102 | 0.12217 | 119554058 | 35192052 |  | ECOP - WEST POINT 1102 - H05-LR34416 | ECOP |  | E470 | 5792081 | E.5034390.01 | PIONEER | Amador | Stockton | Central Valley |  | WEST POINT 110234416 | 194 | 58 | 22 |  |  |  | #DIV/0! |  | #DIV/0! |  | #DIV/0! | [6 empty] | 0.55754 | 67.4358 | 162.7302
74022382 | COMP |  |  |  |  | COMP | 2.35 | [8 empty] | 2018-57269 | 2019-28761 | 2019-36289 | 2019-53378 | COLUMBIA HILL 1101 | 043432105 | Tier 3 | 0 | 0 | 043432105 | 17.7943 | 152471101 | 32.0375 | 114798646 | 74022382 | 35048058 | CWSP-COLUMBIA HILL 1101-LR2212-PH1 | PRE | 198W | E570 | 5777898 | E.5015491.01 | NORTH SAN JUAN | Nevada | Sierra | Northern | DOCC srdy crdy | COLUMBIA HILL 11012212 | 198 | 37 | 120 | 12627 | 12627 | 0 | 458.6 | [7 empty] | Level 2 construction | 2019-53378 | 9/11/19 - approved BC review. 8/1/18 - approved AA review. | #N/A | 17.7943 | 72.8186 | 3 | Wildfire Resilient |  | 3087 | 2340 | 7 | 5 | 740 | 6 | 5 | 7 | 2 | 5 | 3
35098578 | COMP |  |  |  |  | COMP | 1.8 | [8 empty] | 2018-57269 | 2019-28761 | 2019-37920 | 2019-53645 | COLUMBIA HILL 1101 | 043141101 | Tier 3 | 0 | 0 | 043141101 | 17.7943 | 152471101 | 82.0202 | 117177287 | 35098578 |  | CWSP-COLUMBIA HILL 1101-LR2212-PH2 | PRE | 198W | E470 | 5785301 | E.5015491.02 | NORTH SAN JUAN | Nevada | Sierra | Northern | DOCC srdy crdy | COLUMBIA HILL 11012212 | 198 | 37 | 120 | 9457 | 9457 | 0 | 275 | [7 empty] | Heavy loading zone | 2020-41791 | 9/21/19 - send f/u and extended review deadline. 9/11/19 - provided BC review comments. 5/8/19 - new phase. Added doc to notif. | #N/A | 17.7943 | 72.8186 | 3 | Wildfire Resilient
35098579 | COMP |  |  |  |  | COMP | 1.43 | [8 empty] | 2018-57269 | 2019-28761 | 2019-36018 | 2019-53903 | COLUMBIA HILL 1101 | 163692102 | Tier 3 | 0 | 0 | 163692102 | 17.7943 | 152471101 | 42.3197 | 117177288 | 35098579 |  | CWSP-COLUMBIA HILL 1101-LR2212-PH3 | PRE | 198W | E470 | 5785302 | E.5015491.03 | NORTH SAN JUAN | Nevada | Sierra | Northern | MAPP srdy crdy redl idoc | COLUMBIA HILL 11012212 | 198 | 37 | 120 | 8350 | 7417 | 0 | 200 | [7 empty] | Heavy loading zone | 2019-53903 | 8/29/19 - approved BC review. 8/28/19 - provided review comments. Need DRS comments and link to AA. 5/8/19 - new phase. Added doc to notif. | #N/A | 17.7943 | 72.8186 | 3 | Wildfire Resilient
35098621 | PLAN | [6 empty] | PLAN | 0.9091 | [6 empty] | 2018-57269 | 2019-28761 | 2019-39374 | 2020-25928 | COLUMBIA HILL 1101 | 163201101 | Tier 3 | 0 | 0 | 163201101 | 17.7943 | 152471101 | 63.0107 | 117177530 | 35098621 |  | CWSP-COLUMBIA HILL 1101-LR2212-PH4 | PRE | 198W | E470 | 5785303 | E.5015491.04 | NORTH SAN JUAN | Nevada | Sierra | Northern | PEND | COLUMBIA HILL 11012212 | 198 | 37 | 120 | 4800 | 4800 | 0 | 227 | [9 empty] | 5/8/19 - new phase. Added doc to notif. | #N/A | 17.7943 | 72.8186 | 3 | Wildfire Resilient
35098622 | COMP |  |  |  |  | COMP | 2.48 | [8 empty] | 2018-57269 | 2019-28761 | 2019-36730 | 2019-55608 | COLUMBIA HILL 1101 | 152471101 | Tier 3 | 0 | 0 | 0 | 17.7943 | 152471101 | 61.3049 | 117177533 | 35098622 |  | CWSP-COLUMBIA HILL 1101-LR2212-PH5 | PRE | 198W | E470 | 5785304 | E.5015491.05 | NORTH SAN JUAN | Nevada | Sierra | Northern | DOCC srdy crdy | COLUMBIA HILL 11012212 | 198 | 37 | 120 | 11410 | 12854 | 0 | 227 |  | 299.8696 | 3854524 | 307.1941 | 3948673 |  |  | Heavy loading zone | 2020-08469 | 2/20/20 - Approved contingency release of $300K. | #N/A | 17.7943 | 72.8186 | 3 | Wildfire Resilient
35054184 | [19 empty] | COLUMBIA HILL 1101 | 163661701 | Tier 3 | 0 | 0 | 163661701 | 17.7943 | 152471101 | 75.1127 | 114941996 | 35054184 |  | CWSP-COLUMBIA HILL 1101-TS8233-PH1.1 | PRE | 198W | E470 | 5530173 | # | NEVADA CITY | Nevada | Sierra | Northern | UNSE | COLUMBIA HILL 11012212 | 198 | 37 | 120 | 25731 | 25731 | 0 | 227 |  | 0 |  | 0 |  |  |  | Level 2 construction | 2018-72909 | 10/23/18 - approved AA review. | #N/A | 17.7943 | 72.8186 | 3 | Wildfire Resilient |  | 3103 | 2340 | 7 | 5 | 740 | 6 | 5 | 23 | 3 | 5 | 3
35061041 | [19 empty] | MONTE RIO 1112 | 163751102 | Tier 3 | 0 | 0 | 163751102 | 0 | 042811112 | 86.4393 | 115099028 | 35061041 |  | CWSP – MONTE RIO 1112 – TS 15401 | PRE | 198W | E470 | 5782762 | E.5015479.01 | MONTE RIO | Sonoma | Sonoma | Northern | UNSE | MONTE RIO 111215401 | 204 | 32 | 167 | 30517 | 30517 | 30517 | 511 | [7 empty] | Level 2 construction | 2018-84954 | 12/11/18 - approved AA review. | #N/A | #N/A | 20.3541 | 3 | Wildfire Resilient |  | 3087 | 2340 | 7 | 5 | 740 | 6 | 5 | 7 | 2 | 5 | 3
[20 empty] | MONTE RIO 1112 | 163751102 | Tier 3 | 0 | 0 | 163751102 | 0 | 042811112 | 86.4393 | #N/A |  |  | CWSP - Monte Rio 1112-TS 15401 | PRE |  |  |  |  | #N/A | #N/A |  |  |  | MONTE RIO 111215401 | 204 | 32 | 167 |  |  | 0 | #DIV/0! | #N/A |  |  |  |  | #N/A | #N/A |  |  | 10/29/18 - received WBS & PO | #N/A | #N/A | 20.3541 | 3 | Wildfire Resilient |  | 931 | 740 | 6 | 5 | 135 | 5 | 3 | 56 | 3 | 6 | 3
35192295 | PLAN | [12 empty] | CONT | 6.46 |  | 2019-47446 |  |  | RINCON 1103 | 043321103 | Tier 3 | 043321103 | 3.244 | 012350401 | 3.7802 | 043321103 | 3.2742 | 119556481 | 35192295 |  | ECOP - RINCON 1103 - H02-LR198 | ECOP |  | E470 | 5792104 | E.5034413.01 | SANTA ROSA | Sonoma | Sonoma | Northern |  | RINCON 1103198 | 205 | 36 | 55 |  |  |  | #DIV/0! |  | #DIV/0! |  | #DIV/0! | [6 empty] | 3.244 | 3.7802 | 41.047
35191380 | PLAN | [12 empty] | PLAN | 1.01 |  | 2019-42251 |  |  | MIWUK 1702 | 014671102 | Tier 3 | 0 | 0 | 014671102 | 2.659 | 163661702 | 1.194 | 119518524 | 35191380 |  | ECOP - MIWUK 1702 - H02-LR9270 | ECOP |  | E460 | 5541306 | E.5034356.01 |  | Tuolumne | Yosemite | Central Valley |  | MIWUK 17029270 | 206 | 15 | 57 |  |  |  | #DIV/0! |  | #DIV/0! |  | #DIV/0! | [6 empty] | #N/A | 2.659 | 72.5527
35191381 | PLAN | [12 empty] | PLAN | 1.2 |  | 2019-42251 |  |  | MIWUK 1702 | 152261103 | Tier 3 | 0 | 0 | 152261103 | 2.659 | 163661702 | 10.2179 | 119518525 | 35191381 |  | ECOP - MIWUK 1702 - H03-LR9270 | ECOP |  | E460 | 5541307 | E.5034356.01 |  | Tuolumne | Yosemite | Central Valley |  | MIWUK 17029270 | 206 | 15 | 57 |  |  |  | #DIV/0! |  | #DIV/0! |  | #DIV/0! | [6 empty] | #N/A | 2.659 | 72.5527
74022384 | PLAN | [6 empty] | PLAN | 5.5545 | [6 empty] | 2018-55406 | NA | 2019-34744 | 2019-02348 | FITCH MOUNTAIN 1113 | 042751113 | Tier 3 | 042751113 | 77.9697 | 153082106 | 42.0348 | 042751113 | 182.2008 | 114753320 | 74022384 | 35046896 | CWSP - FITCH MOUNTAIN 1113 LR 24918 | PRE | 198W | E570 | 5782860 | E.5015487.01 | GEYSERVILLE | Sonoma | Sonoma | Northern | PEND | FITCH MOUNTAIN 111324918 | 209 | 85 | 39 | 29358 | 29358 | 0 | 227 |  | 202.9941 | 5959500 | 0 |  |  |  | Level 2 construction | 2019-02348 | 1/17/19 - approved BC review. 8/9/18 - approved AA review. 8/6/18 - f/u on request. 8/1/18 - provided review comments concerning scope for mainline (2ar vs 4/0al) and total footage discrepancy between AA and Spreadsheet. | 77.9697 | 42.0348 | 29.9229 | 3 | Wildfire Resilient |  | 3087 | 2340 | 7 | 5 | 740 | 6 | 5 | 7 | 2 | 5 | 3
35191319 | PLAN | [12 empty] | PLAN | 0.76 |  | 2019-50352 |  |  | LAS GALLINAS A 1105 | 042991105 | Tier 3 | 042991105 | 10.1345 | 024101101 | 2.8165 | 042991105 | 12.8293 | 119518398 | 35191319 |  | ECOP - LAS GALLINAS A 1105 - H01-LR99904 | ECOP |  | E460 | 5541305 | E.5034355.01 | [5 empty] | LAS GALLINAS A 110599904 | 213 | 86 | 218 |  |  |  | #DIV/0! |  | #DIV/0! |  | #DIV/0! | [6 empty] | 10.1345 | 2.8165 | 8.6055
74022723 | [19 empty] | PARADISE 1106 | 102831106 | Tier 3 | 102831106 | 0.31948 | 152762101 | 0 | 102831106 | 130.3645 | 115342359 | 74022723 |  | CWSP - CAMP FIRE PDSE 1106 PONDEROSA WAY | BUTTE | 198W | E570 | 5783287 | E.5015604.01 | PARADISE | Butte | North Valley | Northern | FICL | PARADISE 1106CB | 219 | 11 | 191 |  |  |  | #DIV/0! | [9 empty] | 2/5/19 - f/u on order MAT. 11/13/18 - orders for rebuild | 0.31948 | #N/A | 24.3706 | 3 | Camp Fire Rebuild
74022614 | [19 empty] | PARADISE 1105 | 102831105 | Tier 3 | 102831105 | 6.7676 | 152762101 | 0 | 102831105 | 130.3645 | 115340065 | 74022614 |  | CWSP - CAMP FIRE PADSE 1105 QUAIL RD | BUTTE | 198W | E570 | 5783285 | E.5015606.01 | PARADISE | Butte | North Valley | Northern | UNSE | PARADISE 1106CB | 219 | 11 | 113 |  |  | 0 | #DIV/0! | [9 empty] | 2/5/19 - f/u on order MAT. 11/13/18 - orders for rebuild | 6.7676 | #N/A | 12.9934 | 3 | Camp Fire Rebuild
35060995 | [19 empty] | BRUNSWICK 1106 | 152481106 | Tier 3 | 152481106 | 12.1198 | 163201101 | 50.1881 | 152481106 | 63.0107 | 115101457 | 35060995 |  | CWSP-BRUNSWICK 1106-LR2104-PH1.1 | PRE | 198W | E470 | 5783059 | E.5015551.01 | NEVADA CITY | Nevada | Sierra | Northern | UNSE | BRUNSWICK 11062104 | 222 | 22 | 18 | 51142 | 51142 | 0 | 227 | [7 empty] | Level 2 construction | 2018-84603 | 12/18/18 - approved AA review. Added to template to get WBS & PI = Y | 12.1198 | 50.1881 | 120.4803 | 3 | Wildfire Resilient |  | 3154 | 2340 | 7 | 5 | 740 | 6 | 5 | 74 | 4 | 5 | 3
35192292 | PLAN | [12 empty] | PLAN | 2.6 |  | 2019-52392 |  |  | FULTON 1107 | 042561107 | Tier 3 | 042561107 | 12.6375 | 083622105 | 0 | 042561107 | 85.8551 | 119556108 | 35192292 |  | ECOP - FULTON 1107 - H02-LR604 | ECOP |  | E470 | 5792094 | E.5034403.01 | SANTA ROSA | Sonoma | Sonoma | Northern |  | FULTON 1107604 | 225 | 72 | 79 |  |  |  | #DIV/0! |  | #DIV/0! |  | #DIV/0! | [6 empty] | 12.6375 | #N/A | 36.9119
35058794 | [15 empty] | 2018-82583 |  |  |  | APPLE HILL 2102 | 153662102 | Tier 3 | 153662102 | 13.2281 | 083622106 | 227.3128 | 153662102 | 96.1819 | 115036667 | 35058794 |  | CWSP-APPLE HILL 2102-7502-PH1.1 | PRE | 198W | E470 | 5782527 | E.5015413.01 | POLLOCK PINES | El Dorado | Sierra | Northern | UNSE | APPLE HILL 21027502 | 226 | 90 | 2 | 46147 | 46147 | 0 | 227 | [7 empty] | Level 2 construction | 2018-82583 | 10/30/18 - approved AA review. 9/18/18 - [REDACTED] provided WBS Element # & PO | 13.2281 | 227.3128 | 106.8075 | 3 | Wildfire Resilient |  | 3087 | 2340 | 7 | 5 | 740 | 6 | 5 | 7 | 2 | 5 | 3
35058795 | [15 empty] | 2018-82593 |  |  |  | APPLE HILL 2102 | 153662102 | Tier 3 | 153662102 | 13.2281 | 083622106 | 227.3128 | 153662102 | 96.1819 | 115036706 | 35058795 |  | CWSP-APPLE HILL 2102-7502-PH2.1 | PRE | 198W | E470 | 5782528 | E.5015412.01 | POLLOCK PINES | El Dorado | Sierra | Northern | UNSE | APPLE HILL 21027502 | 226 | 90 | 2 | 39706 | 39706 | 0 | 227 | [7 empty] | Level 2 construction | 2018-82593 | 10/31/18 - approved AA review. 9/18/18 - [REDACTED] provided WBS Element # & PO | 13.2281 | 227.3128 | 106.8075 | 3 | Wildfire Resilient |  | 3087 | 2340 | 7 | 5 | 740 | 6 | 5 | 7 | 2 | 5 | 3
35058797 | [15 empty] | 2018-82604 |  |  |  | APPLE HILL 2102 | 153662102 | Tier 3 | 153662102 | 13.2281 | 083622106 | 227.3128 | 153662102 | 96.1819 | 115036771 | 35058797 |  | CWSP-APPLE HILL 2102-7502-PH3.1 | PRE | 198W | E470 | 5782529 | E.5015411.01 | POLLOCK PINES | El Dorado | Sierra | Northern | UNSE | APPLE HILL 21027502 | 226 | 90 | 2 | 46094 | 46094 | 0 | 227 | [7 empty] | Level 2 construction | 2018-82604 | 10/31/18 - approved AA review. 9/18/18 - [REDACTED] provided WBS Element # & PO | 13.2281 | 227.3128 | 106.8075 | 3 | Wildfire Resilient |  | 3087 | 2340 | 7 | 5 | 740 | 6 | 5 | 7 | 2 | 5 | 3
35192298 | PLAN | [12 empty] | PLAN | 6.99 |  | 2019-42260 |  |  | SALT SPRINGS 2102 | 163692102 | Tier 3 | 163692102 | 0.064025 | 254151101 | 9.7316 | 163692102 | 33.2737 | 119556492 | 35192298 |  | ECOP - SALT SPRINGS 2102 - H02-LR37300 | ECOP |  | E470 | 5792105 | E.5034414.01 | ARNOLD | Calaveras | Stockton | Central Valley |  | SALT SPRINGS 210237300 | 227 | 7 | 62 |  |  |  | #DIV/0! |  | #DIV/0! |  | #DIV/0! | [6 empty] | 0.064025 | 9.7316 | 42.3197
35058905 | COMP |  |  |  |  | PART | 1.36 | COMP | 0.751 | [6 empty] | 2018-84183 | 2019-32208 | 2019-50798 | 2019-55680 | VOLTA 1102 | 102541102 | Tier 3 | 102541102 | 0.81117 | 082021106 | 41.6992 | 102541102 | 0.038755 | 115038304 | 35058905 |  | CWSP - VOLTA 1102 - LR 1648 - PH 4.1 | PRE | 198W | E470 | 5782587 | E.5015428.01 | SHINGLETOWN | Shasta | North Valley | Northern | DOCC srdy crdy | VOLTA 11029742 | 229 | 55 | 61 | 11306 | 11306 | 0 | 227 |  | 449.7875 | 5085297 |  |  |  |  | Level 2 construction | 2018-84183 | 03/09/20 - Approved BC 5/3/19 - IT request complete. 5/2/19 - requested IT change. 11/14/18 - approved AA review. 11/14/18 - provided review comments. 9/18/18 - [REDACTED] provided WBS Element # & PO | 0.81117 | 41.6992 | 87.3855 | 3 | Wildfire Resilient | N/A | 3103 | 2340 | 7 | 5 | 740 | 6 | 5 | 23 | 3 | 5 | 3
35110445 | COMP |  |  |  |  | PART | 1.45 | COMP | 0.192 | [6 empty] | 2018-84183 | 2018-84183 | 2019-39952 | 2019-69263 | VOLTA 1102 | 102541102 | Tier 3 | 102541102 | 0.81117 | 042031125 | 41.6992 | 102541102 | 26.3622 | 117387609 | 35110445 |  | CWSP - VOLTA 1102 - LR 1648 - PH 4.2 | PRE | 198W | E470 | 5785616 | E.5015428.02 | SHINGLETOWN | Shasta | North Valley | Northern | DOCC srdy crdy | VOLTA 11029742 | 229 | 55 | 61 | 10160 | 10160 |  | 227 |  | 0 | [5 empty] | Heavy Snow loading | 2019-58160 | 9/21/19 - provided review comments. 5/28/19 - obtained WBS & PO | 0.81117 | 41.6992 | 87.3855 | 3 | Wildfire Resilient | N/A | 3103 | 2340 | 7 | 5 | 740 | 6 | 5 | 23 | 3 | 5 | 3
35110446 | COMP | [6 empty] | COMP | 2.159 | [6 empty] | 2018-84183 | 2018-84183 | 2019-40600 | 2019-58086 | VOLTA 1102 | 102541102 | Tier 3 | 102541102 | 0.81117 | 152261105 | 41.6992 | 102541102 | 76.2667 | 117387798 | 35110446 |  | CWSP - VOLTA 1102 - LR 1648 - PH 4.3 | PRE | 198W | E470 | 5785617 | E.5015428.03 | SHINGLETOWN | Shasta | North Valley | Northern | DOCC srdy crdy | VOLTA 11029742 | 229 | 55 | 61 | 11030 | 11030 | 0 | 227 |  | 0 | [7 empty] | 5/28/19 - obtained WBS & PO | 0.81117 | 41.6992 | 87.3855 | 3 | Wildfire Resilient | N/A | 3103 | 2340 | 7 | 5 | 740 | 6 | 5 | 23 | 3 | 5 | 3
35110447 | PLAN | [6 empty] | PLAN | 1.1739 | [6 empty] | 2018-84183 | 2018-84183 | 2019-39763 | 2019-58090 | VOLTA 1102 | 102541102 | Tier 3 | 102541102 | 0.81117 | 0 | 41.6992 | 102541102 | 3.2736 | 117387953 | 35110447 |  | CWSP - VOLTA 1102 - LR 1648 - PH 4.4 | PRE | 198W | E470 | 5785618 | E.5015428.04 | SHINGLETOWN | Shasta | North Valley | Northern | DOCC erdy srdy | VOLTA 11029742 | 229 | 55 | 61 | 6201 | 6201 | 0 | 227 |  | 0 | [7 empty] | 5/28/19 - obtained WBS & PO | 0.81117 | 41.6992 | 87.3855 | 3 | Wildfire Resilient | N/A | 3103 | 2340 | 7 | 5 | 740 | 6 | 5 | 23 | 3 | 5 | 3
35110448 | PLAN | [6 empty] | PLAN | 2 | [6 empty] | 2018-84183 | 2019-32208 | 2019-43337 | 2020-06270 | VOLTA 1102 | 102541102 | Tier 3 | 102541102 | 0.81117 | 0 | 41.6992 | 102541102 | 28.5019 | 117388062 | 35110448 |  | CWSP - VOLTA 1102 - LR 1648 - PH 4.5 | PRE | 198W | E470 | 5785619 | E.5015428.05 | SHINGLETOWN | Shasta | North Valley | Northern | CONS srdy | VOLTA 11029742 | 229 | 55 | 61 | 10571 | 10571 | 0 | 227 |  | 487.3122 | 5151377 | [6 empty] | 3/13/20 Approved BC 5/28/19 - obtained WBS & PO | 0.81117 | 41.6992 | 87.3855 | 3 | Wildfire Resilient | N/A | 3103 | 2340 | 7 | 5 | 740 | 6 | 5 | 23 | 3 | 5 | 3
35191382 | PLAN | [12 empty] | CONT | 1.49 |  | 2019-44389 |  |  | MORAGA 1105 | 013801105 | Tier 3 | 013801105 | 12.065 | 083692104 | 0.81382 | 013801105 | 39.1417 | 119518526 | 35191382 |  | ECOP - MORAGA 1105 - H01-CB | ECOP |  | E460 | 5541308 | E.5034358.01 |  | Contra Costa | Diablo | Bay Area |  | MORAGA 1105CB | 234 | 93 | 135 |  |  |  | #DIV/0! |  | #DIV/0! |  | #DIV/0! | [6 empty] | 12.065 | 0.81382 | 6.9751
35137593 | PLAN | [8 empty] | PLAN | 1.3775 |  |  |  |  | 2019-73200 | 2019-38810 |  |  | MIDDLETOWN 1101 | 043141101 | Tier 3 | 043141101 | 15.7135 | 014091108 | 10.1415 | 043141101 | 16.0048 | 118125945 | 35137593 |  | ECOP-MIDDLETOWN 1101-H07-LR4646 | ECOP | 198W | E460 | 5530164 |  | COBB | Lake | Humboldt | Northern | UNSE | MIDDLETOWN 11014646 | 235 | 19 | 66 | 7273 | 7273 | 7273 | 511 |  | 0 |  | 0 | [6 empty] | 15.7135 | 10.1415 | 82.0202
35137596 | PLAN | [8 empty] | PLAN | 0.97178 |  |  |  |  | 2019-73285 | 2019-38810 |  |  | MIDDLETOWN 1101 | 043141101 | Tier 3 | 043141101 | 15.7135 | 102911105 | 10.1415 | 043141101 | 0.68344 | 118127757 | 35137596 |  | ECOP-MIDDLETOWN 1101-H08-LR4646 | ECOP | 198W | E460 | 5530164 |  | COBB | Lake | Humboldt | Northern | UNSE | MIDDLETOWN 11014646 | 235 | 19 | 66 | 5131 | 5131 | 5131 | 511 |  | 0 |  | 0 | [6 empty] | 15.7135 | 10.1415 | 82.0202
35061810 | [19 empty] | EL DORADO PH 2101 | 152762101 | Tier 3 | 152762101 | 10.5046 | 152762101 | 25.7552 | 152762101 | 130.3645 | 115217232 | 35061810 |  | CWSP - EL DORADO PH 2101 ZONE 19612 | PRE | 198W | E470 | 5783177 | E.5015573.01 | EL DORADO | El Dorado | Sierra | Northern | UNSE | EL DORADO PH 210119612 | 238 | 10 | 5 | 51080 | 51080 | 51080 | 511 | [7 empty] | Level 2 construction | 2018-97255 | 1/2/19 - approved AA review but asked where 2A-PE conductor is from scope. | 10.5046 | 25.7552 | 130.3645 | 3 | Wildfire Resilient |  | 3154 | 2340 | 7 | 5 | 740 | 6 | 5 | 74 | 4 | 5 | 3
[20 empty] | EL DORADO PH 2101 | 152762101 | Tier 3 | 152762101 | 10.5046 | 152762101 | 25.7552 | 152762101 | 130.3645 | #N/A |  |  | CWSP - El DORADO PH 2101 ZONE 19612 | PRE |  |  |  |  | #N/A | #N/A |  |  |  | EL DORADO PH 210119612 | 238 | 10 | 5 |  |  | 0 | #DIV/0! | #N/A |  |  |  |  | #N/A | #N/A |  |  | 11/2/18 - [REDACTED] provided WBS & PO | 10.5046 | 25.7552 | 130.3645 | 3 | Wildfire Resilient
35192290 | PLAN | [12 empty] | PLAN | 2.59 |  | 2019-52118 |  |  | DIAMOND SPRINGS 1107 | 152261107 | Tier 3 | 152261107 | 6.7031 | 082021107 | 17.9523 | 152261107 | 2.2285 | 119556075 | 35192290 |  | ECOP - DIAMOND SPRINGS 1101 - H01-LR1402 | ECOP |  | E470 | 5792092 | E.5034401.01 |  | El Dorado | Sierra | Northern |  | DIAMOND SPRINGS 11071402 | 244 | 99 | 112 |  |  |  | #DIV/0! |  | #DIV/0! |  | #DIV/0! | [6 empty] | 6.7031 | 17.9523 | 34.3055
35192291 | PLAN | [12 empty] | PLAN | 2.18 |  | 2019-52118 |  |  | DIAMOND SPRINGS 1107 | 152261107 | Tier 3 | 152261107 | 6.7031 | 082021107 | 17.9523 | 152261107 | 2.2285 | 119556091 | 35192291 |  | ECOP - DIAMOND SPRINGS 1101 - H02-LR1402 | ECOP |  | E470 | 5792093 | E.5034402.01 |  | El Dorado | Sierra | Northern |  | DIAMOND SPRINGS 11071402 | 244 | 99 | 112 |  |  |  | #DIV/0! |  | #DIV/0! |  | #DIV/0! | [6 empty] | 6.7031 | 17.9523 | 34.3055
35192301 | PLAN | [12 empty] | PLAN | 1.6 |  | 2019-48952 |  |  | WEST POINT 1102 | 163201102 | Tier 2 | 163201102 | 0.55754 | 042761101 | 67.4358 | 163201102 | 0 | 119556698 | 35192301 |  | ECOP - WEST POINT 1102 - H06-LR36676 | ECOP |  | E470 | 5792109 | E.5034418.01 | PIONEER | Amador | Stockton | Central Valley |  | WEST POINT 110236676 | 249 | 58 | 22 |  |  |  | #DIV/0! |  | #DIV/0! |  | #DIV/0! | [6 empty] | 0.55754 | 67.4358 | 162.7302
35191383 | PLAN | [12 empty] | PLAN | 1.05 |  | 2019-55126 |  |  | SILVERADO 2102 | 043432102 | Tier 2 | 043432102 | 53.2032 | 18261102 | 22.1283 | 043432102 | 0 | 119518528 | 35191383 |  | ECOP - SILVERADO 2102 - H01-LR58626 | ECOP |  | E460 | 5541309 | E.5034359.01 |  | Napa | North Bay | Bay Area |  | SILVERADO 210258626 | 250 | 102 | 159 |  |  |  | #DIV/0! |  | #DIV/0! |  | #DIV/0! | [6 empty] | 53.2032 | 22.1283 | 33.3127
35191318 | PLAN | [10 empty] | PLAN | 1.11 |  |  |  | 2019-55126 |  |  | SILVERADO 2102 | 043432102 | Tier 2 | 043432102 | 53.2032 | 102530401 | 22.1283 | 043432102 | 0 | 119518390 | 35191318 |  | ECOP - SILVERADO 2102 - H02-LR58626 | ECOP |  | E460 | 5541303 | E.5034352.01 |  | Napa | North Bay | Bay Area |  | SILVERADO 210258626 | 250 | 102 | 159 |  |  |  | #DIV/0! |  | #DIV/0! |  | #DIV/0! | [6 empty] | 53.2032 | 22.1283 | 33.3127
35048009 | [15 empty] | 2018-56997 |  |  |  | APPLE HILL 2102 | 153662102 | Tier 3 | 153662102 | 13.2281 | 083622106 | 227.3128 | 153662102 | 96.1819 | 114790791 | 35048009 |  | CWSP-APPLE HILL 2102-LR97982-PH1.1 | PRE | 198W | E470 | 5530173 | # | SOMERSET | El Dorado | Sierra | Northern | UNSE | APPLE HILL 210297982 | 255 | 90 | 2 | 38889 | 53587 | 0 | 227 | [7 empty] | Level 2 construction | 2018-56997 | 8/8/18 - approved AA review. 7/31/18 - provided review question about mainline replacement with 2ar tree wire. | 13.2281 | 227.3128 | 106.8075 | 3 | Wildfire Resilient |  | 3087 | 2340 | 7 | 5 | 740 | 6 | 5 | 7 | 2 | 5 | 3
35040961 | COMP |  |  | COMP | 0.80208 | [10 empty] | 2018-41898 | N/A | 2018-50496 | 2018-62436 | OAKLAND K 1102 | 042571102 | Tier 3 | 0 | 0 | 042571102 | 0 | 012101102 | 91.3626 | 114610526 | 35040961 |  | CWSP: 2018 K-1102 OH TO UG DEMO | DEMO | 198W | E460 | 5530161 | # | ORINDA | Contra Costa | Diablo | Bay Area | CLSD srdy | Oakland K 110217430 | 256 | 103 | 307 | 4235 | 415 | 3820 | 739.34 | 0 | 308.1464 | 1305000 | 182.3092 | 772079.48 |  |  | 03/18/20: BDK5 Install 3-1/0EPR and 3-2AR TW | 2018-62436 | 8/10/18 - approved BC review. 5/24/18 - approved AA review. 5/15/18 - requested PM# | #N/A | #N/A | 3.2736 | 3 | Wildfire Resilient |  | 3154 | 2340 | 7 | 5 | 740 | 6 | 5 | 74 | 4 | 5 | 3
35044115 | [19 empty] | ROB ROY 2105 | 083692105 | Tier 3 | 083692105 | 31.9094 | 042711101 | 12.749 | 083692105 | 0.50507 | 114712175 | 35044115 |  | CWSP - ROB ROY 2105 - LR 5166 | PRE | 198W | E460 | 5530159 | # | APTOS | Santa Cruz | Central Coast | Central Coast | UNSE | ROB ROY 21055166 | 264 | 106 | 85 | 36960 | 36960 | 36960 | 511 |  | 0 |  | 0 |  |  |  | Level 2 construction | 2018-52991 | 7/18/18 - approved AA review. 7/13/18 - comment provided. Scoping 2cu tw in non-corrosion zone | 31.9094 | 12.749 | 27.2507 | 3 | Wildfire Resilient |  | 3103 | 2340 | 7 | 5 | 740 | 6 | 5 | 23 | 3 | 5 | 3
74021963 | PLAN |  |  |  |  | PART | 2.48 | PLAN | 0.28561 | [6 empty] | 2018-45845 | NA | 2020-06158 |  | OAKLAND K 1102 | 042091101 | Tier 3 | 0 | 0 | 042091101 | 0 | 012101102 | 20.2447 | 114592093 | 74021963 | 35040017 | CWSP: OAKLAND K 1102 OCB ZONE | PRE | 198W | E570 | 5782579 | E.5014543.01 | OAKLAND | Alameda | East Bay | Bay Area | CONS srdy crdy | OAKLAND K 1102CB | 265 | 103 | 307 | 15840 | 13518 | 13518 | 511 |  | 0 |  | 0 |  |  |  | Level 1 hardening. Includes OH to UG | 2019-53300 | 9/8/19 - f/u on review comments. 8/29/19 - provided review comments. 1/17/19 - approved BC review. 6/26/18 - approved AA review. 6/21/18 - provided comments. AA routed but indicating 2020 and level 2 constrution. In 2019 plan. 5/22/18 - need AA | #N/A | #N/A | 3.2736 | 3 | Wildfire Resilient |  | 3154 | 2340 | 7 | 5 | 740 | 6 | 5 | 74 | 4 | 5 | 3
35192280 | PLAN | [12 empty] | PLAN | 2.38 |  | 2019-50582 |  |  | CLAYTON 2212 | 012022212 | Tier 3 | 012022212 | 11.0948 | 082021107 | 18.7448 | 012022212 | 2.2285 | 119556070 | 35192280 |  | ECOP - CLAYTON 2212 - H04-LR2951 | ECOP |  | E470 | 5792091 | E.5034400.01 | CONCORD | Contra Costa | Diablo | Bay Area |  | CLAYTON 22122951 | 267 | 108 | 223 |  |  |  | #DIV/0! |  | #DIV/0! |  | #DIV/0! | [6 empty] | 11.0948 | 18.7448 | 29.3609
74022615 | COMP |  |  | COMP | 1.1902 | [10 empty] | N/A | N/A | N/A | N/A | PARADISE 1102 | 102831102 | Tier 3 | 102831102 | 18.6154 | 152762101 | 0 | 102831102 | 130.3645 | 115340017 | 74022615 |  | CWSP - CAMP FIRE PADSE 1105 PENTZ RD | BUTTE | 198W | E570 | 5783284 | E.5015607.01 | PARADISE | Butte | North Valley | Northern | FICL | PARADISE 11022206 | 271 | 88 | 1434 | 5545 | 5545 | 0 | 227 |  | 1.6035 | 8891.62 | 0.083109 | 460.84 |  |  | TW |  | 2/5/19 - f/u on order MAT. 11/13/18 - orders for rebuild | 18.6154 | #N/A | 13.9448 | 3 | Camp Fire Rebuild
31098626 | [15 empty] | 2018-12249 |  | 2018-44958 | 2018-50009 | CLARKSVILLE 2104 | 153612104 | Tier 3 | 153612104 | 12.6793 | 163661701 | 21.9503 | 153612104 | 75.1127 | 108895192 | 31098626 |  | CLARKSVILLE 2104 RECONDUCTOR -PH 3 Y2018 | WDDB | 198 | E060 | 5530173 | P.11129 | EL DORADO HILLS | El Dorado | Sierra | Northern | CONS srdy | CLARKSVILLE 210413352 | 274 | 80 | 132 | 3900 | 8052 | 0 | 227 | [8 empty] | 2018-50009 | 6/22/18 - approved BC/JE review. 3/15/18 - transfered to new MAT 08W (wildfire). 2/14/18 - approved AA review. 2/9/18 - AA not routed from 2016. Sent email to [REDACTED]. Click Estimating for Jan3 | 12.6793 | 21.9503 | 42.578 | 3 | WD | 57.4 | 3154 | 2340 | 7 | 5 | 740 | 6 | 5 | 74 | 4 | 5 | 3
35051485 | [19 empty] | MONTE RIO 1111 | 042811111 | Tier 3 | 042811111 | 6.3972 | 163751102 | 13.3687 | 042811111 | 86.4393 | 114779853 | 35051485 |  | CWSP - MONTE RIO 1111 - 1701 | PRE | 198W | E470 | 5530175 | # | CAZADERO | Sonoma | Sonoma | Northern | UNSE | MONTE RIO 11111701 | 276 | 52 | 157 | 52850 | 52850 | 52850 | 511 | [7 empty] | Level 2 construction | 2018-73855 | 11/2/18 - approved AA review. 11/2/18 - provided review comments. Questioned the project title referencing TS 1701 instead of LR 240 | 6.3972 | 13.3687 | 44.9214 | 3 | Wildfire Resilient |  | 3087 | 2340 | 7 | 5 | 740 | 6 | 5 | 7 | 2 | 5 | 3
35095165 | COMP |  |  |  |  | COMP | 0.69 | [8 empty] | 2018-83301 | 2019-32207 | 2019-40098 | 2019-54611 | VOLTA 1102 | 102541102 | Tier 3 | 102541102 | 0.81117 | 103031102 | 41.6992 | 102541102 | 83.6399 | 114761296 | 35095165 | 35047143 | CWSP - VOLTA 1102 - LR 1648 - PH 3.1 |  | 198W | E470 | 5785228 | E.5015704.01 | SHINGLETOWN | Shasta | North Valley | Northern | DOCC srdy crdy | VOLTA 11021648 | 283 | 55 | 61 | 3843 | 3843 | 0 | 227 |  | 390.4902 | 1500654 | 914.4819 | 3514354 |  |  | Heavy Snow loading | 2020-07886 | 2/19/20 - Re-authorization approved | 0.81117 | 41.6992 | 87.3855 | 3 | Wildfire Resilient |  | 3103 | 2340 | 7 | 5 | 740 | 6 | 5 | 23 | 3 | 5 | 3
35110442 | COMP |  |  |  |  | PART | 1.32 | COMP | 0.03 | [6 empty] | 2018-83301 | 2018-55023 | 2019-40144 | 2019-56698 | VOLTA 1102 | 102541102 | Tier 3 | 102541102 | 0.81117 | 042711101 | 41.6992 | 102541102 | 0.50507 | 117386854 | 35110442 |  | CWSP - VOLTA 1102 - LR 1648 - PH 3.2 | PRE | 198W | E470 | 5785613 | E.5015704.02 | SHINGLETOWN | Shasta | North Valley | Northern | DOCC srdy crdy | VOLTA 11021648 | 283 | 55 | 61 | 7155 | 7155 | 0 | 227 |  | 268.3384 | 1919961 | 673.6667 | 4820085 |  |  |  | 2020-14575 | 3/13/20 - approved reauthorization | 0.81117 | 41.6992 | 87.3855 | 3 | Wildfire Resilient | N/A | 3103 | 2340 | 7 | 5 | 740 | 6 | 5 | 23 | 3 | 5 | 3
35110443 | COMP |  |  |  |  | PART | 1.1 | COMP | 0.156 | [6 empty] | 2018-83301 | 2019-32207 | 2019-41833 | 2019-57023 | VOLTA 1102 | 102541102 | Tier 3 | 102541102 | 0.81117 | 042711101 | 41.6992 | 102541102 | 0.50507 | 117386950 | 35110443 |  | CWSP - VOLTA 1102 - LR 1648 - PH 3.3 | PRE | 198W | E470 | 5785614 | E.5015704.03 | SHINGLETOWN | Shasta | North Valley | Northern | DOCC srdy | VOLTA 11021648 | 283 | 55 | 61 | 6468 | 6468 | 0 | 227 |  | 280.3368 | 1813218.18 | 655.6954 | 4241038 |  |  |  | 2020-08675 | 2/20/20 - approved reauthorization | 0.81117 | 41.6992 | 87.3855 | 3 | Wildfire Resilient | N/A | 3103 | 2340 | 7 | 5 | 740 | 6 | 5 | 23 | 3 | 5 | 3
35110444 | COMP |  |  |  |  | PART | 0.79 | COMP | 0.69 | [6 empty] | 2018-83301 | 2019-40515 | 2019-40515 | 2019-56707 | VOLTA 1102 | 102541102 | Tier 3 | 102541102 | 0.81117 | 042711101 | 41.6992 | 102541102 | 0.50507 | 117386958 | 35110444 |  | CWSP - VOLTA 1102 - LR 1648 - PH 3.4 | PRE | 198W | E470 | 5785615 | E.5015704.04 | SHINGLETOWN | Shasta | North Valley | Northern | DOCC srdy crdy | VOLTA 11021648 | 283 | 55 | 61 | 7757 | 7757 | 0 | 227 |  | 295.4636 | 2291911 | 586.8227 | 4551984 |  |  |  | 2020-14665 | 03/13/20 approved reauth 5/28/19 - obtained WBS & PO | 0.81117 | 41.6992 | 87.3855 | 3 | Wildfire Resilient | N/A | 3103 | 2340 | 7 | 5 | 740 | 6 | 5 | 23 | 3 | 5 | 3
35192299 | PLAN | [12 empty] | CONT | 5.09 |  | 2019-42260 |  |  | SALT SPRINGS 2102 | 163692102 | Tier 3 | 163692102 | 0.064025 | 0 | 9.7316 | 163692102 | 17.7747 | 119556522 | 35192299 |  | ECOP - SALT SPRINGS 2102 - H04-LR97924 | ECOP |  | E470 | 5792106 | E.5034415.01 | ARNOLD | Calaveras | Stockton | Central Valley |  | SALT SPRINGS 210297924 | 290 | 7 | 62 |  |  |  | #DIV/0! |  | #DIV/0! |  | #DIV/0! | [6 empty] | 0.064025 | 9.7316 | 42.3197
35192287 | PLAN | [12 empty] | PLAN | 2.28 |  | 2019-44239 |  |  | BRUNSWICK 1106 | 152481106 | Tier 3 | 152481106 | 12.1198 | 083622105 | 50.1881 | 152481106 | 85.8551 | 119555883 | 35192287 |  | ECOP - BRUNSWICK 1106 - H02 - CB | ECOP |  | E470 | 5792087 | E.5034395.01 |  | Nevada | Sierra | Northern |  | BRUNSWICK 1106CB | 292 | 22 | 18 |  |  |  | #DIV/0! |  | #DIV/0! |  | #DIV/0! | [6 empty] | 12.1198 | 50.1881 | 120.4803
35107688 | PLAN | [6 empty] | PLAN | 1.6943 | [6 empty] | 2018-46319 | 2019-32124 |  | 2019-72008 | VOLTA 1102 | 102541102 | Tier 3 | 102541102 | 0.81117 | 103031102 | 41.6992 | 102541102 | 83.6399 | 114645026 | 35107688 | 35042631 | CWSP - VOLTA 1102 - LR 1648 - PH 1.1 | PRE | 198W | E470 | 5785578 | E.5014759.01 | SHINGLETOWN | Shasta | North Valley | Northern | DOCC srdy crdy | VOLTA 11021502 | 293 | 55 | 61 | 8626 | 8626 | 0 | 227 |  | 0 |  | 0 |  |  |  | Level 2 construction | 2018-46319 | 5/29/19 - order creation complete. 5/24/19 - order recreation request. 5/23/19 - requested WBS & PO. being pulled into 2020. Need to convert order. 6/28/18 - approved AA review. 6/26/18 - provided comments. Change from 2019 to 2020. | 0.81117 | 41.6992 | 87.3855 | 3 | Wildfire Resilient |  | 3103 | 2340 | 7 | 5 | 740 | 6 | 5 | 23 | 3 | 5 | 3
35106042 | PLAN |  |  |  |  | PART | 0.73 | PART | 1.0847 | [6 empty] | 2018-46319 | 2019-32124 | 2019-40022 per CMCS | 2019-69701 | VOLTA 1102 | 102541102 | Tier 3 | 102541102 | 0.81117 | 082021106 | 41.6992 | 102541102 | 0.038755 | 117316187 | 35106042 |  | CWSP - VOLTA 1102 - LR 1648 - PH 1.2 | PRE | 198W | E470 | 5785579 | E.5014759.02 | SHINGLETOWN | Shasta | North Valley | Northern | CONS srdy crdy | VOLTA 11021502 | 293 | 55 | 61 | 9606 | 9606 | 0 | 227 |  | 249.6859 | 2398483 | 471.0064 | 4524487.8 |  |  |  | 2020-08587 | 02/20/20 - APPROVED REAUTHORIZATION | 0.81117 | 41.6992 | 87.3855 | 3 | Wildfire Resilient
35106265 | COMP |  |  |  |  | PART | 0.09 | PART | 1.71 | [6 empty] | 2018-46319 | 2019-32124 | 2018-55023 | 2020-09031 | VOLTA 1102 | 102541102 | Tier 3 | 102541102 | 0.81117 | 103031102 | 41.6992 | 102541102 | 83.6399 | 117316465 | 35106265 |  | CWSP - VOLTA 1102 - LR 1648 - PH 1.3 | PRE | 198W | E470 | 5785580 | E.5014759.03 | SHINGLETOWN | Shasta | North Valley | Northern | DOCC srdy crdy | VOLTA 11021502 | 293 | 55 | 61 | 10118 | 10118 | 0 | 227 |  | 174.9385 | 1770028 | 0 |  |  |  |  | 2020-09031 | 02/20/20 - APPROVED REAUTHORIZATION | 0.81117 | 41.6992 | 87.3855 | 3 | Wildfire Resilient
35106331 | PLAN | [6 empty] | PLAN | 2.45 | [6 empty] | 2018-46319 | 2019-32124 | 2019-40098 | 2020-09449 | VOLTA 1102 | 102541102 | Tier 3 | 102541102 | 0.81117 | 103031102 | 41.6992 | 102541102 | 83.6399 | 117316591 | 35106331 |  | CWSP - VOLTA 1102 - LR 1648 - PH 1.4 | PRE | 198W | E470 | 5785581 | E.5014759.04 | SHINGLETOWN | Shasta | North Valley | Northern | CONS srdy crdy | VOLTA 11021502 | 293 | 55 | 61 | 12968 | 12968 | 0 | 227 |  | 377.9466 | 4901211 | 0 | [5 empty] | 03/02/20 - Business case review and approval | 0.81117 | 41.6992 | 87.3855 | 3 | Wildfire Resilient | N/A
35113871 | COMP |  |  |  |  | COMP | 0.12 | [12 empty] | SILVERADO 2104 | 043432104 | Tier 2 | 043432104 | 27.541 | 0 | 39.6472 | 043432104 | 0 | 117556201 | 35113871 |  | SILVERADO 2104 RECONDUCTOR - PHASE 2 |  | 198 | E470 | 5786200 | E.5014537.02 | ANGWIN | Napa | North Bay | Bay Area | DOCC srdy | SILVERADO 2104563322 | 295 | 23 | 6 |  |  | 0 |  |  | #DIV/0! |  | #DIV/0! | [6 empty] | 27.541 | 39.6472 | 78.5591
35061709 | COMP |  |  |  |  | COMP | 1.52 | [12 empty] | SILVERADO 2104 | 043432104 | Tier 2 | 043432104 | 27.541 | 0 | 39.6472 | 043432104 | 0 | 114521755 | 35061709 | 31389448 | SILVERADO 2104 RECONDUCTOR PROJECT |  | 198 | E470 | 5786199 | E.5014537.01 | ANGWIN | Napa | North Bay | Bay Area | DOCC srdy | SILVERADO 2104563322 | 295 | 23 | 6 | 9000 | 8800 | 8800 | 150 |  | 0 |  | 0 |  |  |  | Level 1 construction | 2018-58862 | 11/6/18 - Order recreated. 8/6/18 - approved AA review. 8/3/18 - provided review comments. 4/5/18 - Emili scope approval. Need AA | 27.541 | 39.6472 | 78.5591 | 3 | WD | 8 | 3087 | 2340 | 7 | 5 | 740 | 6 | 5 | 7 | 2 | 5 | 3
35042367 | [15 empty] | 2018-51616 |  |  |  | CAMP EVERS 2106 | 083622106 | Tier 3 | 083622106 | 10.6789 | 152481103 | 1.9554 | 083622106 | 38.7562 | 114640938 | 35042367 |  | CWSP-CAMP EVERS 2106-LR60124-PH3.1 | PRE | 198W | E460 | 5530160 | # | LOS GATOS | Santa Cruz | De Anza | Central Coast | UNSE | CAMP EVERS 210660120 | 296 | 29 | 24 | 39389 | 39389 | 0 | 227 | [7 empty] | Level 2 construction | 2018-54616 | 7/12/18 - approved AA review. | 10.6789 | 1.9554 | 96.1819 | 3 | Wildfire Resilient |  | 3154 | 2340 | 7 | 5 | 740 | 6 | 5 | 74 | 4 | 5 | 3
35052729 | [15 empty] | 2018-42418 |  |  |  | BURNS 2101 | 163661702 | Tier 3 | 0 | 0 | 163661702 | 0 | 183582101 | 72.5527 | 114573040 | 35052729 | 35039757 | CWSP-BURNS 2101-OCB-PH1.1 | PRE | 198W | E470 | 5530159 | # | SANTA CRUZ | Santa Cruz | Central Coast | Central Coast | UNSE | BURNS 2101CB | 308 | 83 | 973 | 40927 | 40927 | 0 | 227 | [7 empty] | Level 2 construction | 2018-39993 | 11/30/18 - replaces order PM 35039757. 6/6/18 - approved AA review. 5/22/18 - Project Scope routed. Need total units. | #N/A | #N/A | 1.6738 | 3 | Wildfire Resilient |  | 3154 | 2340 | 7 | 5 | 740 | 6 | 5 | 74 | 4 | 5 | 3
35052730 | [15 empty] | 2018-48078 |  |  |  | BURNS 2101 | 163661702 | Tier 3 | 0 | 0 | 163661702 | 0 | 183582101 | 72.5527 | 114661267 | 35052730 | 35042893 | CWSP-BURNS 2101-OCB-PH2.1 | PRE | 198W | E470 | 5530159 | # | SANTA CRUZ | Santa Cruz | Central Coast | Central Coast | UNSE | BURNS 2101CB | 308 | 83 | 973 | 19536 | 19536 | 0 | 227 | [7 empty] | Level 2 construction | 2018-48078 | 11/30/18 - replaces PM 35042893. 6/26/18 - approved AA review. | #N/A | #N/A | 1.6738 | 3 | Wildfire Resilient |  | 3087 | 2340 | 7 | 5 | 740 | 6 | 5 | 7 | 2 | 5 | 3
35192302 | PLAN | [12 empty] | PLAN | 2.2 |  | 2019-48952 |  |  | WEST POINT 1102 | 163201102 | Tier 2 | 163201102 | 0.55754 | 042301101 | 67.4358 | 163201102 | 0 | 119556928 | 35192302 |  | ECOP - WEST POINT 1102 - H07-LR93116 | ECOP |  | E470 | 5792110 | E.5034419.01 | PIONEER | Amador | Stockton | Central Valley |  | WEST POINT 110293116 | 310 | 58 | 22 |  |  |  | #DIV/0! |  | #DIV/0! |  | #DIV/0! | [6 empty] | 0.55754 | 67.4358 | 162.7302
31334292 | COMP |  |  |  |  | COMP | 0.47 | [12 empty] | MONTE RIO 1111 | 042811111 | Tier 2 | 042811111 | 6.3972 | 0 | 13.3687 | 042811111 | 0 | 112994393 | 31334292 |  | RECON 9-SPANS, AUSTIN CREEK RD |  | 198 | E060 | 5530175 | # | CAZADERO | Sonoma | Sonoma | Northern | DOCC srdy crdy idoc | MONTE RIO 111123916 | 312 | 52 | 157 | 2550 | 2513 | 2513 | 150 |  | 0 |  | 0 |  |  |  |  | 2019-31492 | 5/22/19 - approved BC review. High cost ($522/ft). 4/2/19 - sent review comments. 2/8/18 - approved PA review. 2/7/18 - provided PA review comments. 1/31/18 - email to [REDACTED] to rout AA/PA | 6.3972 | 13.3687 | 44.9214 | 3 | Splice | 34 | 3103 | 2340 | 7 | 5 | 740 | 6 | 5 | 23 | 3 | 5 | 3
35103323 | PLAN | [6 empty] | PLAN | 1.23 | [6 empty] | 2018-57686 | NA | 2019-66901 | 2020-04166 | MORAGA 1101 | 013801101 | Tier 3 | 013801101 | 0.90655 | 163751102 | 3.2023 | 013801101 | 86.4393 | 117251172 | 35103323 |  | CWSP - MORAGA 1101 - LR 108540 - PH 2 | PRE | 198W | E470 | 5785418 | E.5014544.02 | ORINDA | Contra Costa | Diablo | Bay Area | CONS | MORAGA 1101108540 | 319 | 119 | 60 | 6489 | 6489 | 0 | 227 |  | 585.3979 | 3798647 | 0 |  |  |  | Level 1 construction |  | 3/27/20 [REDACTED] approved BC 3/23/20 [REDACTED] sent required corrections to BC 5/29/19 - new suborder | 0.90655 | 3.2023 | 14.6005 | 3 | Wildfire Resilient |  | 3154 | 2340 | 7 | 5 | 740 | 6 | 5 | 74 | 4 | 5 | 3
35103065 | COMP |  |  |  |  | PART | 2.32 | COMP | 0.066 | [6 empty] | 2018-57686 | 2018-53005 | 2019-70509 | 2019-82261 | MORAGA 1101 | 013801101 | Tier 3 | 013801101 | 0.90655 | 163751102 | 3.2023 | 013801101 | 86.4393 | 114592041 | 35103065 | 74021962 | CWSP - MORAGA 1101 - LR 108540 PH 1 | PRE | 198W | E470 | 5786325 | E.5014544.01 | ORINDA | Contra Costa | Diablo | Bay Area | MAPP srdy crdy redl mtrl idoc | MORAGA 1101108540 | 319 | 119 | 60 | 12588 | 12588 | 0 | 227 |  | 0 |  | 0 |  |  |  | Level 1 construction | 2020-18031 | 3/31/20 [REDACTED] Approved Contingency Release 7/11/19 - PO changed from 5782578 to 5786325. 1/17/19 - approved BC review. 8/10/18 - approved AA review. 7/20/18 - AA routed. Under review. 7/3/18 - project scope routed. 5/22/18 - need AA | 0.90655 | 3.2023 | 14.6005 | 3 | Wildfire Resilient |  | 3154 | 2340 | 7 | 5 | 740 | 6 | 5 | 74 | 4 | 5 | 3
35114431 | PLAN | [6 empty] | PART | 1.29 | [6 empty] | 2018-57686 | 2018-53005 | 2020-02015 | 2020-01685 | MORAGA 1101 | 013801101 | Tier 3 | 013801101 | 0.90655 | 163751102 | 3.2023 | 013801101 | 86.4393 | 117572146 | 35114431 | 35040018 | CWSP - MORAGA 1101 - LR108540 - PH5 | PRE | 198W | E470 | 5786201 | E.5014544.05 | CONCORD | Contra Costa | Diablo | Bay Area | DOCC erdy crdy mtrl | MORAGA 1101108540 | 319 | 119 | 60 | 7587 | 7421 | 252 | 245.6545 |  | 602.5475 | 4623347 | 0 | [6 empty] | 0.90655 | 3.2023 | 14.6005 | 3 | Wildfire Resilient | n/a | 3154 | 2340 | 7 | 5 | 740 | 6 | 5 | 74 | 4 | 5 | 3
[20 empty] | MORAGA 1101 | 013801101 | Tier 3 | 013801101 | 0.90655 | 152481105 | 3.2023 | 013801101 | 115.7505 |  |  |  | CWSP – Moraga 1101 LR 108540 Ph 1.2 | PRE |  |  |  |  | #N/A | #N/A |  |  |  | MORAGA 1101108540 | 319 | 119 | 60 |  |  | 0 | #DIV/0! | #N/A | [8 empty] | 7/2/19 - emailed suborder process to PM | 0.90655 | 3.2023 | 14.6005
[20 empty] | MORAGA 1101 | 013801101 | Tier 3 | 013801101 | 0.90655 | 152481105 | 3.2023 | 013801101 | 115.7505 |  |  |  | CWSP – Moraga 1101 LR 108540 Ph 1.3 | PRE |  |  |  |  | #N/A | #N/A |  |  |  | MORAGA 1101108540 | 319 | 119 | 60 |  |  | 0 | #DIV/0! | #N/A | [8 empty] | 7/2/19 - emailed suborder process to PM | 0.90655 | 3.2023 | 14.6005
35018788 | COMP |  |  |  |  | COMP | 1.16 | [8 empty] | 2017-98628 | N/A | 2019-33850 | 2019-42460 | APPLE HILL 1104 | 153661104 | Tier 3 | 153661104 | 4.7543 | 0 | 35.5969 | 153661104 | 46.4677 | 113265480 | 35018788 |  | APPLE HILL 1104 - S049NO119 HIGH SPLICE | WDDB | 198 | E460 | 5530173 | # | CAMINO | El Dorado | Sierra | Northern | DOCC cont srdy crdy | APPLE HILL 110412842 | 320 | 50 | 80 | 6399 | 6399 | 0 | 227 |  | 221.7795 | 1419167 | 249.2216 | 1594769 |  |  |  | 2020-12826 | 03/02/20 - APPROVED CONTINGENCY RELEASE DUE TO NON-COMPLIANCE TREE TRIMMING | 4.7543 | 35.5969 | 55.8303 | 2 | Splice | 41.6 | 2597 | 2340 | 7 | 5 | 234 | 5 | 5 | 23 | 3 | 5 | 3
31082393 | COMP |  |  |  |  | COMP | 0.25 | [12 empty] | Molino 1102 | 042571102 | Tier 2 | 042571102 | 66.7977 | 0 | 20.2937 | 042571102 | 0 | 108194639 | 31082393 |  | RECON THREE SPANS CHERRY RIDGE RD |  | 198 | E060 | 5530175 | # | SEBASTOPOL | Sonoma | Sonoma | Northern | DOCC srdy crdy | MOLINO 1102178 | 321 | 24 | 4 | 1200 | 1345 | 0.25473 | 100 | 43683 | 0 |  | 0 |  |  |  | IN03 completed | 2019-18575 | 3/29/19 - approved PA reauthorization. 3/15/18 - transfered to new MAT 08W (wildfire). | 66.7977 | 20.2937 | 91.3626 | 2 | splice |  | 2581 | 2340 | 7 | 5 | 234 | 5 | 5 | 7 | 2 | 5 | 2
35052327 | [19 empty] | PARADISE 1101 | 102831101 | Tier 3 | 102831101 | 3.1963 | 254421103 | 0 | 102831101 | 85.2293 | 114884306 | 35052327 |  | CWSP-PARADISE 1101-OCB | PRE | 198W | E460 | 5530169 | # | PARADISE | Butte | North Valley | Northern | UNSE | PARADISE 1101CB | 328 | 45 | #N/A | 12095 | 12095 | 0 | 227 |  | 0 |  | 0 |  |  |  | Level 2 construction | 2018-70103 | 11/14/18 - scoping document only. | 3.1963 | #N/A | 23.5887 | 3 | Wildfire Resilient |  | 3154 | 2340 | 7 | 5 | 740 | 6 | 5 | 74 | 4 | 5 | 3
35031139 | COMP |  |  |  |  | COMP | 1.52 | [8 empty] | 2018-57290 | 2019-16634 | 2019-32980 | 2019-54129 | SHADY GLEN 1102 | 152431102 | Tier 2 | 152431102 | 1.8537 | 0 | 26.2394 | 152431102 | 0 | 114446685 | 35031139 |  | SHADY GLEN 1102 RECONDUCTOR BEYOND 6343 | WDDB | 198 | E460 | 5530173 | # | COLFAX | Placer | Sierra | Northern | FICL srdy redl | SHADY GLEN 1102CB | 349 | 126 | 214 | 7700 | 7935 | 0 | 227 |  | 167.8742 | 1332082 | 316.4716 | 2511202 |  |  | Heavy Snow loading | 2020-32684 | 5/19/20 approved Contingency release primarily due to an increase in labor and overheads; 9/4/19 - approved BC review. 8/1/18 - approved AA review. 3/27/18 - Emili scope approval. Need AA | 1.8537 | 26.2394 | 13.9199 | 2 | WD | 22 | 2597 | 2340 | 7 | 5 | 234 | 5 | 5 | 23 | 3 | 5 | 3
74021903 | COMP |  |  |  |  | COMP | 4.77 | [12 empty] | BRUNSWICK 1105 | 152481105 | Tier 3 | 152481105 | 0.26498 | 163201101 | 5.6431 | 152481105 | 63.0107 | 114736235 | 74021903 | 35046366 | CWSP-BRUNSWICK 1105-LR1030-PH1.1 | PRE | 198W | E570 | 5782835 | E.5015036.01 | NEVADA CITY | Nevada | Sierra | Northern | DOCC srdy crdy | BRUNSWICK 11051030 | 351 | 8 | 23 | 27264 | 27264 | 27264 | 150 | [7 empty] | Level 2 construction | 2019-02348 | 1/19/19 - approved BC review. 7/19/18 - approved AA review but need RIBA added to AA. | 0.26498 | 5.6431 | 115.7505 | 3 | Wildfire Resilient |  | 3103 | 2340 | 7 | 5 | 740 | 6 | 5 | 23 | 3 | 5 | 3
35052731 | PLAN | [6 empty] | PLAN | [7 empty] | 2018-42216 | NA | 2020-46872 | NEED BC | BIG BASIN 1101 | 083622106 | Tier 3 | 0 | 0 | 083622106 | 0 | 082841101 | 96.1819 | 114607365 | 35052731 | 35040505 | CWSP-BIG BASIN 1101-LR10296-PH 1.1 | PRE | 198W | E470 | 5782530 | E.5014542.01 | BOULDER CREEK | Santa Cruz | Central Coast | Central Coast | ESTS | BIG BASIN 110110296 | 354 | 49 | 268 | 8120 | 0 | 0 | #DIV/0! |  | #DIV/0! |  | #DIV/0! |  |  |  | Level 2 construction | 2018-42216 | 9/12/18 - replacement for PM 35040505. 6/11/18 - approved AA review. | #N/A | #N/A | 56.0942 | 3 | Wildfire Resilient |  | 3103 | 2340 | 7 | 5 | 740 | 6 | 5 | 23 | 3 | 5 | 3
35113950 | PLAN | [6 empty] | PLAN | 3.5696 | [6 empty] | 2018-42216 | NA | 2020-46874 | 2020-51798 | BIG BASIN 1101 | 083622106 | Tier 3 | 0 | 0 | 083622106 | 0 | 082841101 | 96.1819 | 117560045 | 35113950 |  | CWSP-BIG BASIN 1101-LR10296-PH 1.2 | PRE | 198W | E470 | 5786124 | E.5014542.02 | BOULDER CREEK | Santa Cruz | Central Coast | Central Coast | ESTS | BIG BASIN 110110296 | 354 | 49 | 268 | 18848 | 18848 | 0 | 227 |  | 271.8656 | 5124123 | 0 | [5 empty] | 6/21/19 - Request from [REDACTED] to provide PO & WBS | #N/A | #N/A | 56.0942 |  | Wildfire Resilient
35113951 | PLAN | [6 empty] | PLAN | 2.5828 | [6 empty] | 2018-42216 | NA | 2020-46882 | NEED BC | BIG BASIN 1101 | 083622106 | Tier 3 | 0 | 0 | 083622106 | 0 | 082841101 | 96.1819 | 117560047 | 35113951 |  | CWSP-BIG BASIN 1101-LR10296-PH 1.3 | PRE | 198W | E470 | 5786125 | E.5014542.03 | BOULDER CREEK | Santa Cruz | Central Coast | Central Coast | ESTS | BIG BASIN 110110296 | 354 | 49 | 268 | 13637 | 13637 | 0 | 227 |  | 0 |  | 0 | [5 empty] | 6/21/19 - Request from [REDACTED] to provide PO & WBS | #N/A | #N/A | 56.0942 |  | Wildfire Resilient
35052733 | [15 empty] | 2018-45493 |  |  |  | BIG BASIN 1101 | 083622106 | Tier 3 | 0 | 0 | 083622106 | 0 | 082841101 | 96.1819 | 114646897 | 35052733 | 35042647 | CWSP-BIG BASIN 1101-LR10296-PH2.1 | PRE | 198W | E470 | 5530159 | # | BOULDER CREEK | Santa Cruz | Central Coast | Central Coast | UNSE | BIG BASIN 110110296 | 354 | 49 | 268 | 38016 | 38016 | 0 | 227 | [7 empty] | Level 2 construction | 2018-45493 | 9/12/18 - replacement for PM 35042647. 6/22/18 - approved AA review. | #N/A | #N/A | 56.0942 | 3 | Wildfire Resilient |  | 3103 | 2340 | 7 | 5 | 740 | 6 | 5 | 23 | 3 | 5 | 3
31344016 | [15 empty] | 2017-121180 |  |  |  | OLEMA 1101 | 042291101 | Tier 3 | 042291101 | 51.9695 | 0 | 57.8317 | 042291101 | 46.4677 | 113163270 | 31344016 |  | 2019 OLEMA 1101 HIGH SPLICE CNT_1 | WDDB | 198 | E060 | 5530168 | # | INVERNESS | Marin | North Bay | Bay Area | UNSE | OLEMA 110150396 | 357 | 128 | 487 | 3132 | 3132 | 0 | 227 |  | 0 |  | 0 |  |  |  | severe corrosion zone | 2017-121180 | 7/6/18 - request for [REDACTED] to change to MAT 08W. 2/15/18 - approved AA review. 2/13/18 - provided AA comments. | 51.9695 | 57.8317 | 11.804 | 2 | Splice | 22 | 2597 | 2340 | 7 | 5 | 234 | 5 | 5 | 23 | 3 | 5 | 3
31361489 | [19 empty] | OLEMA 1101 | 042291101 | Tier 3 | 042291101 | 51.9695 | 012101103 | 57.8317 | 042291101 | 1.1239 | 113745486 | 31361489 |  | OLEMA 1101 HIGH SPLICE COUNT 3 | WDDB | 198 | E060 | 5530168 | # | INVERNESS | Marin | North Bay | Bay Area | UNSE | OLEMA 110150396 | 357 | 128 | 487 | 8501 | 8501 | 0 | 227 |  | 0 |  | 0 |  |  |  | severe corrosion zone | 2017-104662 | 7/6/18 - request for [REDACTED] to change to MAT 08W. 2/26/18 - approved PA review. | 51.9695 | 57.8317 | 11.804 | 2 | Splice |  | 2597 | 2340 | 7 | 5 | 234 | 5 | 5 | 23 | 3 | 5 | 3
31290147 | COMP |  |  |  |  | COMP | 0.6 | [12 empty] | OLEMA 1101 | 042291101 | Tier 2 | 042291101 | 51.9695 | 0 | 57.8317 | 042291101 | 0 | 112416601 | 31290147 |  | R7 OLEMA 1101 REPLACE COND VISION RD |  | 198 | E060 | 5530168 | P.11781 | INVERNESS | Marin | North Bay | Bay Area | DOCC srdy crdy | OLEMA 110150396 | 357 | 128 | 487 | 4140 | 3174 | 0.60114 | 150 |  | 0 |  | 0 |  |  |  | severe corrosion zone | 2019-21193 | 5/10/19 - approved BC review. Unit cost = $320/foot. 10/18/18 - rescoped with tree wire. Changed from 08J to 08W. 10/15/18 - need to rescope with tree wire. 7/17/18 - need to get [REDACTED] recommendation for conductor. 9/19/17 - expanding scope to replace entire tap. Move to 2019 to limit planned outages. Splice & UWF | 51.9695 | 57.8317 | 11.804 | 2 | Splice - UWF | 69.8 | 2581 | 2340 | 7 | 5 | 234 | 5 | 5 | 7 | 2 | 5 | 3
74022721 | [19 empty] | PARADISE 1106 | 102831106 | Tier 3 | 102831106 | 0.31948 | 152762101 | 0 | 102831106 | 130.3645 | 115339958 | 74022721 |  | CWSP - CAMP FIRE PADSE 1106 BILLIE RD | BUTTE | 198W | E570 | 5783283 | E.5015608.01 | PARADISE | Butte | North Valley | Northern | MAPP erdy idoc | PARADISE 1105CB | 360 | 63 | 191 |  |  |  | #DIV/0! | 43599 | [8 empty] | 2/5/19 - f/u on order MAT. 11/13/18 - orders for rebuild | 0.31948 | #N/A | 24.3706 | 3 | Camp Fire Rebuild
35192281 | PLAN | [12 empty] | PLAN | 5.2 |  | 2019-38810 |  |  | MIDDLETOWN 1101 | 043141101 | Tier 2 | 043141101 | 15.7135 | 042981101 | 10.1415 | 043141101 | 0 | 119556250 | 35192281 |  | ECOP - MIDDLETOWN 1101 - H16-LR48212 - PH 1 | ECOP |  | E470 | 5792097 | E.5034406.01 | MIDDLETOWN | Lake | Humboldt | Northern |  | MIDDLETOWN 110148212 | 375 | 19 | 66 |  |  |  | #DIV/0! |  | #DIV/0! |  | #DIV/0! | [6 empty] | 15.7135 | 10.1415 | 82.0202
35192297 | PLAN | [12 empty] | PLAN | 3.12 |  | 2019-39714 |  |  | PINE GROVE 1102 | 102831103 | Tier 3 | 0 | 0 | 102831103 | 91.6123 | 163751102 | 26.5449 | 119556415 | 35192297 |  | ECOP - PINE GROVE 1102 - H07-CB | ECOP |  | E470 | 5792103 | E.5034412.01 | PINE GROVE | Amador | Stockton | Central Valley |  | PINE GROVE 1102CB | 388 | 4 | 3 |  |  |  | #DIV/0! |  | #DIV/0! |  | #DIV/0! | [6 empty] | #N/A | 91.6123 | 86.4393
35023687 | COMP |  |  |  |  | COMP | 1.33 | [12 empty] | BEN LOMOND 0401 | 083040401 | Tier 3 | 0 | 0 | 0 | 0 | 083040401 | 28.5019 | 114063986 | 35023687 |  | R2RPL OH WIRE ON B LOMND 0401 17-0095503 |  | 198 | E460 | 5530159 | P.11844 | BEN LOMOND | Santa Cruz | Central Coast | Central Coast | MAPP redl | BEN LOMOND 04015206 | 401 | 104 | 534 | 7590 | 7590 | 7590 | 150 |  | 0 |  | 0 |  |  |  | intermediate snow zone | 2019-56384 | 9/8/19 - approved BC review. Provided review comments. 1/5/18 - approved AA review. 1/3/18 - reviewed AA. Needs corrections. Recommend 2ar tree wire. Sent email. | #N/A | #N/A | 21.0828 | 3 | WD | 22 | 3103 | 2340 | 7 | 5 | 740 | 6 | 5 | 23 | 3 | 5 | 3
35192053 | PLAN | [10 empty] | PLAN | 3.99 | [6 empty] | OAKHURST 1103 | 254421103 | Tier 3 | 254421103 | 2.7302 | 083692105 | 43.3445 | 254421103 | 27.2507 | 119554059 | 35192053 |  | ECOP-OAKHURST 1103-LR 5120 | ECOP | 198 | E470 | 5792082 | E.5034391.01 | FISH CAMP | Mariposa | Yosemite | Central Valley |  | OAKHURST 11035120 | 404 | 62 | 21 | 21072 |  |  |  | 6 | #DIV/0! |  | #DIV/0! | [6 empty] | 2.7302 | 43.3445 | 85.2293
35137590 | PLAN | [8 empty] | PLAN | 0.53485 |  |  |  |  | 2019-73180 | 2019-38810 |  |  | MIDDLETOWN 1101 | 043141101 | Tier 3 | 043141101 | 15.7135 | 014101105 | 10.1415 | 043141101 | 0.88854 | 118093216 | 35137590 |  | ECOP-MIDDLETOWN 1101-H02-CB | ECOP | 198W | E460 | 5530164 |  | MIDDLETOWN | Lake | Humboldt | Northern | UNSE | MIDDLETOWN 1101CB | 413 | 19 | 66 | 2824 | 2824 | 2824 | 511 |  | 0 |  | 0 | [6 empty] | 15.7135 | 10.1415 | 82.0202
35192054 | PLAN | [10 empty] | PLAN | 9.64 | [6 empty] | OAKHURST 1103 | 254421103 | Tier 2 | 254421103 | 2.7302 | 183101104 | 43.3445 | 254421103 | 0 | 119554090 | 35192054 |  | ECOP-OAKHURST 1103-LR 5470 | ECOP | 198 | E470 | 5792083 | E.5034364.01.01 | FISH CAMP | Mariposa | Yosemite | Central Valley |  | OAKHURST 11035470 | 415 | 62 | 21 | 50922 |  |  |  | 417 | [9 empty] | 2.7302 | 43.3445 | 85.2293
35049537 | [15 empty] | 2018-68017 |  |  |  | BIG BASIN 1102 | 083622106 | Tier 3 | 0 | 0 | 083622106 | 4.9372 | 082841102 | 96.1819 | 114832083 | 35049537 |  | CWSP-BIG BASIN 1102-LR9741-PH1.1 | PRE | 198W | E460 | 5530159 | # | BOULDER CREEK | Santa Clara | Central Coast | Central Coast | UNSE | BIG BASIN 11029741 | 419 | 150 | 121 | 29568 | 29568 | 0 | 227 | [7 empty] | Level 2 construction | 2018-68017 | 9/4/18 - approved AA review. | #N/A | 4.9372 | 67.8557 | 3 | Wildfire Resilient |  | 3087 | 2340 | 7 | 5 | 740 | 6 | 5 | 7 | 2 | 5 | 3
35043994 | [15 empty] | 2018-54192 |  |  |  | CAMP EVERS 2105 | 083622105 | Tier 3 | 083622105 | 2.7924 | 163661702 | 2.1075 | 083622105 | 72.5527 | 114678021 | 35043994 |  | CWSP-CAMP EVERS 2105-LR11384-PH1.1 | PRE | 198W | E470 | 5530159 | # | SCOTTS VALLEY | Santa Cruz | Central Coast | Central Coast | UNSE | CAMP EVERS 210511384 | 425 | 51 | 43 | 45408 | 45408 | 0 | 227 | [7 empty] | Level 2 construction | 2018-54192 | 7/19/18 - approved AA review. | 2.7924 | 2.1075 | 85.8551 | 3 | Wildfire Resilient |  | 3154 | 2340 | 7 | 5 | 740 | 6 | 5 | 74 | 4 | 5 | 3
74022388 | PLAN | [6 empty] | PLAN | 0.72159 | [6 empty] | 2018-61930 | NA | 2020-16889 | 2020-12348 | Oakland X 1104 | 254452101 | Tier 3 | 0 | 0 | 254452101 | 1.3291 | 012541104 | 79.1131 | 114266765 | 74022388 | 35058080 | CWSP: X-1104 OH RECOND SKYLINE | WDDB | 198 | E570 | 5505499 | E.5014312.01 | OAKLAND | Alameda | East Bay | Bay Area | CONS srdy | OAKLAND X 1104CR022 | 435 | 114 | 865 | 3677 | 0 | 3677 | 795 |  | 1165.8262 | 4286743 | 0 |  |  |  | Level 1 construction & non-corrosion zone | 2018-61930 | 03/09/20 - APPR BC 9/24/19 - added PO per [REDACTED] email. 8/24/18 - approved AA review. Provided review comments. 8/3/18 - Email to [REDACTED]. Need AA. 3/22/18 - need AA. In Tier 3 & installing TW | #N/A | 1.3291 | 0.034183 | 3 | WD | 11.6 | 3103 | 2340 | 7 | 5 | 740 | 6 | 5 | 23 | 3 | 5 | 3
31319444 | COMP |  |  |  |  | COMP | 0.24 | [12 empty] | RINCON 1103 | 043321103 | Tier 2 | 043321103 | 3.244 | 0 | 3.7802 | 043321103 | 0 | 112761026 | 31319444 |  | RECON 5-SPANS PORTER CRK RD-RINCON 1103 |  | 198 | E060 | 5530175 | # | SANTA ROSA | Sonoma | Sonoma | Northern | FICL erdy srdy redl | RINCON 11035152 | 440 | 36 | 55 | 1100 | 1284 | 1284 | 150 |  | 0 |  | 0 |  |  |  |  | 2019-31683 | 5/22/19 - approved BC review. Very high cost ($588/ft). 5/14/19 - approved PA reauthorization review. 4/2/19 - Loc 12 installing PT 44 HSB which is non-exempt. Sent request to change. 2/27/18 - approved PA review. 2/26/18 - provided comments. Recommend tree wire | 3.244 | 3.7802 | 41.047 | 3 | WD | 10.2 | 3103 | 2340 | 7 | 5 | 740 | 6 | 5 | 23 | 3 | 5 | 3
35047315 | [19 empty] | CAMP EVERS 2105 | 083622105 | Tier 3 | 083622105 | 2.7924 | 0 | 2.1075 | 083622105 | 34.0862 | 114760946 | 35047315 |  | CWSP: CAMPEVERS 2105 - LR11010 - 4KV PH2 | PRE | 198W | E460 | 5530159 | # | SCOTTS VALLEY | Santa Cruz | Central Coast | Central Coast | UNSE | CAMP EVERS 210511010 | 441 | 51 | 43 | 57552 | 57552 | 57552 | 511 | [7 empty] | Level 2 construction | 2018-79183 | 11/7/18 - approved AA review. | 2.7924 | 2.1075 | 85.8551 | 3 | Wildfire Resilient |  | 3103 | 2340 | 7 | 5 | 740 | 6 | 5 | 23 | 3 | 5 | 3
31275658 | COMP |  |  |  |  | COMP | 0.49 | [12 empty] | DUNBAR 1102 | 043071102 | Tier 2 | 043071102 | 12.6711 | 0 | 42.4764 | 043071102 | 0 | 112015123 | 31275658 |  | R7 DUNBAR 1102 RECOND OH BEYOND CO 1285 |  | 198 | E060 | 5530175 | # | SONOMA | Sonoma | Sonoma | Northern | DOCC srdy crdy | DUNBAR 11021285 | 449 | 115 | 56 | 1700 | 2580 | 0.48864 | 150 |  | 0 |  | 0 |  |  |  | non-corrosion | 2019-37193 | 6/11/19 - approved BC review and for [REDACTED]. 10/11/18 - changed from 08J to 08W. 10/4/18 - estimated with 2ar tree wire. Need to change from 08J to 08W | 12.6711 | 42.4764 | 7.2496 | 2 | Splice | 34 | 2597 | 2340 | 7 | 5 | 234 | 5 | 5 | 23 | 3 | 5 | 3
31344017 | [15 empty] | 2017-104655 |  |  |  | OLEMA 1101 | 042291101 | Tier 3 | 042291101 | 51.9695 | 0 | 57.8317 | 042291101 | 46.4677 | 113163271 | 31344017 |  | 2019 OLEMA 1101 HIGH SPLICE CNT_2 | WDDB | 198 | E060 | 5530168 | # | POINT REYES STATION | Marin | North Bay | Bay Area | UNSE | OLEMA 11011318 | 476 | 128 | 487 | 913 | 913 | 0 | 227 |  | 0 |  | 0 |  |  |  | severe corrosion zone | 2017-104655 | 7/6/18 - request for [REDACTED] to change to 08W. 2/26/18 - approved PA review. | 51.9695 | 57.8317 | 11.804 | 2 | Splice | 28 | 2597 | 2340 | 7 | 5 | 234 | 5 | 5 | 23 | 3 | 5 | 3
35060027 | [15 empty] | 2018-82456 |  |  |  | PARADISE 1104 | 102831104 | Tier 3 | 102831104 | 10.7727 | 082841102 | 1.3788 | 102831104 | 67.8557 | 115079333 | 35060027 |  | CWSP-PARADISE 1104-TS 1571 | PRE | 198W | E460 | 5530169 | # | PARADISE | Butte | North Valley | Northern | UNSE | PARADISE 11041571 | 484 | 91 | 74 | 5829 | 5829 | 0 | 227 |  | 0 |  | 0 |  |  |  | Level 2 construction | 2018-82456 | 11/9/18 - approved AA review. | 10.7727 | 1.3788 | 39.3183 | 3 | Wildfire Resilient |  | 3087 | 2340 | 7 | 5 | 740 | 6 | 5 | 7 | 2 | 5 | 3
35192283 | PLAN | [12 empty] | PLAN | 1.98 |  | 2019-40355 |  |  | CALISTOGA 1101 | 042711101 | Tier 3 | 042711101 | 16.5404 | 082021107 | 15.2327 | 042711101 | 2.2285 | 119556064 | 35192283 |  | ECOP - CALISTOGA 1101 - H04-LR1087 | ECOP |  | E470 | 5792090 | E.5034399.01 | CALISTOGA | Napa | North Bay | Bay Area |  | CALISTOGA 11011087 | 523 | 16 | 34 |  |  |  | #DIV/0! |  | #DIV/0! |  | #DIV/0! | [6 empty] | 16.5404 | 15.2327 | 0.50507
35049538 | [15 empty] | 2018-66371 |  |  |  | BIG BASIN 1102 | 083622106 | Tier 3 | 0 | 0 | 083622106 | 4.9372 | 082841102 | 96.1819 | 114832089 | 35049538 |  | CWSP-BIG BASIN 1102-LR12758-PH1.1 | PRE | 198W | E460 | 5530159 | # | BOULDER CREEK | Santa Clara | Central Coast | Central Coast | UNSE | BIG BASIN 110212758 | 537 | 150 | 121 | 44035 | 44035 | 0 | 227 | [7 empty] | Level 2 construction | 2018-66371 | 9/7/18 - approved AA review. | #N/A | 4.9372 | 67.8557 | 3 | Wildfire Resilient |  | 3103 | 2340 | 7 | 5 | 740 | 6 | 5 | 23 | 3 | 5 | 3
35145522 | PLAN | [8 empty] | PLAN | 2.55 |  |  |  |  | 2019-80671 |  | 2020-38602 |  | CLARKSVILLE 2104 | 153612104 | Tier 3 | 153612104 | 12.6793 | 082021107 | 21.9503 | 153612104 | 2.2285 | 118265394 | 35145522 |  | PSPS - Clarksville 2104 - CB | PSPS | 198W | E470 | 5788783 | E.5025635 | El Dorado Hills | El Dorado | Sierra | Northern | UNSE | CLARKSVILLE 2104CB | 541 | 80 | 132 | 0 | 0 |  | #DIV/0! | 23720 | #DIV/0! |  | #DIV/0! | [5 empty] | PSPS mitigation effort to install a new feeder route for Clarksville 2104 so that existing mainline can be isolated during a PSPS event without shutting down tier 1 and UG customers on the circuit. | 12.6793 | 21.9503 | 42.578 | 2 | PSPS | N/A
35062374 | [19 empty] | SHINGLE SPRINGS 2109 | 153652109 | Tier 3 | 153652109 | 0.91025 | 163661702 | 104.4058 | 153652109 | 72.5527 | 115323920 | 35062374 |  | CWSP - SHINGLE SPRINGS 2109-LR 9372-PH1 | PRE | 198W | E470 | 5783067 | E.5015572.01 | SHINGLE SPRINGS | El Dorado | Sierra | Northern | UNSE | SHINGLE SPRINGS 21099372 | 554 | 56 | 109 | 45046 | 45046 | 45046 | 511 | [7 empty] | Level 2 construction | 2018-89221 | 12/6/18 - approved AA review. 11/17/18 - Email to [REDACTED] to add WBS & PI = Y. 11/26/18 - provided review comments. | 0.91025 | 104.4058 | 109.8561 | 3 | Wildfire Resilient |  | 3154 | 2340 | 7 | 5 | 740 | 6 | 5 | 74 | 4 | 5 | 3
35062375 | [19 empty] | SHINGLE SPRINGS 2109 | 153652109 | Tier 3 | 153652109 | 0.91025 | 163661702 | 104.4058 | 153652109 | 72.5527 | 115323921 | 35062375 |  | CWSP - SHINGLE SPRINGS 2109-LR 9372-PH2 | PRE | 198W | E470 | 5783068 | E.5015571.01 | SHINGLE SPRINGS | El Dorado | Sierra | Northern | UNSE | SHINGLE SPRINGS 21099372 | 554 | 56 | 109 | 63501 | 63501 | 63501 | 511 | [7 empty] | Level 2 construction | 2018-89225 | 12/6/18 - approved AA review. 11/17/18 - Email to [REDACTED] to add WBS & PI = Y. provided review comments. | 0.91025 | 104.4058 | 109.8561 | 3 | Wildfire Resilient |  | 3154 | 2340 | 7 | 5 | 740 | 6 | 5 | 74 | 4 | 5 | 3
35062376 | [19 empty] | SHINGLE SPRINGS 2109 | 153652109 | Tier 3 | 153652109 | 0.91025 | 163661702 | 104.4058 | 153652109 | 72.5527 | 115323922 | 35062376 |  | CWSP - SHINGLE SPRINGS 2109-LR 9372-PH3 | PRE | 198W | E470 | 5783069 | E.5015570.01 | SHINGLE SPRINGS | El Dorado | Sierra | Northern | UNSE | SHINGLE SPRINGS 21099372 | 554 | 56 | 109 | 59351 | 59351 | 59351 | 511 | [7 empty] | Level 2 construction | 2018-89227 | 12/6/18 - approved AA review. 11/28/18 - provided review comments. 11/27/18 - [REDACTED] submitted tag to correct order (WBS Element & PI = Y) | 0.91025 | 104.4058 | 109.8561 | 3 | Wildfire Resilient |  | 3154 | 2340 | 7 | 5 | 740 | 6 | 5 | 74 | 4 | 5 | 3
35103324 | COMP |  |  |  |  | PART | 0.46 | COMP | 0.306 | [6 empty] | 2019-02348 | N/A | 2019-63628 | 2019-63270 | ROSSMOOR 1102 | 014161102 | Tier 3 | 014161102 | 1.0369 | 042711101 | 0 | 014161102 | 0.50507 | 117251430 | 35103324 |  | CWSP - ROSSMOOR 1102 - OCB | PRE | 198 | E470 | 5785419 | E.5014544.03 | LAFAYETTE | Contra Costa | Diablo | Bay Area | DOCC srdy crdy mtrl | ROSSMOOR 1102CB | 560 | 206 | 1372 | 4248 | 4046 | 0 | 227 |  | 427.6836 | 1730408 | 594.9019 | 2406973 |  |  |  | 2020-12802 | 03/02/20 - contingency release approved. Composite pole QC defect to top of pole, crews pulled for PSPS events, weather delays, and biologist called off work due to soil conditions. Transferred work to wood poles instead of composite in some areas. | 1.0369 | #N/A | 0.46084 | 3 | Wildfire Resilient |  | 3154 | 2340 | 7 | 5 | 740 | 6 | 5 | 74 | 4 | 5 | 3
35192284 | PLAN | [12 empty] | CONT | 5.89 |  | 2019-37524 |  |  | SILVERADO 2104 | 043432104 | Tier 2 | 043432104 | 27.541 | 152491101 | 39.6472 | 043432104 | 0 | 119556691 | 35192284 |  | ECOP - SILVERADO 2104 - H05-LR726 | ECOP |  | E470 | 5792107 | E.5034416.01 |  | Napa | North Bay | Bay Area |  | SILVERADO 2104726 | 582 | 23 | 6 |  |  |  | #DIV/0! |  | #DIV/0! |  | #DIV/0! | [6 empty] | 27.541 | 39.6472 | 78.5591
35144940 | CANCL | [6 empty] | CANCL | [7 empty] | 2019-79029 |  |  |  | HICKS 2101 | 083432101 | Tier 3 | 083432101 | 30.05 | 024101101 | 10.0148 | 083432101 | 12.8293 |  | 35144940 |  | PSPS - Hicks 2101 – CB | PSPS | 198W | E470 | 5788790 | E.5025645 | SAN JOSE | SANTA CLARA | SAN JOSE | Central Coast | DCNL | HICKS 2101XR250 | 621 | 233 | 7 |  |  |  | #DIV/0! |  | #DIV/0! |  | #DIV/0! | [6 empty] | 30.05 | 10.0148 | 2.3748
35145524 | PLAN | [8 empty] | PLAN | 1.5 |  |  |  |  | 2019-82381 |  | 2020-48279 |  | RINCON 1103 | 043321103 | Tier 2 | 043321103 | 3.244 | 158031101 | 3.7802 | 043321103 | 0 | 118266591 | 35145524 |  | PSPS - Rincon 1101 and 1103- CB | PSPS | 198W | E470 | 5788786 | E.5025637 | SANTA ROSA | Sonoma | Sonoma | Northern | ESTS erdy | RINCON 1103CB | 628 | 36 | 55 |  |  |  | #DIV/0! |  | #DIV/0! |  | #DIV/0! | [6 empty] | 3.244 | 3.7802 | 41.047
31207090 | PLAN | [6 empty] | COMP | 1.8 | [6 empty] | 2016-116546 | NA | 2017-96352 | 2017-125260 | ALTO 1125 | 042031125 | Tier 3 | 042031125 | 7.4517 | 0 | 10.8462 | 042031125 | 24.3706 | 111104615 | 31207090 |  | MVWF VIEWPOINT RD TENNVLY CNTY ALTO 1125 | WDDB | 198 | E060 | 5530168 | P.11104 | MILL VALLEY | Marin | North Bay | Bay Area | CONS srdy crdy | ALTO 1125935 | 634 | 66 | 96 | 9784 | 9622 | 0 | 227 | [7 empty] | NEED REAUTHORIZATION | 2017-125260 | 3/15/18 - transfered to new MAT 08W (wildfire). 2/8/18 - Business case review approval. | 7.4517 | 10.8462 | 26.3622 | 2 | UWF & splice |  | 2597 | 2340 | 7 | 5 | 234 | 5 | 5 | 23 | 3 | 5 | 3
35192040 | PLAN | [10 empty] | PLAN | 1.82 |  |  |  | 2019-41873 |  |  | MONTE RIO 1113 | 043321104 | Tier 3 | 0 | 0 | 043321104 | 0 | 042811113 | 1.9476 | 119554091 | 35192040 |  | ECOP - MONTE RIO 1113 - H08-LR477 | ECOP |  | E470 | 5792084 | E.5034392.01 |  |  | Sonoma |  |  | MONTE RIO 1113477 | 639 | 14 | 44 |  |  |  | #DIV/0! |  | #DIV/0! |  | #DIV/0! | [6 empty] | #N/A | #N/A | 61.3049
31291639 | PLAN | [10 empty] | PLAN | 0.54337 |  |  | 2017-02976 |  | 2018-64266 |  | FOOTHILL 1101 | 182951101 | Tier 3 | 182951101 | 22.3656 | 082931101 | 0 | 182951101 | 39.3921 | 112443196 | 31291639 |  | FH 1101 O'CONNOR WY RECOND 12 SPANS, SLO | WDDB | 198 | E060 | 5530166 | # | SAN LUIS OBISPO | San Luis Obispo | Los Padres | Central Coast | ADER hold | FOOTHILL 1101CB | 668 | 250 | 1403 | 2869 | 2869 | 0 | 227 | [7 empty] | severe corrosion zone | 2017-02976 | 10/24/18 - changed from 08J to 08W. 10/15/18 - need to rescope with tree wire. 1/19/17 - AA review approved by [REDACTED] | 22.3656 | #N/A | 24.5596 | 2 | WD | 30 | 2597 | 2340 | 7 | 5 | 234 | 5 | 5 | 23 | 3 | 5 | 3
35066622 | [15 empty] | 2018-02855 |  |  |  | FOOTHILL 1101 | 182951101 | Tier 1 | 182951101 | 22.3656 | 043381101 | 0 | 182951101 | 0 | 113245749 | 35066622 | 35015703 | FOOTHILL 1101 LS CO9973 RECONDUCTOR, SLO | WDDB | 198 | E470 | 5783289 | E.5015594.01 | SAN LUIS OBISPO | San Luis Obispo | Los Padres | Central Coast | UNSE erdy hold | FOOTHILL 1101CB | 668 | 250 | 1403 | 10900 | 10900 | 0 | 227 |  | 0 |  | 0 |  |  |  | severe corrosion zone | 2018-02855 | 12/11/18 - order recreated but need WBS & PI = Y. [REDACTED] to handle. 11/26/18 - received PO & WBS Element. 10/24/18 - changed from 08J to 08W. 10/15/18 - need to rescope with tree wire. 2/21/18 - approved AA review. 1/30/18 - AA review. Provided recommended changes. | 22.3656 | #N/A | 24.5596 | 2 | Splice | 36 | 2597 | 2340 | 7 | 5 | 234 | 5 | 5 | 23 | 3 | 5 | 3
31364228 | [19 empty] | FOOTHILL 1101 | 182951101 | Tier 1 | 182951101 | 22.3656 | 0 | 0 | 182951101 | 0 | 113782453 | 31364228 |  | RECOND 4490FT OF 4ACSR WITH 2CU TW | WDDB | 198 | E060 | 5530166 | # | SAN LUIS OBISPO | San Luis Obispo | Los Padres | Central Coast | UNSE | FOOTHILL 1101CB | 668 | 250 | 1403 | 4490 | 4490 | 0 | 227 |  | 0 |  | 0 |  |  |  | severe corrosion zone | 2018-89198 | 1/3/19 - approved AA review. 1/2/19 - f/u on review comments. 12/6/18 - changed from 08J to 08W. 12/5/18 - provided comments. Need unit cost sheet added. Error when trying to change from 08J to 08W. Sent Email to [REDACTED]. 3/22/18 - need AA/PA | 22.3656 | #N/A | 24.5596 | 2 | WD | 22 | 2581 | 2340 | 7 | 5 | 234 | 5 | 5 | 7 | 2 | 5 | 3
35060383 | [15 empty] | 2016-120488 |  |  |  | FRUITLAND 1142 | 192311142 | Tier 2 | 192311142 | 9.8628 | 0 | 58.4303 | 0 | 0 | 112190914 | 35060383 | 31286706 | WDDB - FRUITLAND 1142CB C/O 1679 | WDDB | 198 | E460 | 5530164 | # | MYERS FLAT | Humboldt | Humboldt | Northern | UNSE | FRUITLAND 1142CB | 671 | 194 | 194 | 3310 | 3310 | 0 | 227 |  | 0 |  | 0 |  |  |  |  | 2016-120488 | 10/30/18 - changed from 08J to 08W. 10/24/18 - order recreated. 12/2/16 - AA review approved by [REDACTED] | 9.8628 | 58.4303 | #N/A | 2 | Splice | 40.7 | 2581 | 2340 | 7 | 5 | 234 | 5 | 5 | 7 | 2 | 5 | 3
35089880 | COMP |  |  |  |  | COMP | 0.4 | [12 empty] | SILVERADO 2104 | 043432104 | Tier 3 | 043432104 | 27.541 | 042091101 | 39.6472 | 043432104 | 20.2447 | 117092838 | 35089880 |  | PIH - SILVERADO 2104 - ANGWIN UG_PH 2 |  | 198W | E460 | 5530168 | # | ANGWIN | Napa | North Bay | Bay Area | MAPP srdy idcr idoc | SILVERADO 210437632 | 720 | 23 | 6 |  |  | 0 |  |  | #DIV/0! |  | #DIV/0! | [6 empty] | 27.541 | 39.6472 | 78.5591
35072720 | COMP |  |  |  |  | COMP | 2.22 | [12 empty] | GABILAN 1101 | 182331101 | Tier 2 | 182331101 | 73.9949 | 0 | 4.65 | 0 | 0 | 113646462 | 35072720 | 35018886 | RPL OH WIRE ON GABILN 1101 17-0077248 |  | 198 | E470 | 5783290 | E.5015593.01 | SALINAS | Monterey | Central Coast | Central Coast | FICL srdy crdy redl idcr idoc | GABILAN 11013090 | 747 | 282 | 475 | 11592 | 11560 | 11560 | 150 |  | 0 |  | 0 |  |  |  |  | 2019-56385 | 9/6/19 - approved BC review. 9/4/19 - provided review comments. Need units updated. 1/28/19 - order recreated but w/o WBS. 10/25/18 - changed from 08J to 08W. 10/15/18 - need to rescope with tree wire. 10/17/17 - approved PA review. In WD database | 73.9949 | 4.65 | #N/A | 2 | WD | 11 | 2597 | 2340 | 7 | 5 | 234 | 5 | 5 | 23 | 3 | 5 | 3
35057921 | [19 empty] | PUEBLO 2103 | 043292103 | Tier 2 | 043292103 | 32.0208 | 183101103 | 8.2914 | 043292103 | 0 | 115025758 | 35057921 |  | PUEBLO 2103 RECOND W TW PAST FUSE 2013 | WDDB | 198 | E470 | 5530168 | # | NAPA | Napa | North Bay | Bay Area | UNSE | PUEBLO 2103678 | 760 | 59 | 1 | 9600 | 9600 | 0 | 227 |  | 0 |  | 0 |  |  |  | CAP 114772700 | 2019-24780 | 4/30/19 - approved AA review. 4/28/19 - provided AA review comments. 3/22/19 - f/u on AA. 2/14/19 - f/u email to submit AA. | 32.0208 | 8.2914 | 38.2894 | 3 | CAP |  | 3087 | 2340 | 7 | 5 | 740 | 6 | 5 | 7 | 2 | 5 | 3
35019006 | COMP |  |  |  |  | COMP | 1.8 | [12 empty] | ROB ROY 2104 | 083692104 | Tier 2 | 083692104 | 35.8522 | 0 | 59.1327 | 083692104 | 0 | 113677589 | 35019006 |  | ROB ROY 2104 CO11865 REPLACE OH LINE |  | 198 | E460 | 5530159 | # | CORRALITOS | Santa Cruz | Central Coast | Central Coast | MAPP srdy crdy redl idoc | GREEN VALLEY 210111054 | 778 | 297 | 231 | 9440 | 9680 | 9680 | 150 |  | 0 |  | 0 |  |  |  | Moderate corrosion zone | 2019-52172 | 8/20/19 - approved BC review. BC review. Asked for comments related to the SAP planned units. 4/3/18 - approved AA review. 4/2/18 - AA review needs more changes. Provided comments. 3/12/18 - recommend tree wire and other changes. 1/31/18 - provided comments and recommended changes. | 35.8522 | 59.1327 | 39.1417 | 3 | Splice | 32.8 | 3103 | 2340 | 7 | 5 | 740 | 6 | 5 | 23 | 3 | 5 | 3
35043586 | CANCL | [18 empty] | PACIFICA 1102 | 022811102 | Tier 3 | 022811102 | 17.3439 | 012101103 | 1.3023 | 022811102 | 1.1239 | 114612631 | 35043586 |  | PACIFICA 1102 WD: INS TREE WIRE | CANCL | 198 | E460 | 5530170 | # | PACIFICA | San Mateo | Peninsula | Central Coast | DOCC idoc | PACIFICA 11026783 | 781 | 298 | 86 |  |  | 0 | #DIV/0! |  |  | 43452 | [7 empty] | 17.3439 | 1.3023 | 1.3508 | 3 |  |  | 740 | 740 | 6 | 5
31289238 | COMP |  |  |  |  | COMP | 1.19 | [12 empty] | FRUITLAND 1142 | 192311142 | Tier 2 | 192311142 | 9.8628 | 182731102 | 58.4303 | 0 | 0 | 112403535 | 31289238 |  | FRUITLAND 1142 INS TREE WIRE LR 6064 |  | 198 | E060 | 5530164 | P.11908 | MYERS FLAT | Humboldt | Humboldt | Northern | FICL srdy crdy redl | FRUITLAND 11426064 | 786 | 194 | 194 | 6200 | 6266 | 1.1867 | 150 |  | 0 |  | 0 |  |  |  | intermediate snow zone | 2019-31403 | 5/23/19 - approved BC review ($324/ft). 6/20/18 - installing tree wire. 12/4/16 - AA review approved by [REDACTED] | 9.8628 | 58.4303 | #N/A | 2 | Splice | 44.3 | 2581 | 2340 | 7 | 5 | 234 | 5 | 5 | 7 | 2 | 5 | 3
31290145 | COMP |  |  |  |  | COMP | 0.15 | [12 empty] | San Rafael 1107 | 042011107 | Tier 2 | 042011107 | 6.5712 | 0 | 1.6827 | 042011107 | 0 | 112416551 | 31290145 |  | R7 SAN RAFAEL 1107 COND REPLACEMENT |  | 198 | E060 | 5530168 | # | KENTFIELD | Marin | North Bay | Bay Area | FICL srdy crdy redl | SAN RAFAEL 11071166 | 818 | 264 | 30 | 370 | 801 | 0.1517 | 150 | 43689 | 0 |  | 0 |  |  |  | non-corrosion zone | 2019-18696 | 4/11/19 - approved PA reathorization review. Unit cost = $630/foot. 4/3/19 - provided PA reathorization comments. 8/6/18 - Approved PA review. Scheduled WebEx to discuss AA quality. 7/17/18 - need scope change to TW. 1/3/17 - approved AA review by [REDACTED]. 8/16/17 - added units to SAP | 6.5712 | 1.6827 | 18.4978 | 3 | Splice - UWF | 0 | 3103 | 2340 | 7 | 5 | 740 | 6 | 5 | 23 | 3 | 5 | 3
35191317 | PLAN | [12 empty] | PLAN | 1.36 |  | 2019-44239 |  |  | BRUNSWICK 1106 | 152481106 | Tier 3 | 152481106 | 12.1198 | 102911103 | 50.1881 | 152481106 | 68.8519 | 119518394 | 35191317 |  | ECOP - BRUNSWICK 1106 - H03 - LR4639 | ECOP |  | E460 | 5541304 | E.5034353.01 |  | Nevada | Sierra | Northern |  | BRUNSWICK 11064639 | 833 | 22 | 18 |  |  |  | #DIV/0! |  | #DIV/0! |  | #DIV/0! | [6 empty] | 12.1198 | 50.1881 | 120.4803
35072147 | PLAN | [8 empty] | PLAN | 1.49 | [8 empty] | LOS GATOS 1106 | 082021106 | Tier 3 | 082021106 | 0.85597 | 153082106 | 2.3799 | 082021106 | 182.2008 | 114474286 | 35072147 | 35031660 | CWSP - LOS GATOS 1106 - LB44 - PH 1.1 | WDDB | 198W | E470 | 5782536 | E.5014319.01 | LOS GATOS | Santa Clara | De Anza | Central Coast | ESTS hold | LOS GATOS 1106LB44 | 841 | 130 | 142 | 14000 | 7868 | 7868 | 511 |  | 0 |  | 0 |  |  |  | CPUC complaint | 2018-30241 | 1/28/19 - order conversion complete. 4/27/18 - approved AA review. 4/26/18 - provided review comments. Add Tier 3 and fire spread info | 0.85597 | 2.3799 | 0.038755 | 3 | Wildfire Resilient | 10.4 | 3103 | 2340 | 7 | 5 | 740 | 6 | 5 | 23 | 3 | 5 | 3
35113106 | PLAN | [8 empty] | PLAN | 0.87 |  |  |  |  | 2018-31656 |  |  |  | LOS GATOS 1106 | 082021106 | Tier 3 | 082021106 | 0.85597 | 153082106 | 2.3799 | 082021106 | 182.2008 | 117492252 | 35113106 |  | CWSP - LOS GATOS 1106 - LB44 - PH 2.2B | WDDB | 198W | E470 | 5786052 | E.5014534.02 | LOS GATOS | Santa Clara | De Anza | Central Coast | UNSE | LOS GATOS 1106LB44 | 841 | 130 | 142 |  | 5976 | 5976 | 511 | [10 empty] | 0.85597 | 2.3799 | 0.038755 | 3 | Wildfire Resilient | 10.4 | 3103 | 2340 | 7 | 5 | 740 | 6 | 5 | 23 | 3 | 5 | 3
35113107 | PLAN | [8 empty] | PLAN | 0.53 |  |  |  |  | 2018-31656 |  |  |  | LOS GATOS 1106 | 082021106 | Tier 3 | 082021106 | 0.85597 | 153082106 | 2.3799 | 082021106 | 182.2008 | 117492254 | 35113107 |  | CWSP - LOS GATOS 1106 - LB44 - PH 2.3C | WDDB | 198W | E470 | 5786053 | E.5014534.03 | LOS GATOS | Santa Clara | De Anza | Central Coast | ESTS | LOS GATOS 1106LB44 | 841 | 130 | 142 |  | 4740 | 4740 | 511 | [10 empty] | 0.85597 | 2.3799 | 0.038755 | 3 | Wildfire Resilient | 10.4 | 3103 | 2340 | 7 | 5 | 740 | 6 | 5 | 23 | 3 | 5 | 3
35119965 | PLAN | [6 empty] | PLAN | 0.88068 | [6 empty] | 2018-31656 | 2018-53540 | 2019-78779 | 2020-24016 | Los Gatos 1106 | 082021106 | Tier 3 | 082021106 | 0.85597 | 153082106 | 2.3799 | 082021106 | 182.2008 | 117721840 | 35119965 |  | CWSP - LOS GATOS 1106 - LB44 - PH 2.5E | PRE | 198W | E470 | 5786602 | E.5014534.05 | LOS GATOS | Santa Clara | De Anza | Central Coast | PEND erdy | LOS GATOS 1106LB44 | 841 | 130 | 142 | 10506 | 0 | 0 | #DIV/0! |  | #DIV/0! |  | #DIV/0! | [6 empty] | 0.85597 | 2.3799 | 0.038755 | 3 | Wildfire Resilient | 10.4 | 3103 | 2340 | 7 | 5 | 740 | 6 | 5 | 23 | 3 | 5 | 3
35119966 | PLAN | [6 empty] | PART | 0.81913 | [6 empty] | 2018-31656 | 2018-53540 | DS73 APPR | 2020-09949 | Los Gatos 1106 | 082021106 | Tier 3 | 082021106 | 0.85597 | 153082106 | 2.3799 | 082021106 | 182.2008 | 117721841 | 35119966 |  | CWSP - LOS GATOS 1106 - LB44 - PH 2.6F | PRE | 198W | E470 | 5786603 | E.5014534.06 | LOS GATOS | Santa Clara | De Anza | Central Coast | MAPP erdy srdy crdy redl | LOS GATOS 1106LB44 | 841 | 130 | 142 | 4325 | 4325 | 0 | 227 |  | 262.8291 | 1136736 | 0 |  |  |  | 100% composite, level 2 |  | 03/02/20 - APPROVE BC | 0.85597 | 2.3799 | 0.038755 | 3 | Wildfire Resilient | 10.4 | 3103 | 2340 | 7 | 5 | 740 | 6 | 5 | 23 | 3 | 5 | 3
35031663 | PLAN | [8 empty] | PLAN | 0.69 |  |  |  |  | 2018-31688 |  |  |  | LOS GATOS 1106 | 082021106 | Tier 3 | 082021106 | 0.85597 | 153082106 | 2.3799 | 082021106 | 182.2008 | 114474316 | 35031663 |  | CWSP - LOS GATOS 1106 - LB44 - PH 3.1 | WDDB | 198W | E470 | 5780842 | E.5014535.01 | LOS GATOS | Santa Clara | De Anza | Central Coast | ESTS | LOS GATOS 1106LB44 | 841 | 130 | 142 | 24000 | 1587 | 1587 | 511 | [7 empty] | CPUC complaint | 2018-31688 | 5/16/18 - approved AA review. 3/29/19 - Emili scope approval. Need AA | 0.85597 | 2.3799 | 0.038755 | 3 | Wildfire Resilient | 10.4 | 3103 | 2340 | 7 | 5 | 740 | 6 | 5 | 23 | 3 | 5 | 3
35113110 | PLAN | [8 empty] | PLAN | 1.5 |  |  |  |  | 2018-31688 |  |  |  | LOS GATOS 1106 | 082021106 | Tier 3 | 082021106 | 0.85597 | 153082106 | 2.3799 | 082021106 | 182.2008 | 117492259 | 35113110 |  | CWSP - LOS GATOS 1106 - LB44 - PH 3.3 | WDDB | 198W | E470 | 5786056 | E.5014535.03 | LOS GATOS | Santa Clara | De Anza | Central Coast | UNSE | LOS GATOS 1106LB44 | 841 | 130 | 142 |  | 8116 | 8116 | 511 | [10 empty] | 0.85597 | 2.3799 | 0.038755 | 3 | Wildfire Resilient | 10.4 | 3103 | 2340 | 7 | 5 | 740 | 6 | 5 | 23 | 3 | 5 | 3
35113111 | PLAN | [8 empty] | PLAN | 0.77 |  |  |  |  | 2018-31688 |  |  |  | LOS GATOS 1106 | 082021106 | Tier 3 | 082021106 | 0.85597 | 153082106 | 2.3799 | 082021106 | 182.2008 | 117492280 | 35113111 |  | CWSP - LOS GATOS 1106 - LB44 - PH 3.4 | WDDB | 198W | E470 | 5786057 | E.5014535.04 | LOS GATOS | Santa Clara | De Anza | Central Coast | UNSE | LOS GATOS 1106LB44 | 841 | 130 | 142 |  | 10947 | 10947 | 511 | [10 empty] | 0.85597 | 2.3799 | 0.038755 | 3 | Wildfire Resilient | 10.4 | 3103 | 2340 | 7 | 5 | 740 | 6 | 5 | 23 | 3 | 5 | 3
35119967 | PLAN | [8 empty] | PLAN | 0.87 |  |  |  |  | 2018-31688 |  |  |  | Los Gatos 1106 | 082021106 | Tier 3 | 082021106 | 0.85597 | 153082106 | 2.3799 | 082021106 | 182.2008 | 117721746 | 35119967 |  | CWSP - LOS GATOS 1106 - LB44 - PH 3.5 | WDDB | 198W | E470 | 5786605 | E.5014535.05 | LOS GATOS | Santa Clara | De Anza | Central Coast | UNSE | LOS GATOS 1106LB44 | 841 | 130 | 142 |  |  | 0 | #DIV/0! | [10 empty] | 0.85597 | 2.3799 | 0.038755 | 3 | Wildfire Resilient | 10.4 | 3103 | 2340 | 7 | 5 | 740 | 6 | 5 | 23 | 3 | 5 | 3
35119968 | PLAN | [8 empty] | PLAN | 0.41 |  |  |  |  | 2018-31688 |  |  |  | Los Gatos 1106 | 082021106 | Tier 3 | 082021106 | 0.85597 | 153082106 | 2.3799 | 082021106 | 182.2008 | 117721842 | 35119968 |  | CWSP - LOS GATOS 1106 - LB44 - PH 3.6 | WDDB | 198W | E470 | 5786604 | E.5014535.06 | LOS GATOS | Santa Clara | De Anza | Central Coast | UNSE | LOS GATOS 1106LB44 | 841 | 130 | 142 |  |  | 0 | #DIV/0! | [10 empty] | 0.85597 | 2.3799 | 0.038755 | 3 | Wildfire Resilient | 10.4 | 3103 | 2340 | 7 | 5 | 740 | 6 | 5 | 23 | 3 | 5 | 3
35119972 | PLAN | [8 empty] | PLAN | 1.62 |  |  |  |  | 2018-56407 |  |  |  | LOS GATOS 1106 | 082021106 | Tier 3 | 082021106 | 0.85597 | 153082106 | 2.3799 | 082021106 | 182.2008 | 114749460 | 35119972 | 74022386 | CWSP - LOS GATOS 1106 - LB44 - PH 4.1 | WDDB | 198W | E470 | 5786589 | E.5015493.01 | LOS GATOS | Santa Clara | De Anza | Central Coast | UNSE | LOS GATOS 1106LB44 | 841 | 130 | 142 | 24030 | 24030 | 24030 | 511 | [7 empty] | Level 2 construction | 2018-56407 | 8/6/18 - approved AA review. Provided review comments. Project cost is high. Need unit cost sheet. | 0.85597 | 2.3799 | 0.038755 | 3 | Wildfire Resilient | 10.4 | 3087 | 2340 | 7 | 5 | 740 | 6 | 5 | 7 | 2 | 5 | 3
35119969 | PLAN | [6 empty] | PLAN | 0.45019 | [6 empty] | 2018-56407 | 2018-53540 | DS73 APPR | 2020-13152 | Los Gatos 1106 | 082021106 | Tier 3 | 082021106 | 0.85597 | 153082106 | 2.3799 | 082021106 | 182.2008 | 117721748 | 35119969 |  | CWSP - LOS GATOS 1106 - LB44 - PH 4.2 | PRE | 198W | E470 | 5786588 | E.5015493.02 | LOS GATOS | Santa Clara | De Anza | Central Coast | CONS srdy | LOS GATOS 1106LB44 | 841 | 130 | 142 | 6777 | 6777 | 0 | 227 |  | 227.4104 | 1541160 | 0 | [6 empty] | 0.85597 | 2.3799 | 0.038755 | 3 | Wildfire Resilient | 10.4 | 3103 | 2340 | 7 | 5 | 740 | 6 | 5 | 23 | 3 | 5 | 3
35119970 | PLAN | [6 empty] | PLAN | 0.61856 | [6 empty] | 2018-56407 | 2018-53540 | 2019-68460 | 2020-13269 | Los Gatos 1106 | 082021106 | Tier 3 | 082021106 | 0.85597 | 153082106 | 2.3799 | 082021106 | 182.2008 | 117721839 | 35119970 |  | CWSP - LOS GATOS 1106 - LB44 - PH 4.3 | PRE | 198W | E470 | 5786587 | E.5015493.03 | LOS GATOS | Santa Clara | De Anza | Central Coast | CONS srdy crdy | LOS GATOS 1106LB44 | 841 | 130 | 142 | 3090 | 3090 | 0 | 227 |  | 359.7288 | 1111562 | 0 | [6 empty] | 0.85597 | 2.3799 | 0.038755 | 3 | Wildfire Resilient | 10.4 | 3103 | 2340 | 7 | 5 | 740 | 6 | 5 | 23 | 3 | 5 | 3
35113104 | COMP |  |  |  |  | COMP | 0.25 | [8 empty] | 2018-30241 |  | 2019-52568 | 2019-58405 | LOS GATOS 1106 | 082021106 | Tier 3 | 082021106 | 0.85597 | 153082106 | 2.3799 | 082021106 | 182.2008 | 117492198 | 35113104 |  | CWSP - LOS GATOS 1106 - LB44 - PHASE 1.2 |  | 198W | E470 | 5786049 | E.5014319.02 | LOS GATOS | Santa Clara | De Anza | Central Coast | MAPP erdy srdy redl idoc | LOS GATOS 1106LB44 | 841 | 130 | 142 |  | 1309 | 1309 | 300 | [10 empty] | 0.85597 | 2.3799 | 0.038755 | 3 | Wildfire Resilient | 10.4 | 3103 | 2340 | 7 | 5 | 740 | 6 | 5 | 23 | 3 | 5 | 3
35113103 | COMP |  |  |  |  | COMP | 0.22 | [8 empty] | 2018-30241 |  | 2019-47690 | 2019-58404 | LOS GATOS 1106 | 082021106 | Tier 3 | 082021106 | 0.85597 | 153082106 | 2.3799 | 082021106 | 182.2008 | 117492227 | 35113103 |  | CWSP - LOS GATOS 1106 - LB44 - PHASE 1.3 |  | 198W | E470 | 5786050 | E.5014319.03 | LOS GATOS | Santa Clara | De Anza | Central Coast | FICL srdy | LOS GATOS 1106LB44 | 841 | 130 | 142 |  | 1264 | 1264 | 300 | [10 empty] | 0.85597 | 2.3799 | 0.038755 | 3 | Wildfire Resilient | 10.4 | 3103 | 2340 | 7 | 5 | 740 | 6 | 5 | 23 | 3 | 5 | 3
35113105 | PLAN | [6 empty] | PLAN | 0.56818 | [6 empty] | 2018-30241 | 2018-53540 | 2019-51454 | 2019-58408 | LOS GATOS 1106 | 082021106 | Tier 3 | 082021106 | 0.85597 | 153082106 | 2.3799 | 082021106 | 182.2008 | 117492229 | 35113105 |  | CWSP - LOS GATOS 1106 - LB44 - PHASE 1.4 | PRE | 198W | E470 | 5786051 | E.5014319.04 | LOS GATOS | Santa Clara | De Anza | Central Coast | CONS srdy crdy | LOS GATOS 1106LB44 | 841 | 130 | 142 | 3582 | 3582 | 0 | 227 |  | 0 |  | 0 | [6 empty] | 0.85597 | 2.3799 | 0.038755 | 3 | Wildfire Resilient | 10.4 | 3103 | 2340 | 7 | 5 | 740 | 6 | 5 | 23 | 3 | 5 | 3
35031662 | PLAN | [6 empty] | COMP | 0.56 | [6 empty] | 2018-31656 | NA | DS73 APPR | 2019-82067 | LOS GATOS 1106 | 082021106 | Tier 3 | 082021106 | 0.85597 | 153082106 | 2.3799 | 082021106 | 182.2008 | 114474310 | 35031662 |  | CWSP - LOS GATOS 1106 - LB44 - PHASE 2.1 | PRE | 198W | E470 | 5780841 | E.5014534.01 | LOS GATOS | Santa Clara | De Anza | Central Coast | MAPP srdy crdy | LOS GATOS 1106LB44 | 841 | 130 | 142 | 2978 | 2467 | 511 | 324.4641 | 5 | 372.7297 | 1109989 | 0 |  |  |  | CPUC complaint | 2018-31656 | 5/15/18 - approved AA review. 3/29/18 - Emili scope approval. Need AA | 0.85597 | 2.3799 | 0.038755 | 3 | Wildfire Resilient | 10.4 | 3103 | 2340 | 7 | 5 | 740 | 6 | 5 | 23 | 3 | 5 | 3
35113109 | COMP |  |  |  |  | COMP | 0.13 | [8 empty] | 2018-31688 | N/A | 2019-78448 | 2019-78266 | LOS GATOS 1106 | 082021106 | Tier 3 | 082021106 | 0.85597 | 153082106 | 2.3799 | 082021106 | 182.2008 | 117492258 | 35113109 |  | CWSP - LOS GATOS 1106 - LB44 - PHASE 3.2 |  | 198W | E470 | 5786055 | E.5014535.02 | LOS GATOS | Santa Clara | De Anza | Central Coast | FICL erdy srdy crdy redl idcr idoc | LOS GATOS 1106LB44 | 841 | 130 | 142 | 681 | 681 | 0 | 362 | [10 empty] | 0.85597 | 2.3799 | 0.038755 | 3 | Wildfire Resilient | 10.4 | 3103 | 2340 | 7 | 5 | 740 | 6 | 5 | 23 | 3 | 5 | 3
35113108 | PLAN | [6 empty] | PLAN | 1.665 | [6 empty] | 2018-31656 | 2018-53540 | 2019-78636 | 2020-21293 | LOS GATOS 1106 | 082021106 | Tier 3 | 082021106 | 0.85597 | 153082106 | 2.3799 | 082021106 | 182.2008 | 117492255 | 35113108 |  | CWSP - LOS GATOS 1106 - LB44 - PHASE2.4D | PRE | 198W | E470 | 5786054 | E.5014534.04 | LOS GATOS | Santa Clara | De Anza | Central Coast | UNSC srdy crdy | LOS GATOS 1106LB44 | 841 | 130 | 142 | 3807 | 3807 | 0 | 227 |  | 0 |  | 0 | [6 empty] | 0.85597 | 2.3799 | 0.038755 | 3 | Wildfire Resilient | 10.4 | 3103 | 2340 | 7 | 5 | 740 | 6 | 5 | 23 | 3 | 5 | 3
35040506 | [19 empty] | ROB ROY 2105 | 083692105 | Tier 2 | 083692105 | 31.9094 | 0 | 12.749 | 083692105 | 0 | 114607613 | 35040506 |  | RR2105 RESILIENCE - 5090 ZONE STEEL & TW | PRE | 198 | E460 | 5530159 | # | APTOS | Santa Cruz | Central Coast | Central Coast | UNSE | ROB ROY 21055090 | 844 | 106 | 85 | 4900 | 11445 | 0 | 227 |  | 0 |  | 0 |  |  |  |  | 2018-40032 | 7/17/18 - former demonstration project. Remove from 2019 plan. 5/18/18 - approved AA review. 5/15/18 - requested PM# | 31.9094 | 12.749 | 27.2507 | 3 | Wildfire Resilient |  | 3154 | 2340 | 7 | 5 | 740 | 6 | 5 | 74 | 4 | 5 | 3
35111500 | COMP |  |  |  |  | COMP | 0.35 | [12 empty] | UPPER LAKE 1101 | 042871101 | Tier 2 | 042871101 | 36.2542 | 0 | 49.8609 | 042871101 | 0 | 117416989 | 35111500 |  | RECONDUCTOR UPPER LAKE 01 HUNTERS PT RD |  | 198W | E460 | 5533649 | # | LAKEPORT | Lake | Humboldt | Northern | FICL srdy crdy | UPPER LAKE 11016663 | 871 | 329 | 133 |  |  | 0 |  |  | #DIV/0! |  | #DIV/0! | [6 empty] | 36.2542 | 49.8609 | 1.5573
74022040 | COMP |  |  |  |  | COMP | 1.26 | [8 empty] | 2018-57380 |  | 2018-97572 |  | CALISTOGA 1101 | 042711101 | Tier 3 | 042711101 | 16.5404 | 0 | 15.2327 | 042711101 | 46.4677 | 113163209 | 74022040 | 31344015 | 2019 CALISTOGA 1101 HIGH SPLICE COUNT | WDDB | 198 | E570 | 5782596 | E.5013428.01 | CALISTOGA | Napa | North Bay | Bay Area | FICL erdy redl | CALISTOGA 1101734 | 882 | 16 | 34 | 7502 | 10152 | 1.9227 | 227.1076 | 43553 | 4.2893 | 43553 | 0 |  |  |  | non-corrosion | 2019-02348 | 1/17/19 - approved BC review. 8/9/18 - approved AA review. 8/8/19 - f/u on AA changes. 8/2/18 - [REDACTED] agreed with additionial scope. Need AA updated. 8/1/18 - provided comments. I thought we agreed to exend scope. 7/19/18 - Provided review comments.MAT changed to 08W. Need to update IP. 7/17/18 - need to change scope to install some tree wire. Move to MAT 08W. 11/20/17 - Approved AA review. 11/3/17 - reviewed AA. Need additional support. WD doesn't agree with AA. Sent back | 16.5404 | 15.2327 | 0.50507 | 2 | Splice | 25.6 | 2581 | 2340 | 7 | 5 | 234 | 5 | 5 | 7 | 2 | 5 | 3
74024660 | [15 empty] | 2018-57380 |  | 2018-97572 |  | CALISTOGA 1101 | 042711101 | Tier 3 | 042711101 | 16.5404 | 0 | 15.2327 | 042711101 | 46.4677 | 113163209 | 74024660 |  | 2019 CALISTOGA 1101 SUB ORDER | WDDB | 198 | E570 | 5530168 | # | CALISTOGA | Napa | North Bay | Bay Area | UNSE | CALISTOGA 1101734 | 882 | 16 | 34 |  |  | 0 | #DIV/0! |  | #DIV/0! |  | #DIV/0! | [5 empty] | 02/22/20 - this order was created to separate an area of this project out that we aren't able to repair yet due to a legal hold. | 16.5404 | 15.2327 | 0.50507
35080227 | COMP |  |  |  |  | COMP | 0.36 | [12 empty] | CALISTOGA 1101 | 042711101 | Tier 3 | 042711101 | 16.5404 | 163661701 | 15.2327 | 042711101 | 75.1127 | 116766403 | 35080227 |  | CALISTOGA 1101 - BENNETT LN RECONDUCTOR | WDDB | 198W | E460 | 5530168 | # | CALISTOGA | Napa | North Bay | Bay Area | UNSE | CALISTOGA 1101734 | 882 | 16 | 34 |  |  | 0 | 150 |  | #DIV/0! |  | #DIV/0! | [5 empty] | 3/19/19 - new order taken out to complete legal hold section of PM 74022040 | 16.5404 | 15.2327 | 0.50507 | 2 | Splice | 25.6 | 2581 | 2340 | 7 | 5 | 234 | 5 | 5 | 7 | 2 | 5 | 3
31205937 | COMP |  |  | COMP | 0.94697 | [10 empty] | 2015-116449 | N/A | 2017-98170 | 2018-01603 | ALTO 1125 | 042031125 | Tier 3 | 042031125 | 7.4517 | 0 | 10.8462 | 042031125 | 46.4677 | 110886301 | 31205937 |  | 109 HELENS LN,CITY/CNTY,ALTO | WDDB | 198 | E060 | 5530168 | P.11155 | MILL VALLEY | Marin | North Bay | Bay Area | CLSD srdy redl | ALTO 11251226 | 892 | 66 | 96 | 4500 | 4534 | 0 | 227 |  | 329.2854 | 1492980 | 281.2194 | 1275048.82 |  |  | TW | 2018-58343 | 3/21/18 - JC requested tree wire. 2/8/18 - Business case review approval. | 7.4517 | 10.8462 | 26.3622 | 3 | UWF & splice |  | 852 | 740 | 6 | 5 | 56 | 5 | 1 | 56 | 3 | 6 | 3
35076129 | [19 empty] | DIAMOND SPRINGS 1105 | 152261105 | Tier 3 | 152261105 | 8.3878 | 0 | 47.8328 | 152261105 | 56.0942 | 116489047 | 35076129 |  | DIAMOND SPRINGS 1105 RECOND WD18-0105867 | WDDB | 198 | E470 | 5784105 | E.5019947.01 | EL DORADO | El Dorado | Sierra | Northern | UNSE | DIAMOND SPRINGS 1105CB | 898 | 186 | 359 | 9600 | 9600 | 0 | 227 |  | 0 |  | 0 | [5 empty] | 2/12/19 - PO & WBS generated. | 8.3878 | 47.8328 | 76.2667 | 3 | WD | 22 | 3080 | 2340 | 7 | 5 | 740 | 6 | 5
31169728 | COMP |  |  | PART | 0.18731 | COMP | 0.58788 | [8 empty] | 2016-114419 | N/A | 2018-65095 | 2018-38881 | Oakland K 1102 | 012101102 | Tier 3 | 0 | 0 | 0 | 0 | 012101102 | 46.4677 | 110515764 | 31169728 |  | 2017 GRIZZLY PEAK REPL #6 CU-UWF | WDDB | 198 | E070 | 5530162 | P.11397 | OAKLAND | Alameda | East Bay | Bay Area | CLSD srdy crdy redl idcr idoc | OAKLAND K 1102CR014 | 900 | 103 | 307 | 7780 | 5938 | 0 | 227 |  | 168.7073 | 1001784 | 117.7469 | 699181.34 |  |  | TW, UG separated to new PM | 2018-38881 | 5/23/18 - approved BC review. Needs units added to SAP & JE. 3/15/18 - transfered to new MAT 08W (wildfire). RIBA to be revised. CESO: 1,324 | #N/A | #N/A | 3.2736 | 3 | UWF & splice |  | 3087 | 2340 | 7 | 5 | 740 | 6 | 5 | 7 | 2 | 5 | 2
35074009 | [15 empty] | 2017-99508 |  |  |  | ALTO 1124 | 042031124 | Tier 3 | 042031124 | 6.894 | 0 | 0 | 042031124 | 46.4677 | 115826672 | 35074009 |  | ALTO 1124 WIRE DOWN ILIS 18-0109573 | WDDB | 198 | E460 | 5530168 | # | MILL VALLEY | Marin | North Bay | Bay Area | UNSE | ALTO 1124432 | 904 | 61 | 148 | 1940 | 1940 | 0 | 227 |  | 0 |  | 0 | [5 empty] | 02/22/20 - Nothing is in SAP for this project. | 6.894 | #N/A | 28.5019 | 3 |  | 4
35052726 | [19 empty] | LOS GATOS 1106 | 082021106 | Tier 3 | 082021106 | 0.85597 | 153082106 | 2.3799 | 082021106 | 182.2008 | 114623448 | 35052726 | 35041205 | CWSP - LOS GATOS 1106 LR 60116 PH1 | PRE | 198W | E470 | 5530160 | # | LOS GATOS | Santa Clara | De Anza | Central Coast | UNSE | LOS GATOS 110660116 | 917 | 130 | 142 | 41184 | 41184 | 41184 | 511 | [7 empty] | Level 2 construction | 2018-44243 | 11/30/18 - replaces PM 35041205 6/11/18 - approved AA review. | 0.85597 | 2.3799 | 0.038755 | 3 | Wildfire Resilient |  | 3154 | 2340 | 7 | 5 | 740 | 6 | 5 | 74 | 4 | 5 | 3
35052727 | [19 empty] | LOS GATOS 1106 | 082021106 | Tier 3 | 082021106 | 0.85597 | 162821702 | 2.3799 | 082021106 | 79.1599 | 114642563 | 35052727 | 35042417 | CWSP LOS GATOS 1106 LR 1106 PHASE 2 | PRE | 198W | E470 | 5530160 | # | LOS GATOS | Santa Clara | De Anza | Central Coast | UNSE | LOS GATOS 110660116 | 917 | 130 | 142 | 33264 | 33264 | 33264 | 511 | [7 empty] | Level 2 construction | 2018-46656 | 11/30/18 - replaces PM 35042417 6/22/18 - approved AA review | 0.85597 | 2.3799 | 0.038755 | 3 | Wildfire Resilient |  | 3154 | 2340 | 7 | 5 | 740 | 6 | 5 | 74 | 4 | 5 | 3
31360766 | COMP |  |  |  |  | COMP | 0.22 | [12 empty] | FROGTOWN 1701 | 163451701 | Tier 2 | 163451701 | 1.1884 | 158031101 | 63.8659 | 163451701 | 0 | 113720778 | 31360766 |  | FROGTOWN 1701 RECOND 1153FTTO 1/0ACSR TW |  | 198 | E060 | 5530176 | # | MURPHYS | Calaveras | Stockton | Central Valley | CLSD srdy crdy redl | FROGTOWN 170113412 | 921 | 344 | 451 | 1080 | 1153 | 0.21837 | 150 |  | 0 |  | 0 |  |  |  | Level 1 construction | 2019-20658 | 4/9/19 - Approved PA reauthorization review. High cost ($362/foot). 10/19/18 - Changed from MAT 08J to 08W. 10/15/18 - need to rescope with tree wire. 10/25/17 - approved PA review | 1.1884 | 63.8659 | 6.9265 | 2 | Splice | 32.2 | 2597 | 2340 | 7 | 5 | 234 | 5 | 5 | 23 | 3 | 5 | 3
35043299 | COMP |  |  |  |  | COMP | 1.21 | [8 empty] | 2016-120188 | 2019-21680 | 2019-23400 | 2020-12727 | EEL RIVER 1102 | 192381102 | Tier 3 | 192381102 | 105.6844 | 0 | 40.1989 | 0 | 46.4677 | 112402122 | 35043299 | 31289107 | 2018 OH COND RPLC: EEL RIVER 1102 FU1907 | WDDB | 198 | E460 | 5533649 | # | FERNDALE | Humboldt | Humboldt | Northern | PEND cont srdy | EEL RIVER 11024814 | 936 | 348 | 77 | 6500 | 6500 | 0 | 227 |  | 188.3709 | 1224411 | 188.3709 | 1224411 |  |  | intermediate snow zone | 2016-124863 | 3/13/20 approved bc 10/24/18 - changed from 08J to 08W. 10/15/18 - need to rescope with tree wire. 7/6/18 - new 35 series order. Request to [REDACTED] to update EPPM & IP. 1/17/18 - discussion with [REDACTED] to expand scope. 12/13/16 - AA review approved by [REDACTED] | 105.6844 | 40.1989 | #N/A | 2 | WD | 28 | 2597 | 2340 | 7 | 5 | 234 | 5 | 5 | 23 | 3 | 5 | 3
35072362 | COMP |  |  |  |  | COMP | 2.71 | [8 empty] | 2017-99527 | 2019-34155 | 2019-34155 | 2020-12769 | EEL RIVER 1102 | 192381102 | Tier 3 | 192381102 | 105.6844 | 0 | 40.1989 | 0 | 46.4677 | 113676445 | 35072362 | 35043304 | 2019 OH COND RPLC: EEL RIVER 1102 FU1913 | WDDB | 198 | E470 | 5782526 | E.5014735.01 | FERNDALE | Humboldt | Humboldt | Northern | FICL srdy redl idcr idoc | EEL RIVER 11024814 | 936 | 348 | 77 | 13991 | 13991 | 0 | 227 |  | 134.2266 | 1877965 | 0 |  |  |  | Snow loading area | 2017-99527 | 1/28/19 - order conversion completed. 1/23/19 - added to order conversion template. 10/24/18 - change from 08J to 08W. 10/15/18 - need to rescope with tree wire. 7/6/18 - new 35 series order. Request to [REDACTED] to update EPPM & IP. 3/14/18 -possible tree wire. 10/27/18 -approved AA review. 10/26/17 - AA review. Sent email to [REDACTED] to reduce to $100k | 105.6844 | 40.1989 | #N/A | 2 | Splice | 40.7 | 2597 | 2340 | 7 | 5 | 234 | 5 | 5 | 23 | 3 | 5 | 3
35047318 | [19 empty] | BIG TREES 0402 | 083050402 | Tier 3 | 083050402 | 0.16761 | 152762101 | 0.27927 | 083050402 | 130.3645 | 114761016 | 35047318 |  | CWSP - CAMPEVERS2105 - BT402CB - 4KV PH6 | PRE | 198W | E460 | 5530159 | # | FELTON | Santa Cruz | Central Coast | Central Coast | UNSE | BIG TREES 0402CB | 943 | 43 | #N/A | 55968 | 55968 | 55968 | 511 | [7 empty] | Level 2 construction | 2018-83741 | 12/5/18 - approved AA review. Question about order number & WBS & PO taken out for similar title. | 0.16761 | 0.27927 | 16.2868 | 3 | Wildfire Resilient |  | 3087 | 2340 | 7 | 5 | 740 | 6 | 5 | 7 | 2 | 5 | 3
35026643 | PLAN | [10 empty] | PLAN | 1.402 |  |  | 2018-38234 |  |  |  | DIAMOND SPRINGS 1105 | 152261105 | Tier 2 | 152261105 | 8.3878 | 0 | 47.8328 | 152261105 | 0 | 114258488 | 35026643 |  | RECONDUCTOR DIAMOND SPRINGS 1105 | WDDB | 198 | E460 | 5530173 | # | DIAMOND SPRINGS | El Dorado | Sierra | Northern | UNSE erdy hold | DIAMOND SPRINGS 11052102 | 957 | 186 | 359 | 7400 | 7400 | 0 | 227 | [7 empty] | intermediate snow zone | 2018-38234 | 6/6/18 - approved AA review. 6/1/18 - f/u on changes. 5/23/18 - provided AA review comments. 3/22/18 - need DRS | 8.3878 | 47.8328 | 76.2667 | 3 | WD | 26 | 3087 | 2340 | 7 | 5 | 740 | 6 | 5 | 7 | 2 | 5 | 3
35135005 | [19 empty] | ALTO 1125 | 042031125 | Tier 3 | 042031125 | 7.4517 | 043292103 | 10.8462 | 042031125 | 38.2894 | 111104641 | 35135005 | 31207128 | MVWF ALTO 1125 MUIR WOOD DR,MUIR BEACH | WDDB | 198 | E060 | 5530168 | P.11644 | MILL VALLEY | Marin | North Bay | Bay Area | UNSE | ALTO 1125902 | 970 | 66 | 96 | 4660 | 4660 | 0 | 227 |  | 0 |  | 0 |  |  |  | Need to revisit scope | 2015-119009 | 10/30/18 - changed from 08J to 08W. 1/4/16 - approved AA review by [REDACTED] | 7.4517 | 10.8462 | 26.3622 | 3 | UWF & splice |  | 3103 | 2340 | 7 | 5 | 740 | 6 | 5 | 23 | 3 | 5 | 3
31280506 | [19 empty] | POINT MORETTI 1101 | 082931101 | Tier 3 | 082931101 | 6.4342 | 042031125 | 19.835 | 082931101 | 26.3622 | 112115009 | 31280506 |  | R2 RECONDUCT PT. MORETTI BEYOND 8981 | WDDB | 198 | E060 | 5530159 | P.11376 | SANTA CRUZ | Santa Cruz | Central Coast | Central Coast | UNSE | POINT MORETTI 110136514 | 992 | 84 | 748 | 9800 | 9800 | 0 | 227 |  | 0 |  | 0 |  |  |  |  | 2016-107917 | 7/6/18 - [REDACTED] request to change MAT to 08W. 11/3/16 - AA review approved by [REDACTED] | 6.4342 | 19.835 | 39.3921 | 3 | Splice |  | 3103 | 2340 | 7 | 5 | 740 | 6 | 5 | 23 | 3 | 5 | 3
35029270 | [19 empty] | MORGAN HILL 2111 | 083242111 | Tier 3 | 083242111 | 21.158 | 014161108 | 35.7434 | 083242111 | 7.9412 | 114352762 | 35029270 |  | MORGAN HILL 2111 RECOND 13-SPANS W TW | WDDB | 198 | E460 | 5530174 | # | MORGAN HILL | Santa Clara | San Jose | Central Coast | UNSE | MORGAN HILL 2111XR398 | 995 | 100 | 47 | 3270 | 3270 | 0 | 227 |  | 0 |  | 0 |  |  |  |  | 2018-20294 | 2/26/19 - scope changed to tree wire. Changed from 08J to 08W. 2/19/19 - need scope change with TW. 3/14/18 - approved AA review. Tree wire not recommended per terrain review. | 21.158 | 35.7434 | 16.6345 | 2 | WD | 7 | 758 | 740 | 6 | 5 | 18 | 4 | 1 |  |  | 6
35052732 | [15 empty] | 2018-46250 |  |  |  | BIG BASIN 1101 | 083622106 | Tier 3 | 0 | 0 | 083622106 | 0 | 082841101 | 96.1819 | 114623764 | 35052732 | 35041202 | CWSP-BIG BASIN 1101-LR5028-PH1.1 | PRE | 198W | E470 | 5530159 | # | BOULDER CREEK | Santa Cruz | Central Coast | Central Coast | UNSE | BIG BASIN 11015028 | 1012 | 49 | 268 | 39072 | 39072 | 0 | 227 | [7 empty] | Level 2 construction | 2018-46250 | 9/12/18 - replacement for PM 35041202. 6/22/18 - approved AA review. 5/30/18 - need AA | #N/A | #N/A | 56.0942 | 3 | Wildfire Resilient |  | 3154 | 2340 | 7 | 5 | 740 | 6 | 5 | 74 | 4 | 5 | 3
35103325 | PLAN | [6 empty] | PLAN | 1.3095 | [6 empty] | 2018-57686 | NA | 2019-53887 | 2020-12420 | MORAGA 1102 | 013801102 | Tier 3 | 013801102 | 4.318 | 152481105 | 2.0006 | 013801102 | 115.7505 | 117252070 | 35103325 |  | CWSP - MORAGA 1102 & 1104 - OCB | PRE | 198 | E470 | 5785380 | E.5014544.04 | ORINDA | Contra Costa | Diablo | Bay Area | CONS srdy crdy mtrl | MORAGA 1102CB | 1024 | 379 | 123 | 6506 | 3755 | 2751 | 467.1734 |  | 822.2502 | 5349560 | 0 |  |  |  | Mixed OH and UG |  | 03/09/20 - [REDACTED] Approved BC 5/29/19 - new suborder | 4.318 | 2.0006 | 2.9889 | 3 | Wildfire Resilient |  | 3154 | 2340 | 7 | 5 | 740 | 6 | 5 | 74 | 4 | 5 | 3
35075365 | [19 empty] | CAMP EVERS 2106 | 083622106 | Tier 2 | 083622106 | 10.6789 | 0 | 1.9554 | 083622106 | 0 | 116490172 | 35075365 |  | RPL OH.COND.CAMP EVERS 2106 19-0015630 | WDDB | 198 | E460 | 5530159 | # | SANTA CRUZ | Santa Cruz | Central Coast | Central Coast | UNSE erdy | CAMP EVERS 210610718 | 1043 | 29 | 24 | 1706 | 1706 | 0 | 227 |  | 0 |  | 0 |  |  |  | intermediate snow zone | 2019-14486 | 3/20/19 - approved AA review. | 10.6789 | 1.9554 | 96.1819 | 3 | WD | 26 | 3087 | 2340 | 7 | 5 | 740 | 6 | 5 | 7 | 2 | 5 | 3
35192288 | PLAN | [12 empty] | PLAN | 2.26 |  | 2019-44239 |  |  | BRUNSWICK 1106 | 152481106 | Tier 3 | 152481106 | 12.1198 | 182941101 | 50.1881 | 152481106 | 15.296 | 119555953 | 35192288 |  | ECOP - BRUNSWICK 1106 - H04 - LR2416 | ECOP |  | E470 | 5792088 | E.5034397.01 |  | Nevada | Sierra | Northern |  | BRUNSWICK 11062416 | 1049 | 22 | 18 |  |  |  | #DIV/0! |  | #DIV/0! |  | #DIV/0! | [6 empty] | 12.1198 | 50.1881 | 120.4803
31289812 | [19 empty] | GUALALA 1112 | 042841112 | Tier 2 | 042841112 | 4.3393 | 0 | 42.4948 | 0 | 0 | 112409713 | 31289812 |  | RECOND TAP W TW - LCO 5265 GUALALA 1112 | WDDB | 198 | E060 | 5530175 | # | POINT ARENA | Mendocino | Sonoma | Northern | UNSE | GUALALA 11121294 | 1069 | 265 | 570 | 2300 | 2300 | 0 | 227 |  | 0 |  | 0 |  |  |  | severe corrosion zone | 2018-12431 | 2/20/19 - Updated SAP from 08J to 08W. 2/19/19 - Must change to 08W. 2/26/18 - approved PA review. | 4.3393 | 42.4948 | #N/A | 2 | WD | 10 | 814 | 740 | 6 | 5 | 18 | 4 | 1 | 56 | 3 | 6 | 3
35052734 | [15 empty] | 2018-50134 |  |  |  | CAMP EVERS 2105 | 083622105 | Tier 3 | 083622105 | 2.7924 | 043432105 | 2.1075 | 083622105 | 32.0375 | 114646899 | 35052734 | 35042648 | CWSP-CAMP EVERS 2105-LR5232-PH1.1 | PRE | 198W | E470 | 5530159 | # | FELTON | Santa Cruz | Central Coast | Central Coast | UNSE | CAMP EVERS 21055232 | 1079 | 51 | 43 | 39600 | 39600 | 0 | 227 | [7 empty] | Level 2 construction | 2018-20134 | 11/30/18 - replaces PM 35042648. 7/9/18 - approved AA review. | 2.7924 | 2.1075 | 85.8551 | 3 | Wildfire Resilient |  | 3103 | 2340 | 7 | 5 | 740 | 6 | 5 | 23 | 3 | 5 | 3
35181939 | [11 empty] | PLAN | 1.75 | [6 empty] | WYANDOTTE 1103 | 102911103 | Tier 3 | [7 empty] | 35181939 |  | WD RECONDUCTORING ON WYANDOTTE 1103 | WDDB | 198 |  | 5791278 | E.5034174.01 |  | Butte | North Valley | Northern |  | WYANDOTTE 11031508 | 1086 | 9 | 12 | [14 empty] | 13.0558 | 15.8043 | 68.8519 |  | WD
31429487 | CANCL | [8 empty] | PLAN | 1.54 | [8 empty] | OTTER 1101 | 182941101 | Tier 2 | 182941101 | 4.9251 | 0 | 6.9208 | 182941101 | 0 | 113743255 | 31429487 |  | RPL OH WIRE ON OTTER-1101 S030CC121 | CANCL | # | E070 | 5782594 | # | #N/A | Monterey | Central Coast | Central Coast | PEND srdy | OTTER 11017611 | 1092 | 143 | 1078 | 0 | 0 | 0 | 0 | [10 empty] | 4.9251 | 6.9208 | 15.296 | 3
35060584 | PLAN | [8 empty] | PLAN | 2.85 |  |  |  |  | 2017-106107 |  | 2020-07474 |  | OTTER 1101 | 182941101 | Tier 2 | 182941101 | 4.9251 | 0 | 6.9208 | 182941101 | 0 | 113743255 | 35060584 | 74015668 | RPL OH WIRE ON OTTER-1101 S030CC121 | WDDB | 198 | E470 | 5782594 | E.0000106.01 | CARMEL | Monterey | Central Coast | Central Coast | PEND | OTTER 11017611 | 1092 | 143 | 1078 | 23884 | 23884 | 0 | 227 |  | 0 |  | 0 |  |  |  | severe corrosion area | 2017-106107 | 10/26/18 - order recreated. 7/17/18 - update scope to tree wire. 3/13/18 - review for tree wire. 11/17/17 - approved AA review. Asked for additonal info. | 4.9251 | 6.9208 | 15.296 | 3 | Splice | 22 | 3103 | 2340 | 7 | 5 | 740 | 6 | 5 | 23 | 3 | 5 | 3
35066745 | COMP |  |  |  |  | COMP | 1.69 | [12 empty] | BIG BEND 1102 | 103751102 | Tier 3 | 103751102 | 0.10232 | 162821702 | 0 | 103751102 | 79.1599 | 108159179 | 35066745 | 35060580 | BIG BEND 1102 - BLOOMER HILL 08W PHS 2 | WDDB | 198 | E470 | 5530169 | # | CORNING | Tehama | North Valley | Northern | FICL cont srdy crdy redl | BIG BEND 1102CB | 1094 | 39 | 216 | 9160 | 8900 | 0 | 227 |  | 0 |  | 0 |  |  |  | intermediate snow zone | 2019-43685 | 7/16/19 - approved BC review. 12/11/18 - order recreated to E470. 11/27/18 - [REDACTED] to recreate with E470 order type. 10/26/18 - order recreated. 7/17/18 - confirmed tree wire with [REDACTED]. 7/11/18 - need tree wire installed. 11/4/16 - AA approved by [REDACTED]. 3/22/18 - DRS rejected. Need to resubmit | 0.10232 | #N/A | 38.0479 | 3 | WD | 26 | 3103 | 2340 | 7 | 5 | 740 | 6 | 5 | 23 | 3 | 5 | 3
35120949 | COMP |  |  |  |  | COMP | 1.92 | [9 empty] | 2019-55191 |  | 2019-75732 | PARADISE 1103 | 102831103 | Tier 3 | 102831103 | 3.7903 | 0 | 14.9075 | 102831103 | 46.4677 | 117755982 | 35120949 |  | BUCOCAMP - SKYWAY CHICO PARADISE TIE PH2 | BUTTE | 198W | E470 | 5786123 | # | PARADISE | Butte | North Valley | Northern | CONS | PARADISE 11032488 | 1123 | 147 | 337 | 20644 | 64 | 20580 | 516 | [10 empty] | 3.7903 | 14.9075 | 26.5449
35030568 | [19 empty] | HALF MOON BAY 1101 | 024101101 | Tier 2 | 024101101 | 22.6018 | 0 | 13.5321 | 024101101 | 0 | 114435598 | 35030568 |  | TW ON HALF MOON BAY1101 FUCO 4141 | WDDB | 198 | E460 | 5531041 | # | HALF MOON BAY | San Mateo | Peninsula | Central Coast | PEND erdy cont | HALF MOON BAY 1101CB | 1132 | 54 | 52 | 4690 | 4690 | 0 | 227 |  | 0 |  | 0 |  |  |  | severe corrosion zone | 2018-25302 | 4/12/18 - approved AA review. 4/11/18 - provided review comments. 3/22/18 - Emili scope approval. Need AA | 22.6018 | 13.5321 | 12.8293 | 3 | WD | 26 | 3103 | 2340 | 7 | 5 | 740 | 6 | 5 | 23 | 3 | 5 | 3
35046280 | [19 empty] | LOS GATOS 1107 | 082021107 | Tier 3 | 082021107 | 0.69656 | 153082106 | 13.3407 | 082021107 | 182.2008 | 114720436 | 35046280 |  | CWSP - LOS GATOS 1107 - LR60092 PH 6 | PRE | 198W | E460 | 5530160 | # | LOS GATOS | Santa Clara | De Anza | Central Coast | UNSE | LOS GATOS 110760092 | 1150 | 12 | 29 | 37330 | 37330 | 37330 | 511 | [7 empty] | Level 2 construction | 2018-61234 | 8/32/18 - approved AA review. Need total project cost updated. | 0.69656 | 13.3407 | 2.2285 | 3 | Wildfire Resilient |  | 3154 | 2340 | 7 | 5 | 740 | 6 | 5 | 74 | 4 | 5 | 3
35052728 | [19 empty] | LOS GATOS 1107 | 082021107 | Tier 3 | 082021107 | 0.69656 | 153082106 | 13.3407 | 082021107 | 182.2008 | 114670659 | 35052728 | 35043143 | CWSP - LOS GATOS 1107 LR 60092 PH1 | PRE | 198W | E470 | 5530160 | # | LOS GATOS | Santa Clara | De Anza | Central Coast | UNSE | LOS GATOS 110760092 | 1150 | 12 | 29 | 40113 | 40113 | 40113 | 511 | [7 empty] | Level 2 construction | 2018-49769 | 11/30/18 - replaces PM 35043143 7/19/18 - approved AA review. | 0.69656 | 13.3407 | 2.2285 | 3 | Wildfire Resilient |  | 3154 | 2340 | 7 | 5 | 740 | 6 | 5 | 74 | 4 | 5 | 3
35046279 | [19 empty] | LOS GATOS 1107 | 082021107 | Tier 3 | 082021107 | 0.69656 | 153082106 | 13.3407 | 082021107 | 182.2008 | 114720434 | 35046279 |  | CWSP - LOS GATOS 1107-LR60092 PH 5 | PRE | 198W | E460 | 5530160 | # | LOS GATOS | Santa Clara | De Anza | Central Coast | UNSE | LOS GATOS 110760092 | 1150 | 12 | 29 | 40656 | 40656 | 40656 | 511 | [7 empty] | Level 2 construction | 2018-59191 | 8/9/18 - approved AA review. | 0.69656 | 13.3407 | 2.2285 | 3 | Wildfire Resilient |  | 3154 | 2340 | 7 | 5 | 740 | 6 | 5 | 74 | 4 | 5 | 3
35046276 | [19 empty] | LOS GATOS 1107 | 082021107 | Tier 3 | 082021107 | 0.69656 | 162821702 | 13.3407 | 082021107 | 79.1599 | 114720357 | 35046276 |  | CWSP LOS GATOS 1107-LR60092 PH 3 | PRE | 198W | E460 | 5530160 | # | LOS GATOS | Santa Clara | De Anza | Central Coast | UNSE | LOS GATOS 110760092 | 1150 | 12 | 29 | 34320 | 34320 | 34320 | 511 | [7 empty] | Level 2 construction | 2018-55675 | 8/10/18 - approved AA review. | 0.69656 | 13.3407 | 2.2285 | 3 | Wildfire Resilient |  | 3154 | 2340 | 7 | 5 | 740 | 6 | 5 | 74 | 4 | 5 | 3
35046278 | [19 empty] | LOS GATOS 1107 | 082021107 | Tier 3 | 082021107 | 0.69656 | 163201101 | 13.3407 | 082021107 | 63.0107 | 114720429 | 35046278 |  | CWSP LOS GATOS 1107-LR60092 PH 4 | PRE | 198W | E460 | 5530160 | # | LOS GATOS | Santa Clara | De Anza | Central Coast | UNSE | LOS GATOS 110760092 | 1150 | 12 | 29 | 41606 | 41606 | 41606 | 511 | [7 empty] | Level 2 construction | 2018-58098 | 8/20/18 - Approved AA review. Need total project cost updated. | 0.69656 | 13.3407 | 2.2285 | 3 | Wildfire Resilient |  | 3154 | 2340 | 7 | 5 | 740 | 6 | 5 | 74 | 4 | 5 | 3
35044117 | [19 empty] | LOS GATOS 1107 | 082021107 | Tier 3 | 082021107 | 0.69656 | 152181101 | 13.3407 | 082021107 | 64.8563 | 114713255 | 35044117 |  | CWSP: LOS GATOS 1107 - LR60092 PH 2 | PRE | 198W | E460 | 5530160 | # | LOS GATOS | Santa Clara | De Anza | Central Coast | UNSE | LOS GATOS 110760092 | 1150 | 12 | 29 | 46365 | 46365 | 8.7812 | 227.1076 | [7 empty] | Level 2 construction | 2018-54199 | 8/8/18 - approved AA review. | 0.69656 | 13.3407 | 2.2285 | 3 | Wildfire Resilient |  | 3154 | 2340 | 7 | 5 | 740 | 6 | 5 | 74 | 4 | 5 | 3
31361965 | PLAN | [6 empty] | PLAN | [7 empty] | 2018-69430 | NA | 2019-35371 | 2019-34365 | DUNBAR 1101 | 043071101 | Tier 2 | 043071101 | 24.8727 | 0 | 16.8906 | 043071101 | 0 | 113751296 | 31361965 |  | RECON 2300 FT - NUNS CANYON -DUNBAR 1101 | WDDB | 198 | E060 | 5530175 | # | KENWOOD | Sonoma | Sonoma | Northern | PEND | DUNBAR 110147964 | 1151 | 89 | 13 | 2300 | 2367 | 0 | 227 |  | 337.1132 | 797947 | 0 |  |  |  | non-corrosion | 2019-34365 | 6/18/19 - approved BC review and approval fro [REDACTED]. 6/14/19 - BC review. Emial to [REDACTED] to check units. May have added secondary to total. 6/7/19 - provided review comments. 9/7/18 - approved AA review. requested sketches updated. 9/6/18 - provided review comments. Change the 1/0 artw to 4/0 al tw. 8/24/18 - Email to [REDACTED] to proceed with project. Do not cancel. 8/3/18 - Email to [REDACTED]. Need AA. 3/22/18 - need DRS. 2017 fire damage area. Install tree wire | 24.8727 | 16.8906 | 23.1487 | 3 | WD | 18.7 | 3103 | 2340 | 7 | 5 | 740 | 6 | 5 | 23 | 3 | 5 | 3
31232280 | COMP |  |  |  |  | COMP | 1.11 | [8 empty] | 2017-08534 |  |  | 2019-29823 | ZACA 1102 | 182681102 | Tier 2 | 182681102 | 16.8696 | 0 | 39.2434 | 182681102 | 0 | 111549081 | 31232280 | 35060586 | ZACA 1102 LONG CYN RD, SANTA YNEZ |  | 198 | E060 | 5530166 | P.11690 | SANTA YNEZ | Santa Barbara | Los Padres | Central Coast | DOCC crdy idcr idoc | ZACA 1102Y54 | 1154 | 207 | 695 | 3000 | 5851 | 1.1081 | 150 |  | 0 |  | 0 |  |  |  | E&C Contract | 2019-29823 | 5/15/19 - approved BC review. 5/13/19 - provided BC review comments. 1/3/19 - converted back to FFE order. 12/18/18 - request to use initial FFE order. 10/24/18 - changed from 08J to 08W. 10/15/18 - need to rescope with tree wire. SBWF | 16.8696 | 39.2434 | 22.4205 | 2 | WD | 3.4 | 2597 | 2340 | 7 | 5 | 234 | 5 | 5 | 23 | 3 | 5 | 3
35145001 | PLAN | [8 empty] | PLAN | 3.9 |  |  |  |  | 2019-79149 |  |  |  | CLAYTON 2215 | 012022215 | Tier 2 | 012022215 | 22.2576 | 0 | 5.5012 | 012022215 | 0 | 118259181 | 35145001 |  | PSPS - Clayton 2215 – CB | PSPS | 198W | E470 | 5788778 | E.5025639 | CONCORD | CONTRA COSTA | Diablo | Bay Area | ESTS | CLAYTON 2215CB | 1165 | 332 | 94 |  |  |  | #DIV/0! |  | #DIV/0! |  | #DIV/0! | [6 empty] | 22.2576 | 5.5012 | 2.9358
35076130 | [19 empty] | Tamarack 1101 | 152291101 | Tier 2 | 152291101 | 0.96101 | 0 | 16.9808 | 0 | 0 | 116489079 | 35076130 |  | TAMARACK 1101 WD 19-0011942 | WDDB | 198 | E460 | 5530173 | # | SODA SPRINGS | Nevada | Sierra | Northern | UNSE | TAMARACK 1101CB | 1169 | 414 | 745 | 5600 | 5600 | 0 | 227 |  | 0 |  | 0 | [5 empty] | 2/26/19 - order created. Need AA routed. | 0.96101 | 16.9808 | #N/A | 2 | WD | 29.6
35040225 | COMP |  |  |  |  | COMP | 1.63 | [12 empty] | HIGGINS 1110 | 152691110 | Tier 2 | 152691110 | 8.2634 | 192381102 | 49.3398 | 0 | 0 | 114565015 | 35040225 |  | HIGGINS 1110 RECONDUCTOR |  | 198 | E460 | 5530173 | # | GRASS VALLEY | Nevada | Sierra | Northern | DOCC srdy crdy | HIGGINS 11102408 | 1188 | 418 | 500 | 7100 | 8486 | 0 | 227 |  | 0 |  | 0 |  |  |  | intermediate snow zone | 2018-57352 | 8/6/18 - approved AA review. 8/3/18 - provided review comments. Recommend 4/0al tree wire for the mainline section protected by LR. | 8.2634 | 49.3398 | #N/A | 2 | WD | 22 | 2597 | 2340 | 7 | 5 | 234 | 5 | 5 | 23 | 3 | 5 | 3
35057802 | [19 empty] | CAMP EVERS 2105 | 083622105 | Tier 3 | 083622105 | 2.7924 | 254421103 | 2.1075 | 083622105 | 85.2293 | 115019871 | 35057802 |  | CWSP-CAMPEVERS2105-LR12590-4KV-PH5.1 | PRE | 198W | E470 | 5782531 | E.5015418.01 | FELTON | Santa Cruz | Central Coast | Central Coast | UNSE | CAMP EVERS 210512590 | 1194 | 51 | 43 | 57552 | 57552 | 0 | 227 | [7 empty] | Level 2 construction | 2018-83739 | 12/6/18 - approved AA review. 12/5/18 - request to [REDACTED] to add WBS & PI = Y per longtext | 2.7924 | 2.1075 | 85.8551 | 3 | Wildfire Resilient |  | 3154 | 2340 | 7 | 5 | 740 | 6 | 5 | 74 | 4 | 5 | 3
31248532 | [19 empty] | Half Moon Bay 1101 | 024101101 | Tier 2 | 024101101 | 22.6018 | 013432207 | 13.5321 | 024101101 | 0 | 111724857 | 31248532 |  | HMB1101 LS CO4063 RECONDUCTOR W TW | WDDB | 198 | E060 | 5530170 | # | HALF MOON BAY | San Mateo | Peninsula | Central Coast | PEND srdy | HALF MOON BAY 11018902 | 1203 | 54 | 52 | 1900 | 2030 | 0 | 227 |  | 0 |  | 0 | [5 empty] | 5/9/19 - scoped with 1/0ar TW. Updated SAP. 10/15/18 - need rescoped with tree wire | 22.6018 | 13.5321 | 12.8293 | 2 | Splice | 37.6 | 2581 | 2340 | 7 | 5 | 234 | 5 | 5 | 7 | 2 | 5 | 3
31389447 | COMP |  |  |  |  | COMP | 1.27 | [12 empty] | PUEBLO 1105 | 043291105 | Tier 3 | 043291105 | 49.5776 | 83622103 | 21.3707 | 0 | 44.993 | 114519107 | 31389447 |  | PUEBLO 1105 RECONDUCTOR W TREE WIRE |  | 198 | E060 | 5530168 | P.11939 | NAPA | Napa | North Bay | Bay Area | DOCC erdy | PUEBLO 1105696 | 1210 | 394 | 407 | 6740 | 6740 | 1.2765 | 150 |  | 6.4606 | 43553 | 0 |  |  |  | Level 1 construction | 2019-02348 | 1/17/19 - approved BC review. 8/24/18 - approved AA review. 8/2/18 - provided review comments. | 49.5776 | 21.3707 | #N/A | 2 | WD | 11.6 | 2597 | 2340 | 7 | 5 | 234 | 5 | 5 | 23 | 3 | 5 | 3
74014860 | [19 empty] | CAMP EVERS 2104 | 083622104 | Tier 3 | 083622104 | 9.2139 | 042031125 | 0.53453 | 83622104 | 26.3622 | 113241363 | 74014860 |  | R2 REPL OH COND/ ALTERNTE BACKTIE CE2104 | WDDB | 198 | E570 | 5777380 | E.0000101.01 | SCOTTS VALLEY | Santa Cruz | Central Coast | Central Coast | UNSE | CAMP EVERS 210410442 | 1246 | 157 | 350 | 18234 | 18989 | 0 | 227 |  | 0 |  | 0 |  |  |  | includes OH tie, 1 LR & 9 fuses | 2016-107922 | 8/20/18 - This is Tier 3. [REDACTED] will revise AA. Changed MAT & Work Type. 11/29/17 - Approved AA review. 11/28/17 - asked [REDACTED] to confirm year, add tie as line item and increase AA to $95k. 9/12/17 - WebEx call to discuss request to replace 8cw and establish backtie. Recommended to make 2019 project. | 9.2139 | 0.53453 | 27.1417 | 3 | WD | 12 | 3103 | 2340 | 7 | 5 | 740 | 6 | 5 | 23 | 3 | 5 | 3
35060582 | COMP |  |  |  |  | COMP | 0.74 | [12 empty] | San Luis Obispo 1107 | 182631107 | Tier 2 | 182631107 | 5.1062 | 0 | 1.853 | 182631107 | 0 | 112640645 | 35060582 | 31308015 | SLO 1107 RECOD 3884 FT WITH 2CU TW |  | 198 | E460 | 5530166 | # | OCEANO | San Luis Obispo | Los Padres | Central Coast | DOCC erdy srdy redl | SAN LUIS OBISPO 1107V02 | 1250 | 397 | 442 | 3836 | 3884 | 3884 | 150 |  | 0 |  | 0 |  |  |  | Moderate corrosion zone | 2019-33949 | 6/2/19 - approved BC review. Asked that estimate get updated with units. 5/29/19 - BC review meeting. [REDACTED] to make changes. 10/26/18 - order recreated. 7/17/18 - update scope to tree wire. 3/13/18 - review for tree wire. 3/29/17 - approved AA review. Added to EPPM. | 5.1062 | 1.853 | 46.1524 | 3 | WD | 15 | 3087 | 2340 | 7 | 5 | 740 | 6 | 5 | 7 | 2 | 5 | 3
35081862 | [19 empty] | MARTELL 1101 | 163011101 | Tier 2 | 163011101 | 12.1538 | 0 | 71.6282 | 0 | 0 | 116833412 | 35081862 |  | MARTELL 1101 RECOND. 4ACSR W/ 1/0AR TW | WDDB | 198 | E470 | 5784648 | E.5020288.01 | SUTTER CREEK | Amador | Stockton | Central Valley | UNSE | MARTELL 110191216 | 1307 | 306 | 497 | 8034 | 8034 | 0 | 227 |  | 0 |  | 0 |  |  |  | Heavy loading. Level 1 construction | 2019-20628 | 4/24/19 - approved AA review. 4/21/19 - comment about 1/0ar in the mainline section. 4/5/19 - provided review comments. Need unit cost sheet, vicinity sketch. 3/21/19 - obtained PO & WBS. 3/19/19 - requested PO & WBS Element | 12.1538 | 71.6282 | #N/A | 2 | WD | 29.6 | 2597 | 2340 | 7 | 5 | 234 | 5 | 5 | 23 | 3 | 5 | 3
31334290 | [19 empty] | ELK 1101 | 042981101 | Tier 2 | 042981101 | 33.4483 | 0 | 72.55 | 0 | 0 | 112994612 | 31334290 |  | RECON 24 SPANS -ALBION RIDGE RD | WDDB | 198 | E060 | 5533649 | # | ALBION | Mendocino | Humboldt | Northern | UNSE | ELK 11011272 | 1312 | 440 | 201 | 8000 | 8000 | 0 | 227 |  | 0 |  | 0 |  |  |  | tree wire moderate / non-corrosion zone | 2018-11420 | 11/26/18 - Installing tree wire. Moved from 08J to 08W. 2/9/18 - approved AA review. 1/31/18 - email to [REDACTED] to rout AA/PA | 33.4483 | 72.55 | #N/A | 2 | Splice | 34 | 2597 | 2340 | 7 | 5 | 234 | 5 | 5 | 23 | 3 | 5 | 3
35145004 | PLAN | [8 empty] | PLAN | 0.79 |  |  |  |  | 2019-79022 | 2020-31291 | 2020-31291 |  | ROSSMOOR 1106 | 014161106 | Tier 2 | 014161106 | 16.6527 | 0 | 3.0221 | 014161106 | 0 | 118263746 | 35145004 |  | PSPS - Rossmoor 1106 – CB | PSPS | 198W | E470 | 5788782 | E.5025642 | LAFAYETTE | CONTRA COSTA | Diablo | Bay Area | ESTS erdy | ROSSMOOR 1106CB | 1372 | 326 | 100 |  |  |  | #DIV/0! |  | #DIV/0! |  | #DIV/0! | [6 empty] | 16.6527 | 3.0221 | 1.3871
35144941 | PLAN | [8 empty] | PLAN | 3.46 |  |  |  |  | 2020-07355 | 2020-45854 | 2020-45854 |  | PAUL SWEET 2105 | 083252105 | Tier 3 | 083252105 | 21.8506 | 012501112 | 0.82256 | 083252105 | 1.6381 | 118261469 | 35144941 |  | PSPS - Paul Sweet 2105 - CB PH 1 | PSPS | 198W | E470 | 5788792 | E.5025646 | SANTA CRUZ | SANTA CRUZ | Central Coast | Central Coast | UNSE erdy | PAUL SWEET 2105CB | 1376 | 459 | 729 | 0 | 12936 | 3643 | 351.8099 | 4786 | 0 |  | 0 | [5 empty] | PSPS mitigation effort to reduve the number of customers impacted by [REDACTED] 2105 CB operation during a PSPS event. | 21.8506 | 0.82256 | 6.7437 | 3 | PSPS | N/A
31089263 | PLAN | [8 empty] | PLAN | 0.075758 | [7 empty] | 2014-60865 | SOBRANTE 1102 | 014671102 | Tier 3 | 014671102 | 0.40071 | 043321103 | 26.0827 | 014671102 | 41.047 | 108573135 | 31089263 |  | MOVE FUSE 1179/RECON WITH TREE WIRE | WDDB | 198 | E060 | 5530161 | # | WALNUT CREEK | Contra Costa | Diablo | Bay Area | UNSE srdy | SOBRANTE 1102L510R | 1384 | 460 | 401 | 280 | 280 | 0 | 227 | [8 empty] | 2014-60865 | 1/16/19 - transferred from MAT 49X to 08W. 7/16/14 - PA review approved by [REDACTED]. | 0.40071 | 26.0827 | 1.194 | 2 | WD | 15.6 | 2581 | 2340 | 7 | 5 | 234 | 5 | 5 | 7 | 2 | 5 | 3
35042603 | [19 empty] | DIAMOND SPRINGS 1103 | 152261103 | Tier 3 | 152261103 | 18.6031 | 083242111 | 22.4767 | 152261103 | 16.6345 | 114628116 | 35042603 |  | DIAMOND SPRINGS 1103 RECOND 18-0029738 | WDDB | 198 | E460 | 5530173 | # | PLACERVILLE | El Dorado | Sierra | Northern | UNSE | DIAMOND SPRINGS 1103CB | 1387 | 432 | 272 | 8800 | 9800 | 0 | 227 |  | 0 |  | 0 |  |  |  | Lvl 2 construction & Intermediate snow loading | 2018-72954 | 10/19/18 - approved AA review. 9/19/18 - provided review comments. | 18.6031 | 22.4767 | 10.2179 | 3 | WD | 22 | 3087 | 2340 | 7 | 5 | 740 | 6 | 5 | 7 | 2 | 5 | 3
35058060 | [15 empty] | 2018-78893 |  |  |  | Swift 2110 | 083392110 | Tier 2 | 083392110 | 4.9109 | 0 | 82.6264 | 0 | 0 | 115029437 | 35058060 |  | SWIFT 2110 - CONDUCTOR REPL | WDDB | 198 | E470 | 5530174 | # | SAN JOSE | Santa Clara | San Jose | Central Coast | UNSE | SWIFT 2110XR366 | 1392 | 423 | 364 | 8995 | 8995 | 0 | 227 |  | 0 |  | 0 |  |  |  | Level 2 construction | 2018-78893 | 10/24/18 - approved AA review. 10/17/18 - requested unit cost sheet removed from PA and added to DRS. Indicate level 2 construction and $200/ft | 4.9109 | 82.6264 | #N/A | 2 | WD |  | 2597 | 2340 | 7 | 5 | 234 | 5 | 5 | 23 | 3 | 5 | 3
35075103 | [19 empty] | FROGTOWN 1701 | 163451701 | Tier 3 | 163451701 | 1.1884 | 182681101 | 63.8659 | 163451701 | 1.1689 | 116475141 | 35075103 |  | FROGTOWN 1701 - 3115FT RECOND HFTD TIER2 | WDDB | 198 | E460 | 5530176 | # | MURPHYS | Calaveras | Stockton | Central Valley | UNSE | FROGTOWN 17011623 | 1409 | 344 | 451 | 3115 | 3115 | 0 | 227 |  | 0 |  | 0 |  |  |  | Heavy loading. Level 2 construction | 2019-20625 | 4/10/19 - approved AA review. 4/5/19 - provided review comments. Need unit cost sheet & vicinity sketch. | 1.1884 | 63.8659 | 6.9265 | 2 | WD | 22 | 2581 | 2340 | 7 | 5 | 234 | 5 | 5 | 7 | 2 | 5 | 3
35024647 | [19 empty] | ROB ROY 2104 | 083692104 | Tier 2 | 083692104 | 35.8522 | 0 | 59.1327 | 083692104 | 0 | 113820887 | 35024647 |  | RR 2104 RECOND 1051 ZONE W TW | WDDB | 198 | E460 | 5530159 | # | WATSONVILLE | Santa Cruz | Central Coast | Central Coast | UNSE | ROB ROY 210410714 | 1419 | 277 | 231 | 2717 | 2717 | 0 | 227 |  | 0 |  | 0 |  |  |  | severe corrosion zone | 2018-12870 | 2/20/19 - Updated SAP from 08J to 08W. 2/19/19 - change to 08W. 3/1/18 - approved PA review. 2/28/18 - started review. Asked about tree wire. | 35.8522 | 59.1327 | 39.1417 | 2 | Splice |  | 758 | 740 | 6 | 5 | 18 | 4 | 1 |  |  | 6
30977613 | PLAN | [6 empty] | PLAN | [7 empty] | 2017-106107 | NA | 2019-10148 | 2013-14402 | OTTER 1102 | 182941102 | Tier 3 | 182941102 | 1.5082 | 0 | 48.9099 | 182941102 | 56.0942 | 106691313 | 30977613 |  | R2 OTTER 1102 DETERIORTD CNDUCTR PHASE 3 | WDDB | 198 | E060 | 5530159 | P.06570 | BIG SUR | Monterey | Central Coast | Central Coast | PEND | OTTER 1102CB | 1425 | 469 | 887 | 3637 | 3637 | 0 | 227 |  | 0 |  | 0 |  |  |  | NEED REAUTHORIZATION | 2013-14402 | 3/5/13 - PA review approved by [REDACTED]. | 1.5082 | 48.9099 | 4.4973 | 2 | Reliability | 0 | 2597 | 2340 | 7 | 5 | 234 | 5 | 5 | 23 | 3 | 5 | 3
30977614 | PLAN | [6 empty] | PLAN | [7 empty] | 2017-106107 | NA | 2019-10446 | 2013-14411 | OTTER 1102 | 182941102 | Tier 3 | 182941102 | 1.5082 | 0 | 48.9099 | 182941102 | 56.0942 | 106691314 | 30977614 |  | R2 OTTER 1102 DETERIORTD CNDUCTR PHASE 4 | WDDB | 198 | E060 | 5530159 | P.06571 | BIG SUR | Monterey | Central Coast | Central Coast | UNSC srdy | OTTER 1102CB | 1425 | 469 | 887 | 3700 | 3400 | 3400 | 511 | [7 empty] | Deferred from 2016 | 2013-14411 | 7/12/18 - Changed MAT from 08J to 08W per WebEx call. 3/5/13 - PA review approved by [REDACTED]. | 1.5082 | 48.9099 | 4.4973 | 3 | Reliability | 0 | 3103 | 2340 | 7 | 5 | 740 | 6 | 5 | 23 | 3 | 5 | 3
30977615 | PLAN | [6 empty] | PLAN | [7 empty] | 2017-106107 | NA | 2019-08041 | 2013-14414 | OTTER 1102 | 182941102 | Tier 3 | 182941102 | 1.5082 | 0 | 48.9099 | 182941102 | 56.0942 | 106691315 | 30977615 |  | R2 OTTER 1102 DETERIORTD CNDUCTR PHASE 5 | WDDB | 198 | E060 | 5530159 | P.06572 | BIG SUR | Monterey | Central Coast | Central Coast | UNSC srdy | OTTER 1102CB | 1425 | 469 | 887 | 2664 | 2664 | 0 | 227 |  | 0 |  | 0 |  |  |  | NEED REAUTHORIZATION | 2013-14414 | 7/12/18 - Changed MAT from 08J to 08W per WebEx call. 7/5/18 - In Tier 3. Changed from Tier 2 to 3. Need to discuss scope change 3/5/13 - PA review approved by [REDACTED] | 1.5082 | 48.9099 | 4.4973 | 3 | Reliability | 0 | 3103 | 2340 | 7 | 5 | 740 | 6 | 5 | 23 | 3 | 5 | 3
35081748 | COMP |  |  |  |  | PART | 0.16 | COMP | 0.14 | [6 empty] | 2019-16566 | N/A | 2018-74971 | 2019-16566 | ROB ROY 2105 | 083692105 | Tier 3 | 083692105 | 31.9094 | 182601104 | 12.749 | 083692105 | 81.9749 | 113255642 | 35081748 | 35015706 | OH RECONDUCTOR - ROB ROY 2105 -S028CC119 | WDDB | 198 | E460 | 5530159 | P.12007 | APTOS | Santa Cruz | Central Coast | Central Coast | MAPP redl | ROB ROY 210538430 | 1439 | 106 | 85 | 1605 | 1605 | 0 | 227 | [7 empty] | severe corrosion area | 2019-16566 | 8/26/19 - approved PA reauth review. 8/22/19 - PA reauth review. Can't complete w/o units in SAP. Notified [REDACTED]. 3/27/19 - order changded due to EES issues. 10/1/18 - changed to TW. MAT from 08J to 08W.11/17/17 - approved PA review. | 31.9094 | 12.749 | 27.2507 | 2 | Splice | 22 | 2597 | 2340 | 7 | 5 | 234 | 5 | 5 | 23 | 3 | 5 | 3
31286573 | COMP |  |  |  |  | COMP | 0.66 | [8 empty] | 2016-120199 | N/A | 2018-67858 | 2019-23100 | APPLE HILL 2102 | 153662102 | Tier 3 | 153662102 | 13.2281 | 162821702 | 227.3128 | 153662102 | 79.1599 | 112196297 | 31286573 |  | APPLE HILL 2102 HIGH SPLICE AREA | WDDB | 198 | E060 | 5530173 | # | SOMERSET | El Dorado | Sierra | Northern | FICL srdy crdy redl | APPLE HILL 2102186912 | 1461 | 90 | 2 | 3700 | 3492 | 0 | 227 |  | 145.7732 | 509040 | 160.6887 | 561125 |  |  |  | 2020-12814 | 03/02/20 - Approved Contingency release due to non-compliance tree trimming. | 13.2281 | 227.3128 | 106.8075 | 2 | Splice | 59.6 | 2648 | 2340 | 7 | 5 | 234 | 5 | 5 | 74 | 4 | 5 | 3
35073059 | [19 empty] | SONOMA 1104 | 042721104 | Tier 2 | 042721104 | 35.9354 | 0 | 20.4751 | 0 | 0 | 115768648 | 35073059 |  | SONOMA1104 WIREDOWN | WDDB | 198 | E460 | 5530175 | # | SONOMA | Sonoma | Sonoma | Northern | UNSE erdy | SONOMA 110478372 | 1476 | 292 | 304 |  |  | 0 | #DIV/0! |  | #DIV/0! |  | #DIV/0! | [6 empty] | 35.9354 | 20.4751 | #N/A | 2
35192289 | PLAN | [12 empty] | PLAN | 1.81 |  | 2019-44239 |  |  | BRUNSWICK 1106 | 152481106 | Tier 3 | 152481106 | 12.1198 | 182941101 | 50.1881 | 152481106 | 15.296 | 119555969 | 35192289 |  | ECOP - BRUNSWICK 1106 - H07 - LR 51484 | ECOP |  | E470 | 5792089 | E.5034398.01 |  | Nevada | Sierra | Northern |  | BRUNSWICK 110651484 | 1503 | 22 | 18 |  |  |  | #DIV/0! |  | #DIV/0! |  | #DIV/0! | [6 empty] | 12.1198 | 50.1881 | 120.4803
35145525 | PLAN | [8 empty] | PLAN | 1.78 |  |  |  |  | 2019-82382 |  | 2020-50683 |  | RINCON 1104 | 043321104 | Tier 2 | 043321104 | 11.2751 | 158031101 | 0.47252 | 043321104 | 0 | 118266592 | 35145525 |  | PSPS - Rincon 1102 and 1104 - CB | PSPS | 198W | E470 | 5788787 | E.5025638 | Santa Rosa | Sonoma | Sonoma | Northern | ESTS erdy | RINCON 1104CB | 1522 | 488 | 322 |  |  |  | #DIV/0! |  | #DIV/0! |  | #DIV/0! |  |  |  |  | 2020-28718 |  | 11.2751 | 0.47252 | 1.9476
31215474 | COMP |  |  |  |  | COMP | 0.51 | [12 empty] | ROB ROY 2104 | 083692104 | Tier 2 | 083692104 | 35.8522 | 0 | 59.1327 | 083692104 | 0 | 111305970 | 31215474 |  | RECONDUCTOR ROB ROY 2104-MCDONALD RD |  | 198 | E060 | 5530159 | P.11413 | APTOS | Santa Cruz | Central Coast | Central Coast | DOCC srdy redl | ROB ROY 210410954 | 1532 | 277 | 231 | 2750 | 2750 | 0.52083 | 150 | 43601 | 0 |  | 0 |  |  |  |  | 2019-08708 | eesa 8/6/19 approved additional reauthorization 2019-49738. 3/14/19 - approved PA reauthorization review. 2/25/19 - provided review comments to PA reauthorization. 10/30/18 - changed from 08J to 08W. 10/15/18 - need to rescope with tree wire | 35.8522 | 59.1327 | 39.1417 | 2 | WD |  | 2597 | 2340 | 7 | 5 | 234 | 5 | 5 | 23 | 3 | 5 | 3
35060387 | [19 empty] | BIG RIVER 1101 | 043081101 | Tier 2 | 043081101 | 16.0875 | 0 | 69.9355 | 0 | 0 | 112404866 | 35060387 | 31289354 | WDDB BIG RIVER 1101 FUSE 5187 RECONDUCTO | WDDB | 198 | E460 | 5513264 | # | MENDOCINO | Mendocino | Humboldt | Northern | UNSE | BIG RIVER 11013002 | 1540 | 415 | 177 | 2400 | 2400 | 0 | 227 |  | 0 |  | 0 |  |  |  |  | 2016-125475 | 10/24/18 - order recreated. 7/6/18 - requested [REDACTED] to change MAT to 08W,. 12/14/16 - approved AA review by [REDACTED] | 16.0875 | 69.9355 | #N/A | 2 | WD | 10.4 | 2597 | 2340 | 7 | 5 | 234 | 5 | 5 | 23 | 3 | 5 | 3
35053033 | PLAN | [6 empty] | COMP | 5.9042 | [6 empty] | 2018-55213 | 2018-51915 | 2019-31237 | 2019-67231 | TASSAJARA 2112 | 014662112 | Tier 3 | 014662112 | 8.0994 | 082021106 | 3.693 | 014662112 | 0.038755 | 114688204 | 35053033 | 35043385 | CWSP-TASSAJARA 2112-FUSE18053 | WDDB | 198W | E470 | 5782586 | E.5014753.01 | DANVILLE | Contra Costa | Diablo | Bay Area | CONS srdy | TASSAJARA 2112D514R | 1556 | 142 | 430 | 31276 | 31276 | 0 | 227 |  | 199.3861 | 6236000 | 274.1399 | 8574000 |  |  | Level 1, non-corrosion | 2020-36037 | 6/4/2020 - [REDACTED] review reauthorization. 9/12/18 - new order replacing PM 35043385. Need to add to EPPM | 8.0994 | 3.693 | 7.4372 | 3 | Wildfire Resilient |  | 3087 | 2340 | 7 | 5 | 740 | 6 | 5 | 7 | 2 | 5 | 3
31288039 | [19 empty] | HOOPA 1101 | 192401101 | Tier 2 | 192401101 | 31.6811 | 0 | 102.6673 | 192401101 | 0 | 112390862 | 31288039 |  | HOOPA 1101 RCOND WITH TREE WIRE | WDDB | 198 | E060 | 5530164 | # | HOOPA | Humboldt | Humboldt | Northern | UNSE | HOOPA 11013304 | 1582 | 180 | 64 | 3000 | 3000 | 0 | 227 |  | 0 |  | 0 |  |  |  |  | 2016-123213 | 2/25/19 - scope installing tree wire. Changed from 08J to 08W. 2/19/19 - need scope change with TW. 12/9/16 - AA review approved by [REDACTED] | 31.6811 | 102.6673 | 4.9241 | 2 | Splice | 34 | 769 | 740 | 6 | 5 | 6 | 3 | 1 | 23 | 3 | 5 | 3
35053429 | PLAN | [8 empty] | PLAN | 0.75758 |  |  |  |  | 2019-15587 | NA | 2019-33097 |  | Half Moon Bay 1102 | 024101102 | Tier 2 | 024101102 | 38.013 | 022721107 | 2.1904 | 024101102 | 0 | 114921419 | 35053429 | 31316186 | HALF MOON BAY 1102 - FUCO 12457 REPL OH | WDDB | 198 | E460 | 5531041 | # | HALF MOON BAY | San Mateo | Peninsula | Central Coast | PEND | HALF MOON BAY 11022032 | 1589 | 454 | 158 | 3350 | 5600 | 5600 | 511 | [7 empty] | severe corrosion zone | 2018-20916 | 3/12/19 - approved additional 1,600 feet of scope. 9/26/18 - new order requested by DE. Updated SAP. 3/14/18 - approved AA review. 3/13/18 - f/u with [REDACTED]. 1/31/18 - email to [REDACTED] to rout AA/PA | 38.013 | 2.1904 | 2.9537 | 3 | WD | 39.2 | 3103 | 2340 | 7 | 5 | 740 | 6 | 5 | 23 | 3 | 5 | 3
35073637 | [19 empty] | LOS GATOS 1107 | 082021107 | Tier 2 | 082021107 | 0.69656 | 182052102 | 13.3407 | 082021107 | 0 | 115783880 | 35073637 |  | LOS GATOS 1107 RECOND FUSE 468855 ZONE | WDDB | 198 | E460 | 5530160 | # | LOS GATOS | Santa Clara | De Anza | Central Coast | UNSE erdy | LOS GATOS 1107CB | 1602 | 12 | 29 | 3802 | 3802 | 0 | 227 |  | 0 |  | 0 |  |  |  | Level 1 construction | 2019-07307 | 2/15/19 - approved AA review. Asked [REDACTED] to provide input on 200E design. 2/14/19 - provided review comments. | 0.69656 | 13.3407 | 2.2285 | 3 | Reliability |  | 3087 | 2340 | 7 | 5 | 740 | 6 | 5 | 7 | 2 | 5 | 3
35173387 | [15 empty] | 2020-27418 |  |  |  | PARADISE 1103 | 102831103 | Tier 3 | 102831103 | 3.7903 | 163661701 | 14.9075 | 102831103 | 75.1127 | 118935079 | 35173387 | 35065727 | CWSP - Paradise 1103 - Zone LR 43008 - Skyway Road (Phase 3) | BUTTE | 198W | E470 | 5790010 | # | PARADISE | Butte | North Valley | Northern | ESTS erdy | PARADISE 110343008 | 1606 | 147 | 337 | 10488 | 10488 | 0 | 227 | [7 empty] | new SAP Order added 1/31/2019 |  | 2/5/19 - f/u on order MAT. | 3.7903 | 14.9075 | 26.5449 |  | Camp Fire Rebuild
35018787 | COMP |  |  |  |  | COMP | 0.54 | [8 empty] | 2017-98626 | n/a | 2018-88121 | 2019-45730 | HALSEY 1101 | 152241101 | Tier 3 | 152241101 | 0.038408 | 083252102 | 73.7556 | 0 | 3.6683 | 113265459 | 35018787 |  | HALSEY 1101 - S039NO112 HIGH SPLICE 08J | WDDB | 198 | E460 | 5530173 | # | MEADOW VISTA | Placer | Sierra | Northern | DOCC srdy crdy | HALSEY 110176178 | 1629 | 310 | 67 | 2851 | 2851 | 0 | 227 |  | 212.0572 | 604575 | 284.3185 | 810592 |  |  |  | 2020-12823 | 03/02/20 - APPROVED CONTINGENCY RELEASE DUE TO HARDENING RE-DESIGN AND NON-COMPLIANCE TREE-TRIMMING | 0.038408 | 73.7556 | #N/A | 2 | Splice | 39.2 | 2597 | 2340 | 7 | 5 | 234 | 5 | 5 | 23 | 3 | 5 | 3
35046211 | [19 empty] | GARBERVILLE 1102 | 192221102 | Tier 3 | 192221102 | 13.5932 | 153082106 | 123.3683 | 0 | 182.2008 | 114730956 | 35046211 |  | CWSP - GARBERVILLE 1102 HENDRIX PILOT | PRE | 198W | E460 | 5530164 | # | REDWAY | Humboldt | Humboldt | Northern | UNSE | GARBERVILLE 11021510 | 1630 | 160 | 48 | 4000 | 4000 | 4000 | 511 | [7 empty] | Demonstration | 2018-51792 | 6/28/18 - approved AA review. 6/26/18 - [REDACTED] to prepare AA | 13.5932 | 123.3683 | #N/A | 2 | Wildfire Resilient |  | 2597 | 2340 | 7 | 5 | 234 | 5 | 5 | 23 | 3 | 5 | 3
31343500 | PLAN | [6 empty] | COMP | 1.51 | [6 empty] | 2018-61516 | NA | 2019-60136 | 2020-16356 | ORINDA 0401 | 012350401 | Tier 3 | 012350401 | 2.1583 | 0 | 6.5924 | 012350401 | 46.4677 | 113163138 | 31343500 |  | 2019 ORINDA 401 HIGH SPLICE COUNT | WDDB | 198 | E060 | 5530161 | # | ORINDA | Contra Costa | Diablo | Bay Area | CONS srdy crdy mtrl | ORINDA 0401N545R | 1632 | 477 | 464 | 8023 | 8023 | 0 | 227 |  | 373.7167 | 2998329 | 0 |  |  |  | non-corrosion zone | 2018-61516 | 3/31/20 [REDACTED] Approved BC 9/13/18 - provided contract estimator with Level 1 requirements. 8/6/18 - approved AA review. Provided review comments. 8/3/18 - Email to [REDACTED]. Need AA. 3/22/18 - need DRS | 2.1583 | 6.5924 | 3.2742 | 3 | Splice | 22.3 | 3103 | 2340 | 7 | 5 | 740 | 6 | 5 | 23 | 3 | 5 | 3
35077348 | [19 empty] | CABRILLO 1103 | 183101103 | Tier 2 | 183101103 | 40.4854 | 0 | 56.2756 | 0 | 0 | 116579004 | 35077348 | 35076062 | RECONDUCTOR 17547 FT OF 4ACSR W 2CU TW | WDDB | 198 | E470 | 5784376 | E.5019979.01 | LOMPOC | Santa Barbara | Los Padres | Central Coast | UNSE | CABRILLO 1103Y46 | 1637 | 105 | 982 | 17547 | 17547 | 0 | 227 |  | 0 |  | 0 |  |  |  | Moderate corrosion zone | 2019-10594 | 3/6/19 - approved AA review. 3/5/19 - new order established. 3/1/19 - Requested order recreation. Rejected DRS. Sent [REDACTED] request for WBS & PO. 2/27/19 - Provided comments. This is confusing. Same project as 35076064. | 40.4854 | 56.2756 | #N/A | 2 | WD | 14.6 | 2581 | 2340 | 7 | 5 | 234 | 5 | 5 | 7 | 2 | 5 | 3
35058026 | PLAN | [8 empty] | PLAN | 0.56818 |  |  |  |  | 2018-77803 |  |  |  | EL DORADO PH 2101 | 152762101 | Tier 3 | 152762101 | 10.5046 | 163661701 | 25.7552 | 152762101 | 75.1127 | 115027447 | 35058026 |  | CWSP:EL DORADO PH 2101 LR 63464 OH TO UG | PRE | 198W | E470 | 5530173 | # | PACIFIC HOUSE | El Dorado | Sierra | Northern | ESTS erdy | EL DORADO PH 210163464 | 1639 | 10 | 5 | 3000 | 0 | 3000 | 795 | [7 empty] | Level 3 construction | 2018-77803 | 10/9/18 - approved AA review. 10/1/18 - [REDACTED] drafting AA. | 10.5046 | 25.7552 | 130.3645 | 3 | Wildfire Resilient |  | 3154 | 2340 | 7 | 5 | 740 | 6 | 5 | 74 | 4 | 5 | 3
35008479 | COMP |  |  |  |  | COMP | 0.31 | [12 empty] | AUBERRY 1101 | 254151101 | Tier 3 | 254151101 | 1.9977 | 0 | 210.3482 | 254151101 | 56.0942 | 113199104 | 35008479 |  | R2 2019 AUBERRY 1101 RECONDUCTOR |  | 198 | E460 | 5530163 | P.11678 | TOLLHOUSE | Fresno | Fresno | Central Valley | FICL erdy cont srdy crdy redl idcr idoc | AUBERRY 1101R2578 | 1685 | 98 | 206 | 1800 | 1619 | 0.30663 | 150 |  | 0 |  | 0 |  |  |  | intermediate snow zone | 2019-24579 | 4/28/19 - approved reauthorization review. 4/22/19 - provided reauthorization review comments. 3/6/19 - approved PA reauthorization review. 10/16/18 - changed from 08J to 08W. 10/15/18 - need to rescope with tree wire. 9/22/17 - approved PA review. 9/19/17 - PA review. Need additional info in PA. Email to [REDACTED]. In Wires Down database | 1.9977 | 210.3482 | 33.2737 | 2 | Splice | 25.6 | 2597 | 2340 | 7 | 5 | 234 | 5 | 5 | 23 | 3 | 5 | 3
35099603 | [19 empty] | MORRO BAY 1102 | 183011102 | Tier 3 | 183011102 | 33.8544 | 083692104 | 0 | 183011102 | 39.1417 | 117211021 | 35099603 |  | MORRO BAY 1102 RECON 4728 FT W TW | WDDB | 198 | E460 | 5530166 | # | SAN LUIS OBISPO | San Luis Obispo | Los Padres | Central Coast | UNSE | MORRO BAY 1102W22 | 1763 | 442 | 1174 | 4728 | 4728 | 0 | 227 |  | 0 |  | 0 |  |  |  | severe corrosion zone | 2019-31175 | 5/23/19 - approved AA review. | 33.8544 | #N/A | 17.7747 | 2 | WD | 25.6 | 2581 | 2340 | 7 | 5 | 234 | 5 | 5 | 7 | 2 | 5 | 3
31278200 | COMP |  |  |  |  | COMP | 0.39 | [8 empty] | 2017-03512 | N/A | 2018-35386 | 2018-58640 | OCEANO 1102 | 163661701 | Tier 3 | 0 | 0 | 163661701 | 36.5 | 0 | 75.1127 | 112052729 | 31278200 |  | +OCEANO 1102 S HALCYON & PINE RDGE | WDDB | 198 | E060 | 5530166 | P.11685 | ARROYO GRANDE | San Luis Obispo | Los Padres | Central Coast | FICL srdy redl | OCEANO 1102V56 | 1779 | 443 | 2827 | 1203 | 2081 | 0.39413 | 227.1076 |  | 156.5729 | 325890 | 217.4201 | 452537 |  |  | TW | 2019-25822 | 4/24/19 - approved PA reauthorization. 3/18/19 - approved PA reauthorization review. 10/31/18 - changed from 08J to 08W. 10/15/18 - need rescoped with tree wire. 8/2/18 - approved PA/JE review. Unit cost = $157/ft. 3/21/18 - Oceano 1102 not on Tier list. Verified in Tier 2. AA review approved by [REDACTED]. | #N/A | 36.5 | #N/A | 2 | WD | 11 | 2597 | 2340 | 7 | 5 | 234 | 5 | 5 | 23 | 3 | 5 | 3
35135864 | PLAN | [6 empty] | PLAN | 1.7644 | [6 empty] | 2019-70785 | NA |  | 2020-34239 | GRAYS FLAT 0401 | 153082106 | Tier 3 | 0 | 0 | 153082106 | 10.698 | 0 | 182.2008 | 117923638 | 35135864 |  | CWSP – Grays Flat 401 Fuse 3079 zone | Other | 198W | E470 | 5786123 |  |  | PLUMAS | North Valley | Northern | PEND | GRAYS FLAT 0401CB | 1833 | 551 | 671 | 9316 | 9316 | 0 | 227 |  | 33.9196 | 315995 | 0 | [5 empty] | 6/4/20 - PA approval. Hardening work is in conjunction with a T-line project allowing for better unit cost and more efficient construction scheduling/effort. | #N/A | 10.698 | #N/A
35060229 | COMP |  |  |  |  | COMP | 1.24 | [8 empty] | 2016-120188 | na | 2019-01784 | 2019-37137 | FRUITLAND 1142 | 192311142 | Tier 3 | 192311142 | 9.8628 | 0 | 58.4303 | 0 | 46.4677 | 112191204 | 35060229 | 31286361 | 2018 OH COND RPLC: FRUITLAND 42 C/O 7449 | WDDB | 198 | E460 | 5530164 | # | MIRANDA | Humboldt | Humboldt | Northern | DOCC erdy crdy | FRUITLAND 11422006 | 1841 | 194 | 194 | 8300 | 6694 | 0 | 227 |  | 303.948 | 2034628 | 0 |  |  |  | non-corrosion zone | 2019-37137 | 6/14/19 - approved BC review and approval for [REDACTED]. 11/8/18 - Order recreated but as E460 instead of E470. 9/19/18 - asked [REDACTED] to include on the 2019 MAT 08W IP. 9/11/18 - changed scope to tree wire. Changed to MAT 08W. 3/29/18 - on differed list. I did not identify this project for differal. 12/5/16 - AA review approved by [REDACTED]. | 9.8628 | 58.4303 | #N/A | 2 | Splice | 56 | 2581 | 2340 | 7 | 5 | 234 | 5 | 5 | 7 | 2 | 5 | 3
31326119 | COMP |  |  |  |  | COMP | 0.57 | [8 empty] | 2017-94432 | N/A | 2018-54715 | 2019-52086 | WEIMAR 1101 | #N/A | Tier 2 | 0 | 0 | 0 | 74.3093 | 0 | 0 | 112874571 | 31326119 |  | WEIMAR 1101 - NATURE'S WAY RECONDUCTOR |  | 198 | E060 | 5530173 | P.11895 | COLFAX | Placer | Sierra | Northern | DOCC cont crdy | WEIMAR 1101CB | 1889 | 506 | 419 | 2813 | 2990 | 0 | 227 |  | 319.1652 | 954304 | 333.5936 | 997445 |  |  | intermediate snow zone | 2020-12820 | 03/02/20 - Contingency release approved due to overhead inflation and 2019 YE. | #N/A | 74.3093 | #N/A | 2 | WD | 21.6 | 2648 | 2340 | 7 | 5 | 234 | 5 | 5 | 74 | 4 | 5 | 3
35060228 | [15 empty] | 2017-99508 |  |  |  | EEL RIVER 1102 | 192381102 | Tier 3 | 192381102 | 105.6844 | 0 | 40.1989 | 0 | 46.4677 | 113663476 | 35060228 | 31354872 | 2019 OH COND RPLC: EEL RIVER 1102 FU1903 | WDDB | 198 | E460 | 5530164 | # | FERNDALE | Humboldt | Humboldt | Northern | UNSE | EEL RIVER 11021902 | 1894 | 348 | 77 | 4652 | 4652 | 0 | 227 |  | 0 |  | 0 |  |  |  | Moderate corrosion zone | 2017-99508 | 10/30/18 - changed from 08J to 08W. 10/24/18 - order recreated. 3/14/18 - possible tree wire for 1/2 of reconductoring. 10/19/17 - approved AA review | 105.6844 | 40.1989 | #N/A | 2 | Splice | 56 | 2597 | 2340 | 7 | 5 | 234 | 5 | 5 | 23 | 3 | 5 | 3
35024428 | [19 empty] | SUMMIT 1101 | 152591101 | Tier 2 | 152591101 | 7.9599 | 0 | 9.0809 | 0 | 0 | 114127299 | 35024428 |  | SUMMIT 1101 RECONDUCTOR W TREE WIRE | WDDB | 198 | E460 | 5530173 | # | SODA SPRINGS | Placer | Sierra | Northern | UNSE | SUMMIT 110148632 | 2032 | 590 | 678 | 7400 | 7400 | 0 | 227 |  | 0 |  | 0 |  |  |  | Snow loading area and copperweld |  | 6/21/19 - Installing TW. Changed from 08J to 08W. 3/22/18 - need DRS | 7.9599 | 9.0809 | #N/A | 2 | WD | 26 | 758 | 740 | 6 | 5 | 18 | 4 | 1 |  |  | 6
35145523 | CANCL | [6 empty] | CANCL | [7 empty] | 2019-79266 | 2020-36910 |  |  | FULTON 1102 | 042561102 | Tier 2 | 042561102 | 34.5785 | 0 | 26.3632 | 042561102 | 0 |  | 35145523 |  | PSPS - Fulton 1102 - CB | PSPS | 198W | E470 | 5788784 | E.5025636 | SANTA ROSA | Sonoma | Sonoma | Northern | ESTS | FULTON 1102CB | 2036 | 307 | 435 | 0 | 0 | 0 | #DIV/0! |  | #DIV/0! |  | #DIV/0! | [5 empty] | 6/4/2020 - cancellation document approved. This PSPS mitigation project was identified to eliminate a small crossing of the HFTD boundary by the mainline. After review with our PSS team and in concurrence with our field scoping review team, it was deemed this crossing was an error in the boundary drawn and therefore this work will not be required. A third party analysis of the proposed HFRA boundaries will likely result in the elimination of this crossing in our HFRA boundary. | 34.5785 | 26.3632 | 1.8881
35050942 | [19 empty] | GARBERVILLE 1101 | 192221101 | Tier 3 | 192221101 | 78.7644 | 0 | 82.778 | 0 | 34.0862 | 114848297 | 35050942 |  | CWSP: GARBERVILLE 1101 HENDRIX PILOT | PRE | 198W | E460 | 5530164 | # | GARBERVILLE | Humboldt | Humboldt | Northern | UNSE | GARBERVILLE 11011514 | 2062 | 222 | 98 | 9000 | 9000 | 9000 | 511 | [7 empty] | Demonstration | 2018-61143 | 8/2/18 - approved AA review. Need to add to EPPM. | 78.7644 | 82.778 | #N/A | 2 | Wildfire Resilient |  | 2597 | 2340 | 7 | 5 | 234 | 5 | 5 | 23 | 3 | 5 | 3
31209950 | COMP |  |  |  |  | COMP | 0.57 | [12 empty] | POTTER VALLEY P H 1105 | 042281105 | Tier 2 | 042281105 | 39.5652 | 0 | 47.6619 | 042281105 | 0 | 111140554 | 31209950 |  | R7 RECON POTTER VLY 1105 ( VAN ARSDALE) |  | 198 | E060 | 5530164 | P.11913 | POTTER VALLEY | Mendocino | Humboldt | Northern | DOCC cont srdy | POTTER VALLEY P H 110576498 | 2098 | 531 | 146 | 3000 | 3008 | 0.5697 | 150 |  | 0 |  | 0 |  |  |  | Level 1 construction | 2019-31453 | 5/22/19 - approved BC review ($343/foot). 5/15/19 - PA rerouted. Still need PA updated. 4/12/19 - provided PA review comments. Poorly done. Discussed with [REDACTED]. 10/15/18 - installing TW. Changed from 08J to 08W. OWF | 39.5652 | 47.6619 | 4.9482 | 2 | Splice | 40.7 | 2597 | 2340 | 7 | 5 | 234 | 5 | 5 | 23 | 3 | 5 | 3
35074388 | [19 empty] | GREEN VALLEY 2101 | 083192101 | Tier 2 | 083192101 | 115.2701 | 0 | 7.7333 | 083192101 | 0 | 116157025 | 35074388 |  | RECOND GV2101 FUSE 12347 ZONE | WDDB | 198 | E470 | 5784143 | E.5019931.01 | CORRALITOS | Santa Cruz | Central Coast | Central Coast | UNSE erdy | GREEN VALLEY 210112106 | 2108 | 297 | 365 | 10000 | 9970 | 0 | 227 |  | 0 |  | 0 |  |  |  | Moderate corrosion zone | 2019-30870 | 5/20/19 - approved AA re- review. 3/25/19 - approved AA review (2019-13485). 2/7/19 - obtained WBS & PO | 115.2701 | 7.7333 | 31.5977 | 3 | WD | 4 | 3087 | 2340 | 7 | 5 | 740 | 6 | 5 | 7 | 2 | 5 | 3
31297273 | [19 empty] | GUALALA 1111 | 042841111 | Tier 2 | 042841111 | 4.6214 | 0 | 32.3419 | 0 | 0 | 112523454 | 31297273 |  | RECOND HWY1 (BY SW 92493)- GUALALA 1111 | WDDB | 198 | E060 | 5530175 | # | GUALALA | Mendocino | Sonoma | Northern | UNSE | GUALALA 1111445166 | 2157 | 489 | 171 | 3100 | 4000 | 0 | 227 |  | 0 |  | 0 |  |  |  | severe corrosion zone | 2018-10311 | 4/18/19 - changed MAT from 08J to 08W. 2/19/19 - need scope change with TW. 2/21/18 - approved PA review. 2/14/18 - asked for comments on tree wire. 1/31/18 - email to [REDACTED] to rout AA/PA | 4.6214 | 32.3419 | #N/A | 2 | Splice | 40 | 814 | 740 | 6 | 5 | 18 | 4 | 1 | 56 | 3 | 6 | 3
35013233 | [19 empty] | GONZALES 1101 | 182131101 | Tier 2 | 182131101 | 21.9915 | 0 | 3.8238 | 0 | 0 | 113244215 | 35013233 |  | R2RPL OH WIRE ON GONZALS-1101 17-0063084 | WDDB | 198 | E460 | 5530159 | P.11990 | GONZALES | Monterey | Central Coast | Central Coast | UNSE | GONZALES 11013094 | 2160 | 605 | 519 | 3187 | 1967 | 0 | 227 |  | 0 |  | 0 |  |  |  | Tier 1 & Tier 2 | 2017-100348 | 2/26/19 - scope change to tree wire. Changed MAT from 08J to 08W. 2/19/19 - need scope change with TW. 10/26/17 - approved AA review. 10/25/17 - AA review. Asked [REDACTED] for additonal sketch & fuse opprotunity | 21.9915 | 3.8238 | #N/A | 2 | WD | 11.6 | 814 | 740 | 6 | 5 | 18 | 4 | 1 | 56 | 3 | 6 | 3
31319329 | [19 empty] | SAN LUIS OBISPO 1103 | 182631103 | Tier 2 | 182631103 | 18.7149 | 0 | 0.20917 | 182631103 | 0 | 112762682 | 31319329 |  | SAN LUIS OBISP1103 - RECOND WITH 2CU TW | WDDB | 198 | E060 | 5530166 | # | SAN LUIS OBISPO | San Luis Obispo | Los Padres | Central Coast | UNSE | SAN LUIS OBISPO 1103V82 | 2182 | 214 | 874 | 3963 | 3663 | 0 | 227 |  | 0 |  | 0 |  |  |  | Moderate corrosion zone | 2018-84374 | 12/5/18 - approved AA review. 11/28/18 - Provided review comments. installing TW.Change from 08J to 08W | 18.7149 | 0.20917 | 20.1456 | 2 | WD | 15 | 2581 | 2340 | 7 | 5 | 234 | 5 | 5 | 7 | 2 | 5 | 3
35043296 | [15 empty] | 2016-120186 | 2019-24940 | 2019-37747 |  | WILLOW CREEK 1103 | 192171103 | Tier 3 | 192171103 | 1.1597 | 163661702 | 84.5193 | 192171103 | 72.5527 | 112191208 | 35043296 | 31286365 | WDDB - WILLOW CRK 1103 LR 3090 | WDDB | 198 | E460 | 5530164 | # | WILLOW CREEK | Humboldt | Humboldt | Northern | ESTS | WILLOW CREEK 11033090 | 2204 | 228 | 125 | 6160 | 318 | 6166 | 767.1431 |  | 0 |  | 0 |  |  |  | non-corrosion zone | 2016-120186 | 10/24/18 - Changed from 08J to 08W. 10/15/18 - need to rescope with tree wire. 7/6/18 - new 35 series order. Request to [REDACTED] to update EPPM & IP.12/2/16 - AA review approved by [REDACTED] | 1.1597 | 84.5193 | 0.59109 | 2 | Splice | 45.8 | 2597 | 2340 | 7 | 5 | 234 | 5 | 5 | 23 | 3 | 5 | 3
35145003 | PLAN | [8 empty] | PLAN | 0.22 |  |  |  |  | 2019-78960 | 2020-14948 | 2020-33628 |  | MORAGA 1103 | 013801103 | Tier 3 | 013801103 | 15.8769 | 152181102 | 2.0816 | 013801103 | 21.8473 | 118263229 | 35145003 |  | PSPS - Moraga 1103 - CB | PSPS | 198W | E470 | 5788781 | E.5025641 | ORINDA | CONTRA COSTA | Diablo | Bay Area | ESTS | MORAGA 1103CB | 2231 | 608 | 131 |  |  |  | #DIV/0! |  | #DIV/0! |  | #DIV/0! | [6 empty] | 15.8769 | 2.0816 | 0.12217
31334291 | PLAN | [8 empty] | PLAN | 0.36364 |  |  |  |  | 2018-10393 |  |  | 2019-31651 | FORT BRAGG A 1101 | 042761101 | Tier 2 | 042761101 | 10.5493 | 0 | 70.7258 | 0 | 0 | 112994395 | 31334291 |  | RECON-6 SPANS CAMP ONE TEN MILE FT BRAGG | WDDB | 198 | E060 | 5530164 | # | FORT BRAGG | Mendocino | Humboldt | Northern | PEND | FORT BRAGG A 11013113 | 2292 | 539 | 429 | 2710 | 2710 | 0 | 227 | [7 empty] | Moderate corrosion zone | 2019-31651 | 5/22/19 - approved BC review. 4/3/19 - approved PA reauth review. 10/15/18 - scope installing tree wire. Changed MAT from 08J to 08W. 2/9/18 - Approved PA review. 2/8/18 - provided review comments. 1/31/18 - corrected footage (19,200 to 1,920). Request to [REDACTED] to change IP. Email to [REDACTED] to rout AA/PA | 10.5493 | 70.7258 | #N/A | 2 | Splice | 34 | 2597 | 2340 | 7 | 5 | 234 | 5 | 5 | 23 | 3 | 5 | 3
31354988 | PLAN | [18 empty] | TULUCAY 1101 | 042301101 | Tier 2 | 042301101 | 13.4257 | 0 | 3.6184 | 0 | 0 | 113676059 | 31354988 |  | TULUCAY 1101 RECOND WITH TREE WIRE | WDDB | 198 | E060 | 5530168 | # | NAPA | Napa | North Bay | Bay Area | UNSE | TULUCAY 1101628 | 2350 | 643 | 256 | 8750 | 10050 | 0 | 227 |  | 0 |  | 0 |  |  |  | non-corrosion. Boarderline tier 2 & 1 | 2017-104683 | 6/21/19 - Installing TW. Changed from 08J to 08W. 2/19/19 - need scope change with TW. 3/5/18 - approved AA review. 2/28/18 - f/u on review comments. 2/16/18 - provided AA review comments. | 13.4257 | 3.6184 | #N/A | 2 | Splice | 13.6 | 814 | 740 | 6 | 5 | 18 | 4 | 1 | 56 | 3 | 6 | 3
35024926 | COMP |  |  |  |  | COMP | 0.13 | [12 empty] | Martell 1101 | 163011101 | Tier 3 | 163011101 | 12.1538 | 153652109 | 71.6282 | 0 | 109.8561 | 114119281 | 35024926 |  | MARTELL 1101 RECONDCUTOR 3,700FT |  | 198 | E460 | 5530176 | # | SUTTER CREEK | Amador | Stockton | Central Valley | DOCC srdy crdy redl idoc | MARTELL 1101CB | 2357 | 306 | 497 | 3700 | 4436 | 0.84015 | 150 |  | 9.8164 | 43554 | 0 |  |  |  | Add to 2018 Emergent work | 2018-09097 | 3/8/19 - approve PA reauth review. 1/0ar to be replaced 2ar. Provided PA reauthoriztion10/23/18 - changed MAT from 08J to 08W. 10/15/18 - need to rescope with tree wire and add 2 spans of 6cu in Tier 2. 2/13/18 - approved PA review. 1/10/18 - email to [REDACTED] to proceed with MAT 08W project | 12.1538 | 71.6282 | #N/A | 2 | ORT | 0 | 2597 | 2340 | 7 | 5 | 234 | 5 | 5 | 23 | 3 | 5 | 3
35145005 | CANCL | [6 empty] | CANCL | [7 empty] | 2019-79040 |  |  |  | STAFFORD 1101 | 043201101 | Tier 3 | 043201101 | 18.4586 | 083622105 | 3.5846 | 0 | 85.8551 | 118263871 | 35145005 |  | PSPS - Stafford 1101 CB PH 1 | PSPS | 198W | E470 | 5788785 | E.5025643 | NOVATO | MARIN | North Bay | Bay Area | ESTS erdy | STAFFORD 1101CB | 2382 | 303 | 173 |  |  |  | #DIV/0! |  | #DIV/0! |  | #DIV/0! | [6 empty] | 18.4586 | 3.5846 | #N/A
35145006 | PLAN | [8 empty] | PLAN | 0.27 |  |  |  |  | 2019-79042 |  | 2020-51115 |  | STAFFORD 1101 | 043201101 | Tier 3 | 043201101 | 18.4586 | 083622105 | 3.5846 | 0 | 85.8551 | 118263874 | 35145006 |  | PSPS - Stafford 1101 - LR 1298 | PSPS | 198W | E470 | 5788788 | E.5025644 | NOVATO | MARIN | North Bay | Bay Area | UNSE | STAFFORD 11011298 | 2388 | 303 | 173 |  |  |  | #DIV/0! |  | #DIV/0! |  | #DIV/0! | [6 empty] | 18.4586 | 3.5846 | #N/A
35145002 | PLAN | [8 empty] | PLAN | 0.68 |  |  |  |  | 2019-78952 |  |  |  | IGNACIO 1101 | 042481101 | Tier 3 | 042481101 | 7.3822 | 043091103 | 6.1143 | 042481101 | 2.9853 | 118262844 | 35145002 |  | PSPS - Ignacio 1101 - CB | PSPS | 198W | E470 | 5788780 | E.5025640 | NOVATO | MARIN | North Bay | Bay Area | ESTS | IGNACIO 1101CB | 2421 | 384 | 279 | 3600 | 0 | 3600 | 795 |  | 0 |  | 0 | [6 empty] | 7.3822 | 6.1143 | 0.5018
31246787 | [19 empty] | ALHAMBRA 1105 | 014101105 | Tier 2 | 014101105 | 6.505 | 0 | 35.6386 | 014101105 | 0 | 111710769 | 31246787 |  | RECONDUCTOR 4 SPANS - 100 DEODARA WAY | WDDB | 198 | E060 | 5530161 | # | MARTINEZ | Contra Costa | San Francisco | Bay Area | UNSE | ALHAMBRA 110581514 | 2465 | 467 | 130 | 610 | 610 | 0 | 227 |  | 0 |  | 0 |  |  |  |  | 2016-60773 | 6/18/19 - Scope changed to TW. Change MAT & PO. 2/19/19 - Need scope discussion. In Tier 2. 6/27/16 - PA review approved by [REDACTED]. | 6.505 | 35.6386 | 0.88854 | 2 | WD | 10.2 | 2597 | 2340 | 7 | 5 | 234 | 5 | 5 | 23 | 3 | 5 | 3
35147045 | CANCL | [6 empty] | CANCL | [7 empty] | 2020-01526 |  |  |  | CASTRO VALLEY 1108 | 014091108 | Tier 2 | 014091108 | 3.0124 | 182082102 | 6.5931 | 014091108 | 0 |  | 35147045 |  | PSPS - Castro Valley 1108 - LR MR341 | PSPS | 198W | E460 | 5505506 | N/A | CASTRO VALLEY | ALAMEDA | Mission | Central Coast | ESTS | CASTRO VALLEY 1108MR341 | 2486 | 118 | 119 | 2112 | 0 | 2112 | 795 |  |  |  | 0 | [5 empty] | PSPS mitigation effort to reduce the number of customers impacted by MR575 operation during a PSPS event. | 3.0124 | 6.5931 | 16.0048 | 2 | PSPS | N/A
31246140 | COMP |  |  | COMP | 0.6267 | [10 empty] | 2016-102050 | N/A | 2018-30128 | 2018-13044 | WYANDOTTE 1105 | 102911105 | Tier 3 | 102911105 | 7.1437 | 163661701 | 16.1398 | 102911105 | 75.1127 | 111693075 | 31246140 |  | WY1105 - RECOND 3000 FT OF 4AR W 2ARTW | WDDB | 198 | E060 | 5530169 | P.11732 | OROVILLE | Butte | North Valley | Northern | CLSD erdy srdy crdy | WYANDOTTE 1105CB | 2499 | 667 | 976 | 3000 | 3309 | 0 | 227 |  | 93.6839 | 310000 | 88.7461 | 293661 |  |  | TW | 2018-67972 | 3/21/18 - JC requested tree wire. AA review approved by [REDACTED]. 2/22/18 - approved final PA review. | 7.1437 | 16.1398 | 0.68344 | 3 | Splice | 28.8 | 893 | 740 | 6 | 5 | 135 | 5 | 3 | 18 | 2 | 6 | 3
35085847 | [19 empty] | ROB ROY 2105 | 083692105 | Tier 2 | 083692105 | 31.9094 | 0 | 12.749 | 083692105 | 0 | 113255606 | 35085847 | 35015705 | OH RECONDUCTOR - ROB ROY 2105 -S027CC118 | WDDB | 198 | E460 | 5533644 | P.12006 | APTOS | Santa Cruz | Central Coast | Central Coast | PEND | ROB ROY 210512474 | 2523 | 106 | 85 | 4140 | 4470 | 0 | 227 |  | 0 |  | 0 |  |  |  | severe corrosion zone | 2017-105284 | 10/1/18 - changed to TW. MAT from 08J to 08W. 11/28/17 - approved AA. 11/28/17 - [REDACTED] to update 6cu justification (i2t) and total footage | 31.9094 | 12.749 | 27.2507 | 2 | Splice | 22 | 2597 | 2340 | 7 | 5 | 234 | 5 | 5 | 23 | 3 | 5 | 3
35015704 | [19 empty] | ROB ROY 2105 | 083692105 | Tier 3 | 083692105 | 31.9094 | 012101104 | 12.749 | 083692105 | 0.33218 | 113255603 | 35015704 |  | OH RECONDUCTR ROB ROY 2105 -S026CC117 | WDDB | 198 | E460 | 5530159 | # | APTOS | Santa Cruz | Central Coast | Central Coast | PEND | ROB ROY 210512474 | 2523 | 106 | 85 | 5300 | 5300 | 0 | 227 |  | 0 |  | 0 |  |  |  | severe corrosion zone | 2017-105215 | 10/1/18 - changed from 08J to 08W. 11/28/17 - approved AA review. | 31.9094 | 12.749 | 27.2507 | 2 | Splice | 22 | 2597 | 2340 | 7 | 5 | 234 | 5 | 5 | 23 | 3 | 5 | 3
35064793 | COMP |  |  |  |  | COMP | 2.3 | [8 empty] | 2017-103549 | N/A | 2018-63352 | 2019-38392 | CABRILLO 1104 | 183101104 | Tier 3 | 183101104 | 45.3816 | 163661701 | 30.6671 | 0 | 75.1127 | 113311784 | 35064793 | 35018620 | LP RECONDUCTOR, CABRILLO 1104 S006CC102TW | WDDB | 198 | E470 | 5783065 | E.5015545.01 | LOMPOC | Santa Barbara | Los Padres | Central Coast | DOCC srdy crdy redl idcr idoc | CABRILLO 1104Y22 | 2531 | 436 | 977 | 13764 | 17701 | 0 | 227 |  | 157.0857 | 2780573.24 | 129.0981 | 2285165 |  |  | TW |  | 6/18/19 - approved BC review and approval for [REDACTED]. Note 13,764 is TW in Tier 2). 6/12/19 - pre BC review with [REDACTED]. Note some scope is not tree wire. 11/21/18 - new order created. 10/29/18 - provided WBS & PO to [REDACTED]. 10/12/18 - Installing tree wire. Chnaged to MAT 08W. 10/31/17 - approved AA review. 10/27/17 - AA review. Requested changes. | 45.3816 | 30.6671 | #N/A | 2 | Splice | 25.4 | 2597 | 2340 | 7 | 5 | 234 | 5 | 5 | 23 | 3 | 5 | 3
35144943 | PLAN | [8 empty] | PLAN | 0.54 |  |  |  |  | 2020-03578 |  |  |  | ROB ROY 2105 | 083692105 | Tier 2 | 083692105 | 31.9094 | 0 | 12.749 | 083692105 | 0 | 118261587 | 35144943 |  | PSPS - Rob Roy 2105 - CB | PSPS | 198W | E470 | 5788791 | E.5025648 | APTOS | SANTA CRUZ | Central Coast | Central Coast | UNSE | ROB ROY 2105CB | 2564 | 106 | 85 |  |  |  | #DIV/0! |  |  |  | #DIV/0! | [6 empty] | 31.9094 | 12.749 | 27.2507
31272374 | [19 empty] | POINT MORETTI 1101 | 082931101 | Tier 3 | 082931101 | 6.4342 | 042031125 | 19.835 | 082931101 | 26.3622 | 111973964 | 31272374 | 35060581 | R2RECONDUCT PT.MORETTI FROM 5043 TO 5955 | WDDB | 198 | E060 | 5530159 | P.11381 | DAVENPORT | Santa Cruz | Central Coast | Central Coast | PEND | POINT MORETTI 11015076 | 2568 | 84 | 748 | 8500 | 8500 | 0 | 227 |  | 0 |  | 0 |  |  |  |  | 2016-95694 | 2/8/19 - mainline scope with 2cu tw. Unfortunately already estimated. 11/17/18 - old order used due to design build. 10/26/18 - order recreated. 4/11/18 - scope will be wildfire resilient. Pending change to 08W | 6.4342 | 19.835 | 39.3921 | 2 | Splice | 34 | 2581 | 2340 | 7 | 5 | 234 | 5 | 5 | 7 | 2 | 5 | 3
31272375 | [19 empty] | POINT MORETTI 1101 | 082931101 | Tier 3 | 082931101 | 6.4342 | 042031125 | 19.835 | 082931101 | 26.3622 | 111973967 | 31272375 |  | R2 RECONDUCT PT. MORETTI BEYOND 5995 | WDDB | 198 | E060 | 5530159 | P.11379 | DAVENPORT | Santa Cruz | Central Coast | Central Coast | PEND | POINT MORETTI 110112122 | 2707 | 84 | 748 | 5150 | 5150 | 0 | 227 |  | 0 |  | 0 | [5 empty] | 4/11/18 - scope will be wildfire resilient. Pending change to 08W | 6.4342 | 19.835 | 39.3921 | 2 | Splice | 34 | 2581 | 2340 | 7 | 5 | 234 | 5 | 5 | 7 | 2 | 5 | 3
31361969 | [19 empty] | POINT ARENA 1101 | 043381101 | Tier 2 | 043381101 | 21.969 | 0 | 44.2367 | 0 | 0 | 113752520 | 31361969 |  | RECON 9,400 FT - POINT ARENA 1101 | WDDB | 198 | E060 | 5530175 | # | POINT ARENA | Mendocino | Sonoma | Northern | UNSE erdy | POINT ARENA 11013702 | 2712 | 438 | 273 | 7700 | 9406 | 0 | 227 |  | 0 |  | 0 |  |  |  | severe corrosion zone | 2018-12829 | 4/16/19 - changed from MAT 08J to 08W. Need [REDACTED] to assist with PO change. 2/19/19 - need scope change with TW. 2/28/18 - approved AA review. 2/28/18 - review comments provided. Should 4/0al be installed? 1/31/18 - email to Brian/Jesse to rout AA/PA | 21.969 | 44.2367 | #N/A | 2 | Splice | 34 | 814 | 740 | 6 | 5 | 18 | 4 | 1 | 56 | 3 | 6 | 3
35019004 | [19 empty] | PURISIMA 1101 | 182971101 | Tier 2 | 182971101 | 44.4907 | 103081105 | 18.2536 | 0 | 0 | 113677313 | 35019004 |  | PURISIMA 1101 LS SW8139 REPL OH LINE | WDDB | 198 | E460 | 5530159 | # | LOMPOC, CA 93436 | San Luis Obispo | Central Coast | Central Coast | UNSE | PURISIMA 110149394 | 2713 | 350 | 616 | 1880 | 3610 | 0 | 227 |  | 0 |  | 0 |  |  |  | Moderate corrosion zone | 2018-33029 | 5/18/18 - approved AA review. 4/25/18 - provided AA review comments. | 44.4907 | 18.2536 | #N/A | 2 | Splice | 22.6 | 2597 | 2340 | 7 | 5 | 234 | 5 | 5 | 23 | 3 | 5 | 3
[12 empty] | PLAN | 2.35 | [6 empty] | OTTER 1102 | 182941102 | Tier 2 | [9 empty] | WD OTTER 1102 #19-0131557 | WDDB | 198 | E470 | 5791660 | E.5034242.01 |  | Monterey | Central Coast | Central Coast |  | OTTER 11022002 | 2728 | 469 | 887 | 12416 | 12416 | 0 | 227 | [9 empty] | 6/15/20 - [REDACTED] reviewed area and recommends installing TW |  |  |  |  | WD
31269259 | COMP |  |  |  |  | COMP | 1.21 | [12 empty] | ZACA 1101 | 182681101 | Tier 3 | 182681101 | 8.0753 | 042711101 | 16.8991 | 182681101 | 0.50507 | 111934659 | 31269259 | 35060587 | ZACA 1101 FOXEN CYN RD, LOS OLIVOS |  | 198 | E060 | 5530166 | P.11693 | LOS OLIVOS | Santa Barbara | Los Padres | Central Coast | DOCC erdy srdy crdy redl | ZACA 1101CB | 2754 | 639 | 1112 | 6336 | 6389 | 1.21 | 150 |  | 0 |  | 0 |  |  |  |  | 2019-29822 | 5/21/19 - approved BC review. 5/15/19 - provided review comments. 5/13/19 - BC review. Wrong docs uploaded to EDRS. 1/3/19 - converted back to FFE order. 12/18/18 - requested to use initial FFE order. 10/24/18 - changed from 08J to 08W. 10/15/18 - need to rescope with tree wire. [REDACTED] | 8.0753 | 16.8991 | 1.1689 | 2 | Splice | 12 | 2597 | 2340 | 7 | 5 | 234 | 5 | 5 | 23 | 3 | 5 | 3
74011865 | [19 empty] | ECHO SUMMIT 1101 | 158031101 | Tier 3 | 158031101 | 8.9209 | 012041112 | 5.8887 | 0 | 2.0156 | 112804948 | 74011865 |  | PH.3 - RECON. ECHO SUMMIT 1101 11,600' | WDDB | 198 | E570 | 5775246 | E.0000088.01 | ECHO LAKE | El Dorado | Sierra | Northern | UNSE | ECHO SUMMIT 1101344250 | 2789 | 480 | 917 | 11600 | 15500 | 0 | 227 |  | 0 |  | 0 |  |  |  | MAT 06I to 08W |  | 12/6/18 - [REDACTED] changed from 06I to 08W. 10/30/18 - [REDACTED] approved this capacity project moved to reliability. | 8.9209 | 5.8887 | #N/A | 2 | Reliability |  | 2597 | 2340 | 7 | 5 | 234 | 5 | 5 | 23 | 3 | 5 | 3
35071495 | [19 empty] | RESERVATION ROAD 1102 | 182731102 | Tier 2 | 182731102 | 39.9129 | 0 | 20.582 | 0 | 0 | 115700424 | 35071495 |  | RPL OH.CON.RESERVATION RD.1102 18-011072 | WDDB | 198 | E460 | 5530159 | P.11988 | SALINAS | Monterey | Central Coast | Central Coast | UNSE erdy | RESERVATION ROAD 11023032 | 2831 | 622 | 584 | 3307 | 6016 | 0 | 227 |  | 0 |  | 0 |  |  |  | Moderate corrosion zone | 2019-11873 | 3/8/19 - approved AA review. 2/27/19 - provided review comments. Recommend we transfer the non-tree wire portion to MAT 08J job | 39.9129 | 20.582 | #N/A | 2 | WD | 14.6 | 981 | 740 | 6 | 5 | 234 | 5 | 5 | 7 | 2 | 5 | 3
35144944 | PLAN | [8 empty] | PLAN | 0.14 |  |  |  |  | 2019-78877 | 2020-18832 |  |  | SNEATH LANE 1107 | 022721107 | Tier 2 | 022721107 | 9.5938 | 0 | 0.99626 | 0 | 0 | 118261958 | 35144944 |  | PSPS – Sneath Lane 1107 – CB | PSPS | 198 | E460 | 5530170 | N/A | SOUTH SAN FRANCISO | SAN MATEO | Peninsula | Central Coast | ESTS | SNEATH LANE 1107CB | 2845 | 357 | 323 |  |  | 3185 | 795 |  |  |  | 0 | [6 empty] | 9.5938 | 0.99626 | #N/A
35144942 | CANCL | [6 empty] | CANCL | [7 empty] | 2019-79312 |  |  |  | PAUL SWEET 2102 | 083252102 | Tier 3 | 083252102 | 13.816 | 0 | 0.72526 | 083252102 | 24.5596 |  | 35144942 |  | PSPS - Paul Sweet 2102 – LR 12850 | PSPS | 198W | E470 | 5788789 | E.5025647 | SANTA CRUZ | SANTA CRUZ | Central Coast | Central Coast | DCNL | PAUL SWEET 210212850 | 2907 | 234 | 947 |  |  |  | #DIV/0! |  | #DIV/0! |  | #DIV/0! | [6 empty] | 13.816 | 0.72526 | 3.6683
35043303 | COMP |  |  |  |  | COMP | 1.54 | [8 empty] | 2017-99527 | 2019-21688 | 2019-27890 | 2020-12754 | EEL RIVER 1102 | 192381102 | Tier 3 | 192381102 | 105.6844 | 0 | 40.1989 | 0 | 46.4677 | 113664014 | 35043303 | 31354874 | 2019 OH COND RPLC: EEL RIVER 1102 FU1909 | WDDB | 198 | E460 | 5530164 | # | FERNDALE | Humboldt | Humboldt | Northern | DOCC srdy | EEL RIVER 1102530 | 2931 | 348 | 77 | 8003 | 8003 | 0 | 150 |  | 188.9269 | 1511982 | 0 |  |  |  | Moderate corrosion zone | 2017-99526 | 10/24/18 - change from 08J to 08W. 10/15/18 - need to rescope with tree wire. 7/6/18 - new 35 series order. Request to [REDACTED] to update EPPM & IP. 3/14/18 - possible tree wire. 10/26/17 - approved AA review. | 105.6844 | 40.1989 | #N/A | 2 | Splice | 39.9 | 2597 | 2340 | 7 | 5 | 234 | 5 | 5 | 23 | 3 | 5 | 3
35093737 | [19 empty] | FAIRVIEW 2207 | 013432207 | Tier 3 | 013432207 | 22.3433 | 082931101 | 3.7442 | 0 | 39.3921 | 117123046 | 35093737 |  | FAIRVIEW 2207-CROCKETT BLVD-WIRE DOWN | WDDB | 198 | E460 | 5530162 | # | CROCKETT | Contra Costa | Diablo | Bay Area | UNSE | FAIRVIEW 2207P142 | 2961 | 546 | 651 | 1200 | 1200 | 0 | 227 |  | 0 |  | 0 | [6 empty] | 22.3433 | 3.7442 | #N/A | 2 | WD | 37.6
35145540 | PLAN | [8 empty] | PLAN | 0.5 |  |  |  |  | 2019-80603 |  | 2020-42690 |  | FROGTOWN 1702 | 163451702 | Tier 2 | 163451702 | 26.2513 | 0 | 231.2833 | 0 | 0 | 118259180 | 35145540 |  | PSPS – Frogtown 1702 – CB | PSPS | 198W | E470 | 5788779 | E.5025634 | Angels | Calaveras | Stockton | Central Valley | ESTS erdy | FROGTOWN 1702CB | 3052 | 258 | 331 |  |  |  | #DIV/0! |  | #DIV/0! |  | #DIV/0! | [6 empty] | 26.2513 | 231.2833 | #N/A
31221409 | COMP |  |  | COMP | 0.16288 | [14 empty] | TERMINOUS 1102 | 163021102 | Tier 3 | 163021102 | 22.5739 | 102831103 | 0 | 0 | 26.5449 | 111380301 | 31221409 |  | OCGC X TERMINOUS 1102 REPL. 800FT W/#2AR |  | 321 | E060 | 5513276 | # | LODI | San Joaquin | Stockton | Central Valley | CLSD srdy redl |  | #N/A | #N/A | 1383 | 295 | 800 | 0.15152 | 227.1076 |  | 53.9073 | 43134 | 0 | [5 empty] | updated SAP MAT from 08J to 08W on 7/19/2016 | 22.5739 | #N/A | #N/A | 1 | WD | 21.6 | 764 | 740 | 6 | 5 | 1 | 1 | 1 | 23 | 3 | 5 | 3
31163618 | COMP | COMP | 0.39205 | [16 empty] | SOLEDAD 2102 | 182052102 | Tier 2 | 182052102 | 71.1954 | 0 | 28.7673 | 0 | 0 | 110470402 | 31163618 |  | SOLEDAD 2102 RECONDUCTORING JOB |  | 321 | E060 | 5513259 | # | SOLEDAD | Monterey | Central Coast | Central Coast | CLSD srdy crdy redl |  | #N/A | #N/A | 228 | 1200 | 1200 | 0.22727 | 100 | 42955 | 35.7891 | 42955 | 0 | [6 empty] | 71.1954 | 28.7673 | #N/A |  | WD | 17.2 | 764 | 740 | 6 | 5 | 1 | 1 | 1 | 23 | 3 | 5 | 3
31212922 | COMP | COMP | 0.5464 | [16 empty] | SISQUOC 1104 | 182811104 | Tier 3 | 182811104 | 32.4166 | 0 | 0 | 0 | 46.4677 | 111189007 | 31212922 |  | +SISQUOC 1104 WD-15-0070918 | WDDB | 321 | E060 | 5513266 | P.11013 | ORCUTT | Santa Barbara | Los Padres | Central Coast | CLSD srdy crdy redl |  | #N/A | #N/A | 1553 | 2855 | 2855 | 0.54072 | 227.1076 | 42900 | 15.0234 | 42900 | 0 | [5 empty] | updated SAP MAT from 08J to 08W on 7/19/2016 | 32.4166 | #N/A | #N/A |  | WD | 18 | 764 | 740 | 6 | 5 | 1 | 1 | 1 | 23 | 3 | 5 | 3
31121571 | COMP | COMP | 0.44223 | [16 empty] | SHORE ACRES BANK 0401 | 018100401 | Tier 1 | 018100401 | 5.1223 | 0 | 0 | 0 | 0 | 109907190 | 31121571 |  | REPL OH WIRE PORT CHICAGO W/O NICHOLS |  | 321 | E060 | 5513261 | P.09776 | BAY POINT | Contra Costa | Diablo | Bay Area | CLSD srdy crdy redl |  | #N/A | #N/A | 1983 | 2334 | 2334 | 0.44205 | 100 | 42878 | 18.3676 | 42878 | 0 | [6 empty] | 5.1223 | #N/A | #N/A |  | WD | 27.4 | 919 | 740 | 6 | 5 | 1 | 1 | 1 | 178 | 4 | 6 | 3
35047419 | CANCL | [18 empty] | SHINGLE SPRINGS 2109 | 153652109 | Tier 3 | 153652109 | 0.91025 | 163661701 | 104.4058 | 153652109 | 75.1127 | 114742520 | 35047419 |  | *CANC*CWSP-SHINGLE SPRINGS 2109-LR 9372- | CANCL | 198W | E460 | 5530173 | # | SHINGLE SPRINGS | El Dorado | Sierra | Northern | UNSC |  | #N/A | #N/A | 109 |  |  | 0 | 200 | [7 empty] | Level 2 construction | 2018-70069 | 11/26/18 - project phased. Need to cancel this order. 11/8/18 - this AA contains 3 phases and $34.7M. We have WBS & PO's for all phases. Recommend we submit individual phases. | 0.91025 | 104.4058 | 109.8561 | 3 | Wildfire Resilient |  | 3103 | 2340 | 7 | 5 | 740 | 6 | 5 | 23 | 3 | 5 | 3
31207160 | COMP | COMP | 0.62443 | [16 empty] | SANTA MARIA 1108 | 182671108 | Tier 3 | 182671108 | 21.8223 | 0 | 28.9887 | 182671108 | 46.4677 | 111102564 | 31207160 |  | +SANTA MARIA 1108 WD 15-076543 | WDDB | 321 | E060 | 5513266 | P.11028 | SANTA MARIA | Santa Barbara | Los Padres | Central Coast | CLSD cont srdy crdy redl |  | #N/A | #N/A | 624 | 2800 | 2500 | 0.47348 | 227.1076 | 43003 | 17.1979 | 43003 | 0 | [5 empty] | updated SAP MAT from 08J to 08W on 7/19/2016 | 21.8223 | 28.9887 | 43.9716 |  | WD | 17.8 | 769 | 740 | 6 | 5 | 6 | 3 | 1 | 23 | 3 | 5 | 3
31150684 | COMP | COMP | 0.068561 | [16 empty] | ROSSMOOR 1108 | 014161108 | Tier 3 | 014161108 | 9.4781 | 182671108 | 3.4498 | 014161108 | 43.9716 | 110292425 | 31150684 |  | MORAGA 1103 RECNDUCTOR 350' (2SPANS) |  | 198 | E060 | 5513261 | # | MORAGA | Contra Costa | Diablo | Bay Area | CLSD srdy crdy redl |  | #N/A | #N/A | 70 | 364 | 364 | 0.068939 | 100 | 42810 | 117.5849 | 42809 | 0 | [6 empty] | 9.4781 | 3.4498 | 7.9412 |  | WD | 3.4 | 815 | 740 | 6 | 5 | 1 | 1 | 1 | 74 | 4 | 5 | 3
31255868 | COMP |  |  | COMP | 0.27254 | [14 empty] | ROB ROY 2104 | 083692104 | Tier 3 | 083692104 | 35.8522 | 0 | 59.1327 | 083692104 | 28.5019 | 111767989 | 31255868 |  | R2ROB ROY 2104 HIGH SPLICE CABLE REPLACE |  | 198 | E060 | 5530159 | P.11386 | DAY VALLEY | Santa Cruz | Central Coast | Central Coast | CLSD srdy crdy |  | #N/A | #N/A | 231 | 1450 | 1439 | 0.27254 | 227.1076 |  | 30.0902 | 43308 | 0 |  |  |  | non-corrosion zone | 2018-44252 | 6/11/18 - approved PA/JE review. 4/3/18 - Requested [REDACTED] to change to MAT 08W. 3/21/18 - JC requested tree wire. 3/9/18 - not good TW candidate per [REDACTED].eesa 2/15/18 Not estimated yet. Please change to 2AR TW. | 35.8522 | 59.1327 | 39.1417 | 3 | Splice | 13.6 | 1053 | 740 | 6 | 5 | 135 | 5 | 3 | 178 | 4 | 6 | 3
31264915 | COMP |  |  | COMP | 0.18125 | [14 empty] | RINCON 1103 | 043321103 | Tier 2 | 043321103 | 3.244 | 0 | 3.7802 | 043321103 | 0 | 111897432 | 31264915 |  | R7 RECONDUCTOR WILSON RD- RINCON 1103 |  | 198 | E060 | 5530175 | # | SANTA ROSA | Sonoma | Sonoma | Northern | CLSD redl |  | #N/A | #N/A | 55 | 710 | 710 | 0.13447 | 227.1076 |  | 60.9884 | 43310 | 0 | [5 empty] | 3/21/18 - JC requested tree wire. 3/9/18 - not a good TW candidate per [REDACTED]. eesa 2/15/18 Not estimated yet. Please change to 2AR TW. Vicinity of Oct '17 Tubbs fire. | 3.244 | 3.7802 | 41.047 | 3 | WD | 6.8 | 931 | 740 | 6 | 5 | 135 | 5 | 3 | 56 | 3 | 6 | 3
31204479 | COMP | COMP | 0.19886 | [16 empty] | RICHMOND R 1129 | 013471129 | Tier 1 | 013471129 | 14.8296 | 0 | 0 | 0 | 0 | 110939159 | 31204479 |  | RECOND 3 SPANS GARDEN TRACT |  | 321 | E060 | 5513262 | # | RICHMOND | Contra Costa | East Bay | Bay Area | CLSD srdy crdy redl |  | #N/A | #N/A | 2121 | 362 | 362 | 0.068561 | 100 | 43051 | 118.9029 | 43051 | 0 |  |  |  | IN03 complete, [REDACTED] initiated |  | 7/28/17 approved PA review. updated SAP MAT from 08J to 08W on 7/19/2016 | 14.8296 | #N/A | #N/A | 1 | WD | 10.4 | 764 | 740 | 6 | 5 | 1 | 1 | 1 | 23 | 3 | 5 | 3
35047146 | CANCL | [18 empty] | REDBUD 1101 | 043191101 | Tier 3 | 043191101 | 25.0578 | 163661701 | 21.594 | 043191101 | 75.1127 | 114756833 | 35047146 |  | *CNCL*REDBUD 1101 RELOCATE FUSE 4865 IN TIER 3 | CANCL | 198 | E460 | 5530164 | # | CLEARLAKE OAKS | Lake | Humboldt | Northern | CLSD |  | #N/A | #N/A | 110 |  |  | 0 | [8 empty] | Fuse relocation only | 2018-57033 | 7/31/18 - approved PA review. 7/12/18 - Need PA. JC approved MAT 08W funding fuse relocation in Tier 3 | 25.0578 | 21.594 | 22.6904 | 3 | ORT |  | 3087 | 2340 | 7 | 5 | 740 | 6 | 5 | 7 | 2 | 5 | 3
31140055 | COMP | COMP | 0.13769 | [16 empty] | PUEBLO 2103 | 043292103 | Tier 3 | 043292103 | 32.0208 | 102831103 | 8.2914 | 043292103 | 26.5449 | 110071673 | 31140055 |  | OCGC RECONDUCTOR PUEBLO 2103 AT SW 7927 |  | 321 | E060 | 5513268 | P.10252 | NAPA | Napa | North Bay | Bay Area | CLSD srdy crdy redl |  | #N/A | #N/A | 1 | 750 | 750 | 0.14205 | 100 | 42703 | 56.9266 | 42703 | 0 | [5 empty] | Operational on 11/29/16 | 32.0208 | 8.2914 | 38.2894 |  | WD | 18.7 | 178 | 178 | 6 | 1
35047422 | CANCL | [18 empty] | PLACERVILLE 2106 | 153082106 | Tier 3 | 153082106 | 0.2773 | 163661701 | 94.1833 | 153082106 | 75.1127 | 114742525 | 35047422 |  | *Cancel* CWSP - PLACERVILLE 2106 - LR 1104 | CANCL | 198W | E460 | 5530173 | # | PLACERVILLE | El Dorado | Sierra | Northern | UNSE |  | #N/A | #N/A | 9 |  |  | 0 | [10 empty] | 10/30/18 - [REDACTED] to cancel | 0.2773 | 94.1833 | 182.2008 | 3 | Wildfire Resilient |  | 3103 | 2340 | 7 | 5 | 740 | 6 | 5 | 23 | 3 | 5 | 3
35051252 | CANCL | [18 empty] | PLACERVILLE 2106 | 153082106 | Tier 3 | 153082106 | 0.2773 | 163661701 | 94.1833 | 153082106 | 75.1127 | 114863777 | 35051252 |  | *Cancel* CWSP - PLACERVILLE 2106 - LR 1104 | CANCL | 198W | E460 | 5530173 | # | GEORGETOWN | El Dorado | Sierra | Northern | UNSE |  | #N/A | #N/A | 9 |  |  | 0 | [10 empty] | 10/30/18 - [REDACTED] to cancel | 0.2773 | 94.1833 | 182.2008 | 3 | Wildfire Resilient |  | 3103 | 2340 | 7 | 5 | 740 | 6 | 5 | 23 | 3 | 5 | 3
31211274 | COMP | COMP | 0.40777 | [16 empty] | PINEDALE 2109 | 252852109 | Tier 3 | 252852109 | 7.1072 | 102831104 | 0 | 0 | 39.3183 | 111165334 | 31211274 |  | OCGC PINEDALE 2109 - RECONDUCTOR |  | 321 | E060 | 5513263 | P.11084 | FRESNO | Fresno | Fresno | Central Valley | CLSD srdy crdy idcr idoc |  | #N/A | #N/A | 1765 | 300 | 2200 | 0.41667 | 100 | 43085 | 19.5804 | 43085 | 0 |  |  |  | IN03 completed |  | 12/13/17 - reauthorization request. Very high unit cost ($207/ft). 11/27/17 - approved reauthorization based on GC OT cost. updated SAP MAT from 08J to 08W on 7/19/2016 | 7.1072 | #N/A | #N/A |  | WD | 10.4 | 764 | 740 | 6 | 5 | 1 | 1 | 1 | 23 | 3 | 5 | 3
35112876 | BUTTE | [18 empty] | PARADISE 1106 | 102831106 | Tier 3 | 102831106 | 0.31948 | 162821702 | 0 | 102831106 | 79.1599 | 117491028 | 35112876 |  | BUCOCAMP - CASTLE DR, PARADISE | BUTTE | 198W | E470 | 5786123 | # | PARADISE | Butte | North Valley | Northern | CONS srdy |  | #N/A | #N/A | 191 |  |  | 0 | #DIV/0! | [10 empty] | 0.31948 | #N/A | 24.3706
35117986 | BUTTE | [18 empty] | PARADISE 1106 | 102831106 | Tier 3 | 102831106 | 0.31948 | 152481103 | 0 | 102831106 | 38.7562 | 117641707 | 35117986 |  | BUCOCAMP - DIAMOND AVE, PARADISE | BUTTE | 198W | E470 | 5786123 | # | PARADISE | Butte | North Valley | Northern | UNSE |  | #N/A | #N/A | 191 |  |  | 0 | #DIV/0! | [10 empty] | 0.31948 | #N/A | 24.3706
35115080 | BUTTE | [18 empty] | PARADISE 1106 | 102831106 | Tier 3 | 102831106 | 0.31948 | 163692102 | 0 | 102831106 | 42.3197 | 117590702 | 35115080 |  | BUCOCAMP - HARVEY RD, PARADISE | BUTTE | 198W | E470 | 5786123 | # | PARADISE | Butte | North Valley | Northern | UNSE |  | #N/A | #N/A | 191 |  |  | 0 | #DIV/0! | [10 empty] | 0.31948 | #N/A | 24.3706
35117455 | BUTTE | [18 empty] | PARADISE 1106 | 102831106 | Tier 3 | 102831106 | 0.31948 | 163692102 | 0 | 102831106 | 42.3197 | 117637039 | 35117455 |  | BUCOCAMP - HERMAN RD, PARADISE | BUTTE | 198W | E470 | 5786123 | # | PARADISE | Butte | North Valley | Northern | UNSE |  | #N/A | #N/A | 191 |  |  | 0 | #DIV/0! | [10 empty] | 0.31948 | #N/A | 24.3706
35115084 | BUTTE | [18 empty] | PARADISE 1106 | 102831106 | Tier 3 | 102831106 | 0.31948 | 152481105 | 0 | 102831106 | 115.7505 | 117591834 | 35115084 |  | BUCOCAMP - MONTNA DR, PARADISE | BUTTE | 198W | E470 | 5786123 | # | PARADISE | Butte | North Valley | Northern | UNSE |  | #N/A | #N/A | 191 |  |  | 0 | #DIV/0! | [10 empty] | 0.31948 | #N/A | 24.3706
35117398 | BUTTE | [18 empty] | PARADISE 1106 | 102831106 | Tier 3 | 102831106 | 0.31948 | 152481105 | 0 | 102831106 | 115.7505 | 117636680 | 35117398 |  | BUCOCAMP - MYRTLE WAY, PARADISE | BUTTE | 198W | E470 | 5786123 | # | PARADISE | Butte | North Valley | Northern | ESTS erdy |  | #N/A | #N/A | 191 |  |  | 0 | #DIV/0! | [10 empty] | 0.31948 | #N/A | 24.3706
35112090 | BUTTE | [18 empty] | PARADISE 1105 | 102831105 | Tier 3 | 102831105 | 6.7676 | 162821702 | 0 | 102831105 | 79.1599 | 117463089 | 35112090 |  | BUCOCAMP - BILLE/REGIS, PARADISE | BUTTE | 198W | E470 | 5786123 | # | PARADISE | Butte | North Valley | Northern | CONS srdy |  | #N/A | #N/A | 113 |  |  | 0 | #DIV/0! | [10 empty] | 6.7676 | #N/A | 12.9934
35117540 | BUTTE | [18 empty] | PARADISE 1105 | 102831105 | Tier 3 | 102831105 | 6.7676 | 0 | 0 | 102831105 | 46.4677 | 117636827 | 35117540 |  | BUCOCAMP - SAN JOSE LN, PARADISE | BUTTE | 198W | E470 | 5786123 | # | PARADISE | Butte | North Valley | Northern | UNSE |  | #N/A | #N/A | 113 |  |  | 0 | #DIV/0! | [10 empty] | 6.7676 | #N/A | 12.9934
74022720 | COMP |  |  | COMP | 0 | [14 empty] | PARADISE 1105 | 102831105 | Tier 3 | 102831105 | 6.7676 | 0 | 0 | 102831105 | 34.0862 | 115340074 | 74022720 |  | CWSP-CAMP FIRE PADSE 1105 INST BIKE PATH |  | 198W | E570 | 5783286 | E.5015605.01 | PARADISE | Butte | North Valley | Northern | FICL idoc |  | #N/A | #N/A | 113 |  | 1651 |  | 227 |  |  |  | 0 | [5 empty] | 2/5/19 - f/u on order MAT. 11/13/18 - orders for rebuild | 6.7676 | #N/A | 12.9934 | 3 | Camp Fire Rebuild
35117983 | BUTTE | [18 empty] | PARADISE 1104 | 102831104 | Tier 3 | 102831104 | 10.7727 | 152481103 | 1.3788 | 102831104 | 38.7562 | 117641061 | 35117983 |  | BUCOCAMP - DOLORES DR, PARADISE | BUTTE | 198W | E470 | 5786123 | # | PARADISE | Butte | North Valley | Northern | UNSE |  | #N/A | #N/A | 74 |  |  | 0 | #DIV/0! | [10 empty] | 10.7727 | 1.3788 | 39.3183
35118422 | BUTTE | [18 empty] | PARADISE 1104 | 102831104 | Tier 3 | 102831104 | 10.7727 | 163692102 | 1.3788 | 102831104 | 42.3197 | 117662965 | 35118422 |  | BUCOCAMP - LANCASTER DR, PARADISE | BUTTE | 198W | E470 | 5786123 | # | PARADISE | Butte | North Valley | Northern | UNSE |  | #N/A | #N/A | 74 |  |  | 0 | #DIV/0! | [10 empty] | 10.7727 | 1.3788 | 39.3183
74022722 | COMP |  |  | COMP | ? | [14 empty] | PARADISE 1104 | 102831104 | Tier 3 | 102831104 | 10.7727 | 0 | 1.3788 | 102831104 | 34.0862 | 115342410 | 74022722 |  | CWSP-CAMP FIRE PDSE 1104 PEARSON RD |  | 198W | E570 | 5783288 | E.5015603.01 | PARADISE | Butte | North Valley | Northern | FICL redl idoc |  | #N/A | #N/A | 74 |  |  |  | #DIV/0! |  |  | 43597 | #DIV/0! | [5 empty] | 2/5/19 - f/u on order MAT. 11/13/18 - orders for rebuild | 10.7727 | 1.3788 | 39.3183 | 3 | Camp Fire Rebuild
35118662 | BUTTE | [18 empty] | PARADISE 1103 | 102831103 | Tier 3 | 102831103 | 3.7903 | 162821702 | 14.9075 | 102831103 | 79.1599 | 117670907 | 35118662 | 35129363 | BUCOCAMP - APPLE LN, PARADISE | BUTTE | 198W | E470 | 5786123 | # | PARADISE | Butte | North Valley | Northern | UNSE |  | #N/A | #N/A | 337 |  |  | 0 | #DIV/0! | [10 empty] | 3.7903 | 14.9075 | 26.5449
35118425 | BUTTE | [18 empty] | PARADISE 1103 | 102831103 | Tier 3 | 102831103 | 3.7903 | 0 | 14.9075 | 102831103 | 46.4677 | 117663992 | 35118425 |  | BUCOCAMP - VALLEY VIEW DR, PARADISE | BUTTE | 198W | E470 | 5786123 | # | PARADISE | Butte | North Valley | Northern | UNSE |  | #N/A | #N/A | 337 |  |  | 0 | #DIV/0! | [10 empty] | 3.7903 | 14.9075 | 26.5449
31222251 | COMP | COMP | 0.29432 | [16 empty] | OTTER 1101 | 182941101 | Tier 3 | 182941101 | 4.9251 | 042711101 | 6.9208 | 182941101 | 0.50507 | 111397227 | 31222251 |  | X WDN_16-09640-212 CREST RD OTTER 1101 |  | 321 | E060 | 5513259 | P.11277 | CARMEL BY THE SEA | Monterey | Central Coast | Central Coast | CLSD srdy crdy |  | #N/A | #N/A | 1078 | 1364 | 1554 | 0.29432 | 100 |  | 27.691 | 43040 | 0 | [5 empty] | 10/31/17 - Approved BISD. 7/28/17 Approved PA & updated units. Not in OWF zone. Changed to WD.; updated SAP MAT from 08J to 08W on 7/19/2016 | 4.9251 | 6.9208 | 15.296 |  | WD | 10.2 | 860 | 740 | 6 | 5 | 56 | 5 | 1 | 64 | 4 | 5 | 3
74022664 | [19 empty] | ORO FINO 1101 | 163661701 | Tier 3 | 0 | 0 | 163661701 | 0 | 103031101 | 75.1127 | 115344105 | 74022664 |  | CAMP FIRE RECONDUCTOR LINE DEPOT RD | BUTTE | 198W | E570 | 5783322 | E.5015609.01 | PARADISE | Butte | North Valley | Northern | DOCC |  | #N/A | #N/A | 25 |  |  |  | #DIV/0! | [9 empty] | 2/5/19 - f/u on order MAT. 11/14/18 - order created | #N/A | #N/A | 46.4677 | 3 | Camp Fire Rebuild
31213040 | COMP | COMP | 0.027273 | [16 empty] | OLIVEHURST 1104 | 152901104 | Tier 3 | 152901104 | 11.4898 | 102831104 | 0 | 0 | 39.3183 | 111183617 | 31213040 |  | OCGC RECONDUCTOR 6 CU ON OLIVEHURST 1104 |  | 321 | E060 | 5513273 | # | ARBOGA | Sutter | Sierra | Northern | CLSD srdy crdy |  | #N/A | #N/A | 2360 | 200 | 200 | 0.037879 | 100 | 42951 | 214.7143 | 42951 | 0 | [5 empty] | updated SAP MAT from 08J to 08W on 7/19/2016 | 11.4898 | #N/A | #N/A |  | WD | 16 | 764 | 740 | 6 | 5 | 6 | 3 | 1 | 18 | 3 | 4 | 3
31121472 | BARE | COMP | 0.064015 | [12 empty] | 2015-56406 | N/A | 2016-37666 | 2016-47826 | OCEANO 1104 | 182601104 | Tier 3 | 182601104 | 28.1554 | 163661701 | 4.8358 | 182601104 | 75.1127 | 109907135 | 31121472 |  | +OCEANO 1104 WD 14-0067445 | WDDB | 198 | E060 | 5513266 | # | OCEANO | San Luis Obispo | Los Padres | Central Coast | CLSD srdy crdy cdpr redl |  | #N/A | #N/A | 765 | 338 | 338 | 0.064015 | 227.1076 |  | 143.3456 | 48460 | 310.5536 | 104987 |  |  | BARE | 2016-47826 |  | 28.1554 | 4.8358 | 81.9749 |  | WD | 39.4 | 202 | 178 | 6 | 1 | 1 | 1 | 1 | 23 | 3 | 5 | 3
31234871 | COMP |  |  | COMP | 1.3771 | [14 empty] | Oakland K 1104 | 012101104 | Tier 2 | 0 | 0 | 0 | 5.3746 | 012101104 | 0 | 111583297 | 31234871 |  | -RELIAIBLITY 2017 - UWF K1104/X1105/6 |  | 198 | E070 | 5530162 | P.11404 | OAKLAND | Alameda | East Bay | Bay Area | CLSD srdy crdy idcr idoc |  | #N/A | #N/A | 336 | 7271 | 9645 | 1.8267 | 227.1076 |  | 4.4956 | 43368 | 0 |  |  |  | Combo corrosion / non-corrosion zone.Big project to split; PM TBD | 2018-44644 | 6/27/18 - unit issue corrected. 6/25/18 - approved BC review. JE units to be corrected per [REDACTED]. 6/22/18 - provided comments on BC review. SAP & BC units do not match. 3/15/18 - transfered to new MAT 08W (wildfire). Eesa 2/15/18 Est review: Conductor being replaced with 2 AR (TW), 2Cu (TW) & 2Cu. 2Cu sections are NOT in Tier 3 - so OK. However, consider revising estimate to NOT install 4AR TW? RIBA to be revised. | #N/A | 5.3746 | 0.33218 | 3 | UWF & splice |  | 814 | 740 | 6 | 5 | 56 | 5 | 1 | 18 | 2 | 6 | 2
31043129 | COMP | COMP | 0.17045 | [16 empty] | Oakland K 1103 | 012101103 | Tier 3 | 012101103 | 4.7243 | 013801102 | 4.8727 | 012101103 | 2.9889 | 107540000 | 31043129 |  | EB-RELIAIBLITY K1103-RECONDUT |  | 198 | E060 | 5513262 | # | OAKLAND | Alameda | East Bay | Bay Area | CLSD srdy crdy redl |  | #N/A | #N/A | 937 | 400 | 400 | 0.075758 | 100 | 43042 | 107.5846 | 43042 | 0 | [6 empty] | 4.7243 | 4.8727 | 1.1239 |  | WD | 19.4 | 764 | 740 | 6 | 5 | 1 | 1 | 1 | 23 | 3 | 5 | 3
31095523 | COMP |  |  | COMP | 0.34811 | [14 empty] | OAKLAND K 1103 | 012101103 | Tier 3 | 012101103 | 4.7243 | 0 | 4.8727 | 012101103 | 46.4677 | 108871964 | 31095523 |  | OCGCELIAIBLITY -K1103, REPL #4ACSR W |  | 198 | E060 | 5530162 | # | OAKLAND | Alameda | East Bay | Bay Area | DOCC srdy crdy redl |  | #N/A | #N/A | 937 | 2100 | 2100 | 0.39773 | 227.1076 |  | 20.5937 | 43255 | 0 |  |  |  | IN03 completed. UWF zone |  | 3/15/18 - transfered to new MAT 08W (wildfire). UWF | 4.7243 | 4.8727 | 1.1239 | 3 | UWF & WD | 30.6 | 852 | 740 | 6 | 5 | 56 | 5 | 1 | 56 | 3 | 6 | 3
31169729 | COMP |  |  | COMP | 0.78996 | [14 empty] | Oakland D 1112 | 012041112 | Tier 3 | 012041112 | 9.5404 | 182941101 | 0.44063 | 012041112 | 15.296 | 110515765 | 31169729 |  | OCGCABILITY 2017 D1112/K1101 UWF |  | 198 | E070 | 5530162 | P.11398 | OAKLAND | Alameda | East Bay | Bay Area | CLSD srdy crdy redl |  | #N/A | #N/A | 460 | 4955 | 4171 | 0.78996 | 227.1076 |  | 10.3802 | 43304 | 0 |  |  |  | Big project to split; PM TBD | 2018-56129 | 7/18/18 - approved reauthorization review. 4/11/18 - approved PA/JE review. email to get SAP & JE units corrected. 4/5/18 - provided JE/PA review comments. 3/15/18 - transfered to new MAT 08W (wildfire). RIBA to be revised. CESO: 424 | 9.5404 | 0.44063 | 2.0156 | 3 | UWF & splice |  | 814 | 740 | 6 | 5 | 56 | 5 | 1 | 18 | 2 | 6 | 2
31275384 | COMP |  |  | COMP | 0.37614 | [14 empty] | MIRABEL 1101 | 042091101 | Tier 3 | 042091101 | 22.5088 | 0 | 9.2275 | 042091101 | 12.9934 | 112013623 | 31275384 |  | OCGC DUCTOR MAYS CANYON-MIRABEL 1101 |  | 198 | E060 | 5530175 | # | SANTA ROSA | Sonoma | Sonoma | Northern | FICL srdy redl idcr idoc |  | #N/A | #N/A | 145 | 1800 | 1800 | 0.34091 | 227.1076 |  | 24.0965 | 43382 | 0 | [5 empty] | 3/15/18 - transfered to new MAT 08W (wildfire). | 22.5088 | 9.2275 | 20.2447 | 3 | Splice | 34 | 931 | 740 | 6 | 5 | 135 | 5 | 3 | 56 | 3 | 6 | 3
31163857 | COMP | COMP | 0.17633 | [16 empty] | LOS OSITOS 2102 | 182082102 | Tier 3 | 182082102 | 48.1765 | 042711101 | 3.4586 | 0 | 0.50507 | 110471625 | 31163857 |  | X LOS OSITOS 2102 WDWN_15-0036239 |  | 321 | E060 | 5513259 | # | KING CITY | Monterey | Central Coast | Central Coast | CLSD cont srdy |  | #N/A | #N/A | 1216 | 1135 | 1135 | 0.21496 | 100 |  | 37.8272 | 42942 | 0 | [5 empty] | 931 units | 48.1765 | 3.4586 | #N/A |  | WD | 16.2 | 764 | 740 | 6 | 5 | 1 | 1 | 1 | 23 | 3 | 5 | 3
35113947 | [19 empty] | LOS GATOS 1107 | 082021107 | Tier 3 | 082021107 | 0.69656 | 153082106 | 13.3407 | 082021107 | 182.2008 | 117557035 | 35113947 |  | CWSP - LOS GATOS 1107 – LR 60114 | PRE | 198W | E470 | 5786220 | E.5024243.01 | LOS GATOS | Santa Cruz | Central Coast | Central Coast | UNSE | LOS GATOS 110760014 | #N/A | #N/A | 29 | 128463 | 128463 | 128463 | 511 | [8 empty] | 2019-44202 | 7/17/19 - AA approved w/o my review. 7/12/19 - AA routed but not per DOA. Sent email. 7/2/19 - WBS & PO generated | 0.69656 | 13.3407 | 2.2285 | 3 | Wildfire Resilient
31212864 | COMP | COMP | 0.049242 | [16 empty] | LAS PULGAS 0403 | 024120403 | Tier 1 | 024120403 | 7.8386 | 0 | 0 | 0 | 0 | 111177610 | 31212864 |  | LP402 164 SELBY LN ATHERTON |  | 198 | E060 | 5513270 | # | ATHERTON | San Mateo | Peninsula | Central Coast | CLSD srdy crdy idcr idoc |  | #N/A | #N/A | 1628 | 250 | 250 | 0.047348 | 100 | 42985 | 171.9074 | 42985 | 0 | [6 empty] | 7.8386 | #N/A | #N/A |  | WD | 26.7 | 919 | 740 | 6 | 5 | 1 | 1 | 1 | 178 | 4 | 6 | 3
35060157 | TIER 1 |  |  | COMP | 0.24053 | [10 empty] | 2018-82932 | N/A | N/A | 2019-18646 | LAS POSITAS 2105 | 014402105 | Tier 3 | 014402105 | 3.7752 | 162821702 | 0 | 0 | 79.1599 | 115082086 | 35060157 |  | CWSP- HENDRIX DEMO - LIVERMORE TRNG CNTR | DEMO | 198W | E460 | 5530167 | # | LIVERMORE | Alameda | Mission | Central Coast | CLSD srdy crdy | LAS POSITAS 210576660 | #N/A | #N/A | 827 | 0 | 1236 | 0 | 227 |  | 340.7807 | 421205 | 257.7254 | 318548.64 |  |  | Hendrix Level 2 Demo, installed in Tier 1 | 2019-18646 | 3/29/19 - approved PA review. 2/25/19 - [REDACTED] approved adding this to 2019 IP. 2/20/19 - Request from [REDACTED] to add to 2019 IP. Forwarded to [REDACTED]. 10/25/18 - approved AA review | 3.7752 | #N/A | #N/A | 1 | Wildfire Resilient |  | 781 | 740 | 6 | 5 | 18 | 4 | 1 | 23 | 3 | 5 | 3
31229986 | COMP | COMP | 1.8328 | [16 empty] | Jacinto 1101 | 102851101 | Tier 3 | 102851101 | 78.7527 | 0 | 0 | 0 | 12.9934 | 111520732 | 31229986 |  | OCGC JACINTO 1101 RECOND 9677'OF 3-6CU |  | 198 | E060 | 5513269 | P.11271 | CHICO | Butte | North Valley | Northern | CLSD srdy crdy redl |  | #N/A | #N/A | 1068 | 8600 | 9677 | 1.8328 | 100 | 43082 | 4.4512 | 43082 | 0 |  |  |  | 2 outages in 2016 |  | 7/20/17 - appr PA review. 5/26/17: Scope change to add 1,930 additonal feet. Will remove 27 splices in 5 spans. 2 outage in 2016 | 78.7527 | #N/A | #N/A |  | WD | 21.6 | 802 | 740 | 6 | 5 | 6 | 3 | 1 | 56 | 3 | 6 | 3
31132867 | COMP |  |  | COMP | 0.87841 | [14 empty] | Half Moon Bay 1101 | 024101101 | Tier 2 | 024101101 | 22.6018 | 163451702 | 13.5321 | 024101101 | 0 | 110026264 | 31132867 |  | HMB1101 REPLACE OH LINE SKYLINE BLVD |  | 198 | E060 | 5530170 | P.11476 | HALF MOON BAY | San Mateo | Peninsula | Central Coast | CLSD cont srdy idcr idoc |  | #N/A | #N/A | 52 | 2150 | 4638 | 0.87841 | 227.1076 |  | 9.3365 | 43311 | 0 |  |  |  |  | 2018-47089 | 7/12/18 - removed loc 2 due to land issues. 6/14/18 - approved BC review. 3/15/18 - transfered to new MAT 08W (wildfire). | 22.6018 | 13.5321 | 12.8293 | 3 | Reliability - Blitz? |  | 931 | 740 | 6 | 5 | 135 | 5 | 3 | 56 | 3 | 6 | 3
31207089 | COMP |  |  | COMP | 0.92614 | [14 empty] | GREENBRAE 1103 | 043091103 | Tier 3 | 043091103 | 9.2283 | 083692105 | 2.4391 | 043091103 | 27.2507 | 111097626 | 31207089 |  | ESA BOULEVARD ORNE AVE, LARKSPUR GB 1103 |  | 198 | E060 | 5530168 | P.11105 | MILL VALLEY | Marin | North Bay | Bay Area | CLSD srdy redl |  | #N/A | #N/A | 417 | 4500 | 5123 | 0.97027 | 227.1076 |  | 8.4637 | 43368 | 0 |  |  |  | Moderate corrosion zone | 2018-12616 | 5/26/18 - approved BC review. 5/18/18 - provided review comments (units, loc 41 & 4ar tw). 5/16/18 - Still issues with units. Sent Email to [REDACTED]. 5/7/18 - BC routed. Asked [REDACTED] to setup WebEx to discuss docs. 3/21/18 - JC requested tree wire. eesa 2/15/2018 Most of the job calls for 2CU and is in Tier 1 or Tier 2. | 9.2283 | 2.4391 | 2.9853 | 3 | UWF & splice |  | 931 | 740 | 6 | 5 | 135 | 5 | 3 | 56 | 3 | 6 | 3
31330635 | COMP |  |  | COMP | 2.1417 | [14 empty] | FORESTHILL 1102 | 182941102 | Tier 3 | 0 | 0 | 182941102 | 7.9325 | 152181102 | 4.4973 | 112939790 | 31330635 |  | FORESTHILL 1102 - SPRING GARDEN RD 08W |  | 198 | E060 | 5530173 | P.11870 | FORESTHILL | Placer | Sierra | Northern | FICL srdy redl |  | #N/A | #N/A | 169 | 10000 | 11308 | 2.1417 | 227.1076 |  | 3.8405 | 43437 | 0 |  |  |  | Level 1 construction | 2018-52579 | 7/9/18 - approved PA/JE review. 3/15/18 - transfered to new MAT 08W (wildfire). 3/9/18 - good TW candidate per [REDACTED]. eesa 2/15/18 Not estimated yet. Please change to 2AR TW. 9/27/17 - approved AA review. Requested INO3 documents uploaded to SAP. | #N/A | 7.9325 | 21.8473 | 3 | WD | 44.7 | 931 | 740 | 6 | 5 | 135 | 5 | 3 | 56 | 3 | 6 | 3
31462406 | CANCL | [18 empty] | FOOTHILL 1101 | 182951101 | Tier 1 | 182951101 | 22.3656 | 182971101 | 0 | 182951101 | 0 | 113245749 | 31462406 |  | FOOTHILL 1101 LS CO9973 RECONDUCTOR, SLO | CANCL | # | E060 | 5783289 | # | #N/A | San Luis Obispo | Los Padres | Central Coast | ADER |  | #N/A | #N/A | 1403 |  |  | 0 | #DIV/0! | [10 empty] | 22.3656 | #N/A | 24.5596
31338871 | COMP |  |  | COMP | 0.66383 | [14 empty] | El Cerrito G 1112 | 012501112 | Tier 2 | 012501112 | 22.4812 | 0 | 0.32853 | 012501112 | 0 | 113074026 | 31338871 |  | RELIAIBLITY RICHMOND-REPL #6 CU-UWF_PH2 |  | 198 | E060 | 5530162 | P.11717 | RICHMOND | Contra Costa | East Bay | Bay Area | DOCC srdy crdy redl |  | #N/A | #N/A | 810 | 3359 | 3505 | 0.66383 | 227.1076 |  | 12.3763 | 43387 | 0 |  |  |  | East Bay - UWF | 2018-35015 | 6/18/18 - approved PA/JE review. 4/4/18 - per JE installing 4ar tw. 3/15/18 - transfered to new MAT 08W (wildfire). 2/15/18 - estimate changed from 4ar tw to 2cu tw. 1/3/18 - approved AA review. 7/11/17 - per PM ([REDACTED]) cannot get permit for the Richmond portion. Will do on separate 2018 job (PM 31338871). | 22.4812 | 0.32853 | 1.6381 | 3 | UWF & splice |  | 852 | 740 | 6 | 5 | 56 | 5 | 1 | 56 | 3 | 6 | 3
74022302 | CANCL | [18 empty] | ECHO SUMMIT 1101 | 158031101 | Tier 3 | 158031101 | 8.9209 | 152481106 | 5.8887 | 0 | 120.4803 | # | 74022302 |  | ECHO SUMMIT 1101 – REPLACING TREE ATTACH | PRE | # | E570 | 5786461 | # | #N/A | El Dorado | Sierra | Northern | UNSE |  | #N/A | #N/A | 917 |  |  |  | #DIV/0! | [10 empty] | 8.9209 | 5.8887 | #N/A
35059696 | [19 empty] | ECHO SUMMIT 1101 | 158031101 | Tier 3 | 158031101 | 8.9209 | 083622106 | 5.8887 | 0 | 96.1819 | 115061014 | 35059696 |  | ECHO SUMMIT 1101 – REPLACING TREE ATTACH | PRE | 198 | E470 | 5782841 | # | LITTLE NORWAY | El Dorado | Sierra | Northern | UNSE |  | #N/A | #N/A | 917 |  |  |  | #DIV/0! |  | #DIV/0! |  | #DIV/0! | [5 empty] | 3/25/19 - sent email to [REDACTED] about status. Project requested by [REDACTED]. | 8.9209 | 5.8887 | #N/A |  | Reliability
31212879 | COMP | COMP | 0.10436 | [16 empty] | EAST NICOLAUS 1103 | 152151103 | Tier 3 | 152151103 | 117.0939 | 102831104 | 0 | 0 | 39.3183 | 111182301 | 31212879 |  | OCGC RECONDUCTOR 6 CU ON E. NICOLAUS 11 |  | 321 | E060 | 5513273 | # | NICOLAUS | Sutter | Sierra | Northern | CLSD srdy crdy |  | #N/A | #N/A | 852 | 300 | 300 | 0.056818 | 100 | 43071 | 143.5428 | 43071 | 0 | [5 empty] | updated SAP MAT from 08J to 08W on 7/19/2016 | 117.0939 | #N/A | #N/A |  | WD | 7.4 | 764 | 740 | 6 | 5 | 6 | 3 | 1 | 18 | 3 | 4 | 3
31145622 | COMP | COMP | 0.40985 | [16 empty] | CORCORAN 1108 | 252171108 | Tier 3 | 252171108 | 22.737 | 0 | 0 | 0 | 24.3706 | 110150856 | 31145622 |  | OCGC 2016 CORCORAN 1108 RECOND WIREDOWN |  | 321 | E060 | 5513263 | P.09926 | CORCORAN | Kings | Fresno | Central Valley | CLSD srdy crdy redl |  | #N/A | #N/A | 1355 | 2164 | 2164 | 0.40985 | 100 | 42740 | 19.7467 | 42740 | 0 |  |  |  | 2016 Deferment |  |  | 22.737 | #N/A | #N/A |  | WD | 15.4 | 815 | 740 | 6 | 5 | 1 | 1 | 1 | 74 | 4 | 5 | 3
31211275 | COMP |  |  | COMP | 0.79602 | [14 empty] | CANTUA 1103 | 253591103 | Tier 3 | 253591103 | 35.942 | 0 | 0 | 0 | 24.3706 | 111164945 | 31211275 |  | OCGC CANTUNA 1103 - RECONDUCTORING |  | 321 | E060 | 5513263 | P.11131 | DINUBA | Tulare | Fresno | Central Valley | CLSD srdy crdy redl |  | #N/A | #N/A | 2908 | 1500 | 1500 | 0.28409 | 227.1076 |  | 28.7399 | 43118 | 0 |  |  |  | IN03 completed |  | updated SAP MAT from 08J to 08W on 7/19/2016 | 35.942 | #N/A | #N/A | 1 | WD | 13.6 | 764 | 740 | 6 | 5 | 1 | 1 | 1 | 23 | 3 | 5 | 3
35047317 | [19 empty] | CAMP EVERS 2105 | 083622105 | Tier 3 | 083622105 | 2.7924 | 152762101 | 2.1075 | 083622105 | 130.3645 | 114760995 | 35047317 |  | CWSP - CAMPEVERS2105 - LR 5300 - 4KV PH7 | PRE | 198W | E460 | 5530159 | # | FELTON | Santa Cruz | Central Coast | Central Coast | UNSE | CAMP EVERS 21055300 | #N/A | #N/A | 43 | 53856 | 53856 | 53856 | 511 | [7 empty] | Level 2 construction | 2018-83742 | 12/6/18 - approved AA review. | 2.7924 | 2.1075 | 85.8551 | 3 | Wildfire Resilient |  | 3103 | 2340 | 7 | 5 | 740 | 6 | 5 | 23 | 3 | 5 | 3
31216725 | COMP | COMP | 0.27462 | [16 empty] | CAMP EVERS 2105 | 083622105 | Tier 2 | 083622105 | 2.7924 | 0 | 2.1075 | 083622105 | 0 | 111324124 | 31216725 |  | X BEN LOMOND401-RIDGE RD-FUSE6295 |  | 321 | E060 | 5519558 | P.11245 | BEN LOMOND | Santa Cruz | Central Coast | Central Coast | CLSD srdy crdy redl |  | #N/A | #N/A | 43 | 1085 | 1147 | 0.21723 | 100 |  | 37.523 | 43047 | 0 | [5 empty] | 7/28/17 approved review and updated units. updated SAP MAT from 08J to 08W on 7/19/2016 | 2.7924 | 2.1075 | 85.8551 |  | WD | 25.4 | 764 | 740 | 6 | 5 | 1 | 1 | 1 | 23 | 3 | 5 | 3
31206912 | COMP |  |  | COMP | 0.13352 | [14 empty] | CAMP EVERS 2103 | 083622103 | Tier 3 | 083622103 | 14.5074 | 042711101 | 0.80887 | 83622103 | 0.50507 | 111108421 | 31206912 |  | X WDN 15-0073161 CE2103-OLD GRAHM HL R |  | 198 | E060 | 5530159 | # | SANTA CRUZ | Santa Cruz | Central Coast | Central Coast | CLSD srdy redl idcr idoc |  | #N/A | #N/A | 375 | 850 | 850 | 0.16098 | 227.1076 |  | 50.9233 | 43293 | 0 | [5 empty] | 3/15/18 - transfered to new MAT 08W (wildfire). eesa 2/15/18 1 span 6Cu to be replaced with 2CU TW. 2 spans 2/0Cu to be replaced with 2/0Cu (not in drop down). Good location for all wires reconductored to be tree wire. updated SAP MAT from 08J to 08W on 7/19/2016 | 14.5074 | 0.80887 | 44.993 | 3 | WD | 10.4 | 852 | 740 | 6 | 5 | 56 | 5 | 1 | 56 | 3 | 6 | 3
35076064 | CANCL | [18 empty] | CABRILLO 1103 | 183101103 | Tier 3 | 183101103 | 40.4854 | 163661701 | 56.2756 | 0 | 75.1127 | 114224375 | 35076064 | 31374249 | *CANC* 14184 FT OF 4ACSR&3363 FT OF 6CU | CANCL | 198 | E460 | 5530166 | # | LOMPOC | Santa Barbara | Los Padres | Central Coast | CLSD |  | #N/A | #N/A | 982 |  |  | 0 | 150 |  | #DIV/0! |  | #DIV/0! |  |  |  | Moderate corrosion zone | 2018-27026 | 3/1/19 - [REDACTED] requested to cancel this order. 2/20/19 - Updated SAP from 08J to 08W. 2/19/19 - change to 08W. Emili to send Email to [REDACTED]. 11/13/18 - need to rescope with tree wire. 4/18/18 - approved AA review. 35 series order likely needed. 4/6/18 - provided review comments | 40.4854 | 56.2756 | #N/A | 2 | WD | 14.6 | 758 | 740 | 6 | 5 | 18 | 4 | 1 |  |  | 6
74022663 | [19 empty] | BUTTE 1105 | 103081105 | Tier 3 | 103081105 | 13.1702 | 163661701 | 1.8028 | 0 | 75.1127 | 115345680 | 74022663 |  | CAMP FIRE RECOND LINE HONEY RN BUTTE 05 | BUTTE | 198W | E570 | 5783324 | E.5015613.01 | PARADISE | Butte | North Valley | Northern | PEND idoc |  | #N/A | #N/A | 524 |  |  |  | #DIV/0! | [9 empty] | 2/5/19 - f/u on order MAT. 11/14/18 - order created | 13.1702 | 1.8028 | #N/A | 3 | Camp Fire Rebuild
35113953 | CANCL |  |  |  |  | CANCL | [13 empty] | BIG BASIN 1101 | 163661701 | Tier 3 | 0 | 0 | 163661701 | 0 | 082841101 | 75.1127 | 117560075 | 35113953 |  | *CNCL* CWSP-BB1101-LR10296-PH1.5 | CANCL | 198W | E470 | 5786127 | E.5014542.05 | BOULDER CREEK | Santa Cruz | Central Coast | Central Coast | CLSD |  | #N/A | #N/A | 268 |  |  | 0 | [11 empty] | #N/A | #N/A | 56.0942
35113954 | CANCL |  |  |  |  | CANCL | [13 empty] | BIG BASIN 1101 | 163661701 | Tier 3 | 0 | 0 | 163661701 | 0 | 082841101 | 75.1127 | 117560076 | 35113954 |  | *CNCL* CWSP-BB1101-LR10296-PH1.6 | CANCL | 198W | E470 | 5786129 | E.5014542.06 | BOULDER CREEK | Santa Cruz | Central Coast | Central Coast | CLSD |  | #N/A | #N/A | 268 |  |  | 0 | [11 empty] | #N/A | #N/A | 56.0942
35113955 | CANCL |  |  |  |  | CANCL | [13 empty] | BIG BASIN 1101 | 163661701 | Tier 3 | 0 | 0 | 163661701 | 0 | 082841101 | 75.1127 | 117560077 | 35113955 |  | *CNCL* CWSP-BB1101-LR10296-PH1.7 | CANCL | 198W | E470 | 5786130 | E.5014542.07 | BOULDER CREEK | Santa Cruz | Central Coast | Central Coast | CLSD |  | #N/A | #N/A | 268 |  |  | 0 | [11 empty] | #N/A | #N/A | 56.0942
35113952 | CANCL |  |  |  |  | CANCL | [13 empty] | BIG BASIN 1101 | 163661701 | Tier 3 | 0 | 0 | 163661701 | 0 | 082841101 | 75.1127 | 117560072 | 35113952 |  | *CNCL* CWSP-BB1101-LR10296-PH1.4 | CANCL | 198W | E470 | 5786126 | E.5014542.04 | BOULDER CREEK | Santa Cruz | Central Coast | Central Coast | CLSD |  | #N/A | #N/A | 268 |  |  | 0 | [11 empty] | #N/A | #N/A | 56.0942
35047316 | [19 empty] | BEN LOMOND 0401 | 152762101 | Tier 3 | 0 | 0 | 152762101 | 0 | 083040401 | 130.3645 | 114760990 | 35047316 |  | CWSP - CAMPEVERS2105 - LR 5206 - 4KV PH3 | PRE | 198W | E460 | 5530159 | # | BEN LOMOND | Santa Cruz | Central Coast | Central Coast | UNSE | CAMP EVERS 21055206 | #N/A | #N/A | 534 | 61248 | 61248 | 61248 | 511 | [7 empty] | Level 2 construction | 2018-81731 | 11/9/18 - approved AA review. Question about AA title being different than Order title. | #N/A | #N/A | 21.0828 | 3 | Wildfire Resilient |  | 3103 | 2340 | 7 | 5 | 740 | 6 | 5 | 23 | 3 | 5 | 3
31205198 | COMP |  |  | COMP | 0.73864 | [14 empty] | ALTO 1125 | 042031125 | Tier 2 | 042031125 | 7.4517 | 0 | 10.8462 | 042031125 | 0 | 110886258 | 31205198 |  | MVWF 206 REED ST, COUNTY, ALTO 1125 |  | 198 | E060 | 5530168 | P.11152 | MILL VALLEY | Marin | North Bay | Bay Area | CLSD srdy redl |  | #N/A | #N/A | 96 | 4200 | 3828 | 3828 | 511 |  | 5.6553 | 43297 | 0 |  |  |  | DRS approved |  | 3/15/18 - transfered to new MAT 08W (wildfire). 9/28/17 - Approved BC review. | 7.4517 | 10.8462 | 26.3622 | 3 | UWF & splice |  | 852 | 740 | 6 | 5 | 56 | 5 | 1 | 56 | 3 | 6 | 3
31205418 | COMP |  |  | COMP | 1.0379 | [14 empty] | ALTO 1125 | 042031125 | Tier 3 | 042031125 | 7.4517 | 153082106 | 10.8462 | 042031125 | 182.2008 | 111076172 | 31205418 |  | MVWF BROOKLINE AVE, COUNTY, ALTO 1125 |  | 198 | E060 | 5530168 | P.11156 | MILL VALLEY | Marin | North Bay | Bay Area | CLSD srdy |  | #N/A | #N/A | 96 | 5840 | 5485 | 1.0388 | 227.1076 |  | 7.894 | 43307 | 0 |  |  |  | DRS approved |  | 3/15/18 - transfered to new MAT 08W (wildfire). 9/28/17 - Approved BC review. | 7.4517 | 10.8462 | 26.3622 | 3 | UWF & splice |  | 852 | 740 | 6 | 5 | 56 | 5 | 1 | 56 | 3 | 6 | 3
31207126 | COMP |  |  | COMP | 1.0038 | [14 empty] | ALTO 1125 | 042031125 | Tier 3 | 042031125 | 7.4517 | 153082106 | 10.8462 | 042031125 | 182.2008 | 111104617 | 31207126 |  | MVWF PANORAMIC HWY, COUNTY, ALTO 1125 |  | 198 | E060 | 5530168 | P.11106 | MILL VALLEY | Marin | North Bay | Bay Area | CLSD srdy redl |  | #N/A | #N/A | 96 | 5520 | 5520 | 1.0455 | 227.1076 |  | 7.8425 | 43299 | 0 |  |  |  | DRS approved, no documents |  | 4/4/18 - per JE installing 2cu tw instead of 4/0al tw. 3/15/18 - transfered to new MAT 08W (wildfire). | 7.4517 | 10.8462 | 26.3622 | 3 | UWF & splice |  | 974 | 740 | 6 | 5 | 56 | 5 | 1 | 178 | 4 | 6 | 3
31206678 | COMP |  |  | COMP | 0.53352 | [10 empty] | 2016-116419 |  |  | 2018-54929 | ALTO 1125 | 042031125 | Tier 2 | 042031125 | 7.4517 | 0 | 10.8462 | 042031125 | 0 | 111098508 | 31206678 |  | MVWF SEQUOIA VLY RD CTY/CNTY AL1125/1124 |  | 198 | E060 | 5530168 | P.11109 | MILL VALLEY | Marin | North Bay | Bay Area | DOCC srdy idoc |  | #N/A | #N/A | 96 | 2180 | 2817 | 0.53352 | 227.1076 |  | 0 |  | 0 |  |  |  | DRS approved 1/7/16 | 2018-54929 | 6/5/19 - Email to [REDACTED] about actual units. 7/31/18 - approved BC reauthorization review. $473/ft unit cost. 3/21/18 - JC requested tree wire. 2/15/18 Possible candidate to change estimate to use 4/0 AL TW? 10/4/17 - approved PA review. 9/25/17 - BISD approved for 3/18/18. 7/24/17 - approved PA review. | 7.4517 | 10.8462 | 26.3622 | 3 | UWF & splice |  | 3154 | 2340 | 7 | 5 | 740 | 6 | 5 | 74 | 4 | 5 | 3
31205343 | COMP |  |  | COMP | 0.94811 | [14 empty] | ALTO 1124 | 042031124 | Tier 3 | 042031124 | 6.894 | 043191101 | 0 | 042031124 | 22.6904 | 110886303 | 31205343 |  | MVWF 388 SUMMIT AVE, CITY, ALTO 1124 |  | 198 | E060 | 5530168 | P.11151 | MILL VALLEY | Marin | North Bay | Bay Area | CLSD srdy crdy redl |  | #N/A | #N/A | 148 | 3840 | 4941 | 4941 | 511 |  | 4.3826 | 43309 | 0 |  |  |  | Moderate corrosion zone | 2018-44035 | 6/6/18 - approved BC reauthorization review. 3/15/18 - transfered to new MAT 08W (wildfire). 10/20/17 - approved BC. High unit cost ($272/foot) | 6.894 | #N/A | 28.5019 | 3 | UWF & splice |  | 852 | 740 | 6 | 5 | 56 | 5 | 1 | 56 | 3 | 6 | 3
31204706 | COMP |  |  | COMP | 0.30549 | [14 empty] | ALTO 1124 | 042031124 | Tier 3 | 042031124 | 6.894 | 0 | 0 | 042031124 | 24.3706 | 110886052 | 31204706 |  | MVWF THROCKMORTON LANE ALTO 1124 |  | 198 | E060 | 5530168 | P.11192 | MILL VALLEY | Marin | North Bay | Bay Area | CLSD srdy crdy redl |  | #N/A | #N/A | 148 | 1700 | 1505 | 1505 | 511 |  | 14.3897 | 43313 | 0 |  |  |  | DRS approved |  | 3/15/18 - transfered to new MAT 08W (wildfire). 9/19/17 - approved PA review. 8/10/17 - DRS review. Sent back for corrections. | 6.894 | #N/A | 28.5019 | 3 | UWF & splice |  | 852 | 740 | 6 | 5 | 56 | 5 | 1 | 56 | 3 | 6 | 3
35110556 | BUTTE | [19 empty] | 162821702 | Tier 3 | 0 | 0 | 162821702 | 0 | 0 | 79.1599 | 117402466 | 35110556 |  | BUCOCAMP - BIKE PATH PH1, PARADISE | BUTTE | 198W | E470 | 5786123 | # | PARADISE | Butte | North Valley | Northern | ESTS erdy |  | #N/A | #N/A | #N/A |  |  | 0 | #DIV/0! | [10 empty] | #N/A | #N/A | #N/A
35112092 | BUTTE | [19 empty] | 162821702 | Tier 3 | 0 | 0 | 162821702 | 0 | 0 | 79.1599 | 117463141 | 35112092 |  | BUCOCAMP - BLUE DANUBE, PARADISE | BUTTE | 198W | E470 | 5786123 | # | PARADISE | Butte | North Valley | Northern | CONS srdy |  | #N/A | #N/A | #N/A |  |  | 0 | #DIV/0! | [10 empty] | #N/A | #N/A | #N/A
35105656 | BUTTE | [19 empty] | 162821702 | Tier 3 | 0 | 0 | 162821702 | 0 | 0 | 79.1599 | 117308283 | 35105656 |  | BUCOCAMP - CASTLE DR, PARADISE | BUTTE | 198W | E470 | 5786123 | # | PARADISE | Butte | North Valley | Northern | UNSE |  | #N/A | #N/A | #N/A |  |  | 0 | #DIV/0! | [10 empty] | #N/A | #N/A | #N/A
35104252 | BUTTE | [19 empty] | 162821702 | Tier 3 | 0 | 0 | 162821702 | 0 | 0 | 79.1599 | 117292725 | 35104252 |  | BUCOCAMP - CENTRAL PK & MAXWELL, PARADIS | BUTTE | 198W | E460 | 5786123 | # | PARADISE LOC | Butte | North Valley | Northern | UNSE |  | #N/A | #N/A | #N/A |  |  | 0 | #DIV/0! | [10 empty] | #N/A | #N/A | #N/A
35103619 | BUTTE | [19 empty] | 162821702 | Tier 3 | 0 | 0 | 162821702 | 0 | 0 | 79.1599 | 117287031 | 35103619 |  | BUCOCAMP - CIRCLEWOOD & FILBERT, PARADIS | BUTTE | 198W | E460 | 5786123 | # | PARADISE LOC | Butte | North Valley | Northern | UNSE |  | #N/A | #N/A | #N/A |  |  | 0 | #DIV/0! | [10 empty] | #N/A | #N/A | #N/A
35118701 | BUTTE | [19 empty] | 162821702 | Tier 3 | 0 | 0 | 162821702 | 0 | 0 | 79.1599 | 117668858 | 35118701 |  | BUCOCAMP - CIRCLEWOOD DR, PARADISE | BUTTE | 198W | E470 | 5786123 | # | PARADISE | Butte | North Valley | Northern | UNSE |  | #N/A | #N/A | #N/A |  |  | 0 | #DIV/0! | [10 empty] | #N/A | #N/A | #N/A
35103942 | BUTTE | [19 empty] | 163751102 | Tier 3 | 0 | 0 | 163751102 | 0 | 0 | 86.4393 | 117288421 | 35103942 |  | BUCOCAMP - CONNIE CIR & SCHMALE, PARADIS | BUTTE | 198W | E460 | 5786123 | # | PARADISE LOC | Butte | North Valley | Northern | UNSE |  | #N/A | #N/A | #N/A |  |  | 0 | #DIV/0! | [10 empty] | #N/A | #N/A | #N/A
35118504 | BUTTE | [19 empty] | 152481102 | Tier 3 | 0 | 0 | 152481102 | 0 | 0 | 46.4808 | 117665914 | 35118504 |  | BUCOCAMP - COPELAND RD, PARADISE | BUTTE | 198W | E470 | 5786123 | # | PARADISE | Butte | North Valley | Northern | UNSE |  | #N/A | #N/A | #N/A |  |  | 0 | #DIV/0! | [10 empty] | #N/A | #N/A | #N/A
35112249 | BUTTE | [19 empty] | 152481103 | Tier 3 | 0 | 0 | 152481103 | 0 | 0 | 38.7562 | 117466069 | 35112249 |  | BUCOCAMP - CRESTMOOR, PARADISE | BUTTE | 198W | E470 | 5786123 | # | PARADISE | Butte | North Valley | Northern | CONS erdy |  | #N/A | #N/A | #N/A |  |  | 0 | #DIV/0! | [10 empty] | #N/A | #N/A | #N/A
35118433 | BUTTE | [19 empty] | 152481103 | Tier 3 | 0 | 0 | 152481103 | 0 | 0 | 38.7562 | 117664813 | 35118433 |  | BUCOCAMP - CRESTVIEW DR, PARADISE | BUTTE | 198W | E470 | 5786123 | # | PARADISE | Butte | North Valley | Northern | UNSE |  | #N/A | #N/A | #N/A |  |  | 0 | #DIV/0! | [10 empty] | #N/A | #N/A | #N/A
35105646 | BUTTE | [19 empty] | 152481103 | Tier 3 | 0 | 0 | 152481103 | 0 | 0 | 38.7562 | 117306439 | 35105646 |  | BUCOCAMP - DEAN RD., PARADISE | BUTTE | 198W | E470 | 5786123 | # | PARADISE | Butte | North Valley | Northern | ESTS |  | #N/A | #N/A | #N/A |  |  | 0 | #DIV/0! | [10 empty] | #N/A | #N/A | #N/A
35101875 | BUTTE | [19 empty] | 152481103 | Tier 3 | 0 | 0 | 152481103 | 0 | 0 | 38.7562 | 117243977 | 35101875 |  | BUCOCAMP - DEER CRK & LUCKY JOHN, PARADI | BUTTE | 198W | E460 | 5786123 | # | PARADISE LOC | Butte | North Valley | Northern | CONS srdy crdy |  | #N/A | #N/A | #N/A |  |  | 0 | #DIV/0! | [10 empty] | #N/A | #N/A | #N/A
35118511 | BUTTE | [19 empty] | 152481103 | Tier 3 | 0 | 0 | 152481103 | 0 | 0 | 38.7562 | 117666940 | 35118511 |  | BUCOCAMP - DEL MAR AVE, PARADISE | BUTTE | 198W | E470 | 5786123 | # | PARADISE | Butte | North Valley | Northern | UNSE |  | #N/A | #N/A | #N/A |  |  | 0 | #DIV/0! | [10 empty] | #N/A | #N/A | #N/A
35118513 | BUTTE | [19 empty] | 152481103 | Tier 3 | 0 | 0 | 152481103 | 0 | 0 | 38.7562 | 117667199 | 35118513 |  | BUCOCAMP - DEL MAR AVE, PARADISE | BUTTE | 198W | E470 | 5786123 | # | PARADISE | Butte | North Valley | Northern | UNSE |  | #N/A | #N/A | #N/A |  |  | 0 | #DIV/0! | [10 empty] | #N/A | #N/A | #N/A
35118502 | BUTTE | [19 empty] | 152481103 | Tier 3 | 0 | 0 | 152481103 | 0 | 0 | 38.7562 | 117665302 | 35118502 |  | BUCOCAMP - DELIA WAY, PARADISE | BUTTE | 198W | E470 | 5786123 | # | PARADISE | Butte | North Valley | Northern | ESTS erdy |  | #N/A | #N/A | #N/A |  |  | 0 | #DIV/0! | [10 empty] | #N/A | #N/A | #N/A
35118671 | BUTTE | [19 empty] | 152481103 | Tier 3 | 0 | 0 | 152481103 | 0 | 0 | 38.7562 | 117673517 | 35118671 |  | BUCOCAMP - DRAKE CT, MAGALIA | BUTTE | 198W | E470 | 5786123 | # | MAGALIA | Butte | North Valley | Northern | UNSE |  | #N/A | #N/A | #N/A |  |  | 0 | #DIV/0! | [10 empty] | #N/A | #N/A | #N/A
35105649 | BUTTE | [19 empty] | 152481103 | Tier 3 | 0 | 0 | 152481103 | 0 | 0 | 38.7562 | 117307198 | 35105649 |  | BUCOCAMP - DRENDEL & STEARNS, PARADIS | BUTTE | 198W | E470 | 5786123 | # | PARADISE | Butte | North Valley | Northern | CONS srdy crdy |  | #N/A | #N/A | #N/A |  |  | 0 | #DIV/0! | [10 empty] | #N/A | #N/A | #N/A
35110372 | BUTTE | [19 empty] | 152481103 | Tier 3 | 0 | 0 | 152481103 | 0 | 0 | 38.7562 | 117398952 | 35110372 |  | BUCOCAMP - EAGLET WAY & PENTZ , PARADISE | BUTTE | 198W | E470 | 5786123 | # | PARADISE | Butte | North Valley | Northern | CONS srdy crdy |  | #N/A | #N/A | #N/A |  |  | 0 | #DIV/0! | [10 empty] | #N/A | #N/A | #N/A
35095246 | BUTTE | [19 empty] | 152481103 | Tier 3 | 0 | 0 | 152481103 | 0 | 0 | 38.7562 | 117164122 | 35095246 |  | BUCOCAMP - ERIKA DRIVE, PARADISE | BUTTE | 198W | E460 | 5786123 | # | PARADISE | Butte | North Valley | Northern | PEND |  | #N/A | #N/A | #N/A |  |  | 0 | #DIV/0! | [10 empty] | #N/A | #N/A | #N/A
35112091 | BUTTE | [19 empty] | 152481103 | Tier 3 | 0 | 0 | 152481103 | 0 | 0 | 38.7562 | 117463140 | 35112091 |  | BUCOCAMP - FERN, PARADISE | BUTTE | 198W | E470 | 5786123 | # | PARADISE | Butte | North Valley | Northern | CONS erdy srdy |  | #N/A | #N/A | #N/A |  |  | 0 | #DIV/0! | [10 empty] | #N/A | #N/A | #N/A
35118517 | BUTTE | [19 empty] | 152481103 | Tier 3 | 0 | 0 | 152481103 | 0 | 0 | 38.7562 | 117668710 | 35118517 |  | BUCOCAMP - FLICKER LN, PARADISE | BUTTE | 198W | E470 | 5786123 | # | PARADISE | Butte | North Valley | Northern | UNSE |  | #N/A | #N/A | #N/A |  |  | 0 | #DIV/0! | [10 empty] | #N/A | #N/A | #N/A
35118519 | BUTTE | [19 empty] | 152481103 | Tier 3 | 0 | 0 | 152481103 | 0 | 0 | 38.7562 | 117668843 | 35118519 |  | BUCOCAMP - FOLAND RD, PARADISE | BUTTE | 198W | E470 | 5786123 | # | PARADISE | Butte | North Valley | Northern | UNSE |  | #N/A | #N/A | #N/A |  |  | 0 | #DIV/0! | [10 empty] | #N/A | #N/A | #N/A
35118438 | BUTTE | [19 empty] | 163692102 | Tier 3 | 0 | 0 | 163692102 | 0 | 0 | 42.3197 | 117665053 | 35118438 |  | BUCOCAMP - FOSTER RD, PARADISE | BUTTE | 198W | E470 | 5786123 | # | PARADISE | Butte | North Valley | Northern | UNSE |  | #N/A | #N/A | #N/A |  |  | 0 | #DIV/0! | [10 empty] | #N/A | #N/A | #N/A
35118702 | BUTTE | [19 empty] | 163692102 | Tier 3 | 0 | 0 | 163692102 | 0 | 0 | 42.3197 | 117669020 | 35118702 |  | BUCOCAMP - GREGS WAY, PARADISE | BUTTE | 198W | E470 | 5786123 | # | PARADISE | Butte | North Valley | Northern | UNSE |  | #N/A | #N/A | #N/A |  |  | 0 | #DIV/0! | [10 empty] | #N/A | #N/A | #N/A
35118663 | BUTTE | [19 empty] | 163692102 | Tier 3 | 0 | 0 | 163692102 | 0 | 0 | 42.3197 | 117670940 | 35118663 |  | BUCOCAMP - HEAVENS GATE, PARADISE | BUTTE | 198W | E470 | 5786123 | # | PARADISE | Butte | North Valley | Northern | ESTS |  | #N/A | #N/A | #N/A |  |  | 0 | #DIV/0! | [10 empty] | #N/A | #N/A | #N/A
35110369 | BUTTE | [19 empty] | 163692102 | Tier 3 | 0 | 0 | 163692102 | 0 | 0 | 42.3197 | 117393835 | 35110369 |  | BUCOCAMP - HOLLYBROOK & PENTZ , PARADISE | BUTTE | 198W | E470 | 5786123 | # | PARADISE | Butte | North Valley | Northern | CONS srdy |  | #N/A | #N/A | #N/A |  |  | 0 | #DIV/0! | [10 empty] | #N/A | #N/A | #N/A
35109832 | BUTTE | [19 empty] | 163692102 | Tier 3 | 0 | 0 | 163692102 | 0 | 0 | 42.3197 | 117380789 | 35109832 |  | BUCOCAMP - HONEYSUCKLE LN , PARADISE | BUTTE | 198W | E470 | 5786123 | # | PARADISE | Butte | North Valley | Northern | DOCC srdy crdy |  | #N/A | #N/A | #N/A |  |  | 0 | #DIV/0! |  |  | #N/A | [7 empty] | #N/A | #N/A | #N/A
35110374 | BUTTE | [19 empty] | 163692102 | Tier 3 | 0 | 0 | 163692102 | 0 | 0 | 42.3197 | 117398959 | 35110374 |  | BUCOCAMP - LUNAR LN & DEAN, PARADISE | BUTTE | 198W | E470 | 5786123 | # | PARADISE | Butte | North Valley | Northern | UNSE |  | #N/A | #N/A | #N/A |  |  | 0 | #DIV/0! | [10 empty] | #N/A | #N/A | #N/A
35101876 | BUTTE | [19 empty] | 163692102 | Tier 3 | 0 | 0 | 163692102 | 0 | 0 | 42.3197 | 117244453 | 35101876 |  | BUCOCAMP - MADRONE & GRAHAM, PARADISE | BUTTE | 198W | E460 | 5786123 | # | PARADISE LOC | Butte | North Valley | Northern | CONS erdy srdy |  | #N/A | #N/A | #N/A |  |  | 0 | #DIV/0! | [10 empty] | #N/A | #N/A | #N/A
35105647 | BUTTE | [19 empty] | 163692102 | Tier 3 | 0 | 0 | 163692102 | 0 | 0 | 42.3197 | 117306975 | 35105647 |  | BUCOCAMP - MERRILL RD & PENTZ, PARADISE | BUTTE | 198W | E470 | 5786123 | # | PARADISE | Butte | North Valley | Northern | CONS srdy crdy |  | #N/A | #N/A | #N/A |  |  | 0 | #DIV/0! | [10 empty] | #N/A | #N/A | #N/A
35112089 | BUTTE | [19 empty] | 163692102 | Tier 3 | 0 | 0 | 163692102 | 0 | 0 | 42.3197 | 117463088 | 35112089 |  | BUCOCAMP - MEYERS, PARADISE | BUTTE | 198W | E470 | 5786123 | # | PARADISE | Butte | North Valley | Northern | CONS srdy |  | #N/A | #N/A | #N/A |  |  | 0 | #DIV/0! | [10 empty] | #N/A | #N/A | #N/A
35118518 | BUTTE | [19 empty] | 152481105 | Tier 3 | 0 | 0 | 152481105 | 0 | 0 | 115.7505 | 117668717 | 35118518 |  | BUCOCAMP - NIELSEN DR, PARADISE | BUTTE | 198W | E470 | 5786123 | # | PARADISE | Butte | North Valley | Northern | UNSE |  | #N/A | #N/A | #N/A |  |  | 0 | #DIV/0! | [10 empty] | #N/A | #N/A | #N/A
35112126 | BUTTE | [19 empty] | 152481105 | Tier 3 | 0 | 0 | 152481105 | 0 | 0 | 115.7505 | 117462530 | 35112126 |  | BUCOCAMP - PARAGALIA, PARADISE | BUTTE | 198W | E470 | 5786123 | # | PARADISE | Butte | North Valley | Northern | UNSE |  | #N/A | #N/A | #N/A |  |  | 0 | #DIV/0! | [10 empty] | #N/A | #N/A | #N/A
35118516 | BUTTE | [19 empty] | #N/A | Tier 3 | 0 | 0 | 0 | 0 | 0 | 46.4677 | 117668385 | 35118516 |  | BUCOCAMP - PECK LN, PARADISE | BUTTE | 198W | E470 | 5786123 | # | PARADISE | Butte | North Valley | Northern | UNSE |  | #N/A | #N/A | #N/A |  |  | 0 | #DIV/0! | [10 empty] | #N/A | #N/A | #N/A
35118674 | BUTTE | [19 empty] | #N/A | Tier 3 | 0 | 0 | 0 | 0 | 0 | 46.4677 | 117673731 | 35118674 |  | BUCOCAMP - PUEBLO, MAGALIA | BUTTE | 198W | E470 | 5786123 | # | MAGALIA | Butte | North Valley | Northern | UNSE |  | #N/A | #N/A | #N/A |  |  | 0 | #DIV/0! | [10 empty] | #N/A | #N/A | #N/A
35111486 | BUTTE | [19 empty] | #N/A | Tier 3 | 0 | 0 | 0 | 0 | 0 | 46.4677 | 117443527 | 35111486 |  | BUCOCAMP - RIPLEY LN, PARADISE | BUTTE | 198W | E470 | 5786123 | # | PARADISE | Butte | North Valley | Northern | UNSC srdy |  | #N/A | #N/A | #N/A |  |  | 0 | #DIV/0! | [10 empty] | #N/A | #N/A | #N/A
35105653 | BUTTE | [19 empty] | #N/A | Tier 3 | 0 | 0 | 0 | 0 | 0 | 46.4677 | 117307657 | 35105653 |  | BUCOCAMP - SALIDA WAY, PARADISE | BUTTE | 198W | E470 | 5786123 | # | PARADISE | Butte | North Valley | Northern | UNSE |  | #N/A | #N/A | #N/A |  |  | 0 | #DIV/0! | [10 empty] | #N/A | #N/A | #N/A
35118675 | BUTTE | [19 empty] | #N/A | Tier 3 | 0 | 0 | 0 | 0 | 0 | 46.4677 | 117673779 | 35118675 |  | BUCOCAMP - SHAW CIR, MAGALIA | BUTTE | 198W | E470 | 5786123 | # | MAGALIA | Butte | North Valley | Northern | UNSE |  | #N/A | #N/A | #N/A |  |  | 0 | #DIV/0! | [10 empty] | #N/A | #N/A | #N/A
35110377 | BUTTE | [19 empty] | #N/A | Tier 3 | 0 | 0 | 0 | 0 | 0 | 46.4677 | 117399397 | 35110377 |  | BUCOCAMP - SHAY LN & MERRILL, PARADISE | BUTTE | 198W | E470 | 5786123 | # | PARADISE | Butte | North Valley | Northern | CONS srdy crdy |  | #N/A | #N/A | #N/A |  |  | 0 | #DIV/0! | [10 empty] | #N/A | #N/A | #N/A
35118700 | BUTTE | [19 empty] | #N/A | Tier 3 | 0 | 0 | 0 | 0 | 0 | 46.4677 | 117668855 | 35118700 |  | BUCOCAMP - STARLIGHT CT, PARADISE | BUTTE | 198W | E470 | 5786123 | # | PARADISE | Butte | North Valley | Northern | UNSE |  | #N/A | #N/A | #N/A |  |  | 0 | #DIV/0! | [10 empty] | #N/A | #N/A | #N/A
35099654 | BUTTE | [19 empty] | #N/A | Tier 3 | 0 | 0 | 0 | 0 | 0 | 46.4677 | 117212284 | 35099654 |  | BUCOCAMP - SUNSET DR., PARADISE | BUTTE | 198W | E470 | 5786123 | # | PARADISE | Butte | North Valley | Northern | CONS |  | #N/A | #N/A | #N/A |  |  | 0 | #DIV/0! | [10 empty] | #N/A | #N/A | #N/A
35101877 | BUTTE | [19 empty] | 163692102 | Tier 3 | 0 | 0 | 163692102 | 0 | 0 | 42.3197 | 117244755 | 35101877 |  | BUCOCAMP - THOMASSON & LUCKY JOHN, PARAD | BUTTE | 198W | E460 | 5786123 | # | PARADISE LOC | Butte | North Valley | Northern | UNSC srdy |  | #N/A | #N/A | #N/A |  |  | 0 | #DIV/0! | [10 empty] | #N/A | #N/A | #N/A
35112220 | BUTTE | [19 empty] | 163692102 | Tier 3 | 0 | 0 | 163692102 | 0 | 0 | 42.3197 | 117463683 | 35112220 |  | BUCOCAMP - VALLEY RIDGE, PARADISE | BUTTE | 198W | E470 | 5786123 | # | PARADISE | Butte | North Valley | Northern | PEND |  | #N/A | #N/A | #N/A |  |  | 0 | #DIV/0! | [10 empty] | #N/A | #N/A | #N/A
35112128 | BUTTE | [19 empty] | #N/A | Tier 3 | 0 | 0 | 0 | 0 | 0 | 46.4677 | 117462629 | 35112128 |  | BUCOCAMP - W WAGSTAFF, PARADISE | BUTTE | 198W | E470 | 5786123 | # | PARADISE | Butte | North Valley | Northern | UNSC srdy |  | #N/A | #N/A | #N/A |  |  | 0 | #DIV/0! | [10 empty] | #N/A | #N/A | #N/A
35110379 | BUTTE | [19 empty] | #N/A | Tier 3 | 0 | 0 | 0 | 0 | 0 | 46.4677 | 117399822 | 35110379 |  | BUCOCAMP - WHITAKER & PENTZ, PARADIS | BUTTE | 198W | E470 | 5786123 | # | PARADISE | Butte | North Valley | Northern | CONS |  | #N/A | #N/A | #N/A |  |  | 0 | #DIV/0! | [10 empty] | #N/A | #N/A | #N/A
35118673 | BUTTE | [19 empty] | #N/A | Tier 3 | 0 | 0 | 0 | 0 | 0 | 46.4677 | 117673635 | 35118673 |  | BUCOCAMP - WICHITA DR, MAGALIA | BUTTE | 198W | E470 | 5786123 | # | MAGALIA | Butte | North Valley | Northern | UNSE |  | #N/A | #N/A | #N/A |  |  | 0 | #DIV/0! | [10 empty] | #N/A | #N/A | #N/A
35103617 | BUTTE | [19 empty] | #N/A | Tier 3 | 0 | 0 | 0 | 0 | 0 | 46.4677 | 117281820 | 35103617 |  | BUCOCAMP - WOODGLEN & BUTTE VW, PARADISE | BUTTE | 198W | E460 | 5786123 | # | PARADISE LOC | Butte | North Valley | Northern | UNSE |  | #N/A | #N/A | #N/A |  |  | 0 | #DIV/0! | [10 empty] | #N/A | #N/A | #N/A
35118515 | BUTTE | [19 empty] | #N/A | Tier 3 | 0 | 0 | 0 | 0 | 0 | 46.4677 | 117667802 | 35118515 |  | BUCOCAMP - YOUNG AVE, PARADISE | BUTTE | 198W | E470 | 5786123 | # | PARADISE | Butte | North Valley | Northern | UNSE |  | #N/A | #N/A | #N/A |  |  | 0 | #DIV/0! | [10 empty] | #N/A | #N/A | #N/A
35105650 | BUTTE | [19 empty] | 102911103 | Tier 3 | 0 | 0 | 102911103 | 0 | 0 | 68.8519 | 117307360 | 35105650 |  | BUCOCAMP -FICKETT & CHANEY, PARADISE | BUTTE | 198W | E470 | 5786123 | # | PARADISE | Butte | North Valley | Northern | UNSE |  | #N/A | #N/A | #N/A |  |  | 0 | #DIV/0! | [10 empty] | #N/A | #N/A | #N/A
35191934 | PLAN | [10 empty] | PLAN | 6 |  |  |  | 2019-38788 | [11 empty] | 119553797 | 35191934 |  | ECOP - WOODACRE 1101 - H01-LR404 - PH 2 | ECOP |  | E470 | 5792063 | E.5034371.01
35192044 | PLAN | [10 empty] | PLAN | 8 |  |  |  | 2019-39714 | [11 empty] | 119553912 | 35192044 |  | ECOP - PINE GROVE 1102 - H03-LR13438 - PH 2 | ECOP |  | E470 | 5792067 | E.5034375.01 | PINE GROVE | Amador | Stockton | Central Valley
35192047 | PLAN | [10 empty] | PLAN | 9 |  |  |  | 2019-39714 | [11 empty] | 119554050 | 35192047 |  | ECOP - PINE GROVE 1102 - H04-LR3172 - PH 2 | ECOP |  | E470 | 5792073 | E.5034381.01 | PINE GROVE | Amador | Stockton | Central Valley
35192048 | PLAN | [10 empty] | PLAN | 8.84 |  |  |  | 2019-39714 | [11 empty] | 119554051 | 35192048 |  | ECOP - PINE GROVE 1102 - H04-LR3172 - PH 3 | ECOP |  | E470 | 5792074 | E.5034382.01 | PINE GROVE | Amador | Stockton | Central Valley
35192049 | PLAN | [10 empty] | PLAN | 8 |  |  |  | 2019-39714 | [11 empty] | 119554052 | 35192049 |  | ECOP - PINE GROVE 1102 - H04-LR3172 - PH 4 | ECOP |  | E470 | 5792075 | E.5034383.01 | PINE GROVE | Amador | Stockton | Central Valley
35173959 | PLAN | [6 empty] | PLAN | [7 empty] | 2018-60918 | 2019-35889 | 2020-29263 |  | Miwuk 1702 | [9 empty] | 35173959 |  | CWSP-MIWUK 1702-LR38218-PH1.6
35192282 | PLAN | [12 empty] | PLAN | 5 |  | 2019-38810 | [11 empty] | 119556300 | 35192282 |  | ECOP - MIDDLETOWN 1101 - H16-LR48212 - PH 2 | ECOP |  | E470 | 5792098 | E.5034407.01 | MIDDLETOWN | Lake | Humboldt | Northern
35192304 | PLAN | [12 empty] | PLAN | 8 |  | 2019-46097 | [11 empty] | 119556233 | 35192304 |  | ECOP - MARIPOSA 2101 - H01-LR10170 - PH 2 | ECOP |  | E470 | 5792096 | E.5034405.01 |  | Mariposa
35192028 | PLAN | [10 empty] | PLAN | 7 |  |  |  | 2019-39360 | [11 empty] | 119550898 | 35192028 |  | ECOP - FORESTHILL 1101 - H02-LR1802 - PH 2 | ECOP |  | E470 | 5792059 | E.5034367.01 | FORESTHILL | Placer | Sierra | Northern
35192029 | PLAN | [10 empty] | PLAN | 7 |  |  |  | 2019-39360 | [11 empty] | 119551168 | 35192029 |  | ECOP - FORESTHILL 1101 - H02-LR1802 - PH 3 | ECOP |  | E470 | 5792060 | E.5034368.01 | FORESTHILL | Placer | Sierra | Northern
35174475 | PLAN | [8 empty] | PLAN | 2.96 | [8 empty] | CALISTOGA 1101 | 042711101 |  | 042711101 | [5 empty] | 118912988 | 35174475 |  | ECOP-CALISTOGA 1101-H01-LR736- E_O CO3807 | ECOP | 198W | E470 | 5790108 | E.5033913.01 | CALISTOGA | Napa | North Bay | Bay Area |  | CALISTOGA 1101736
35174477 | PLAN | [8 empty] | PLAN | 9.53 | [8 empty] | CALISTOGA 1101 | 042711101 |  | 042711101 | [5 empty] | 118913023 | 35174477 |  | ECOP - CALISTOGA 1101 - H01 - LR736 - Ph3 | ECOP | 198W | E470 | 5790110 | E.5033916.01 | CALISTOGA | Sonoma | North Bay | Bay Area |  | CALISTOGA 1101736
35174476 | PLAN | [8 empty] | PLAN | 8.78 | [8 empty] | CALISTOGA 1101 | 042711101 |  | 042711101 | [5 empty] | 118913020 | 35174476 |  | ECOP - CALISTOGA 1101 - H01 - LR736- S_O 208157 | ECOP | 198W | E470 | 5790109 | E.5033915.01 | CALISTOGA | Sonoma | Sonoma | Bay Area |  | CALISTOGA 1101736
35191130 | PLAN | [8 empty] | PLAN | 8.1 | [8 empty] | CALISTOGA 1101 | 042711101 |  | 042711101 | [5 empty] | 119536531 | 35191130 |  | ECOP - CALISTOGA 1101 - H01 - LR736 - Ph5 | ECOP | 198W | E470 | 5792200 | E.5034420.01 | CALISTOGA | Sonoma | North Bay | Bay Area |  | CALISTOGA 1101736
35192286 | PLAN | [12 empty] | PLAN | 9.87 |  | 2019-44239 | [11 empty] | 119555811 | 35192286 |  | ECOP - BRUNSWICK 1106 - H01 - LR2796 - PH 2 | ECOP |  | E470 | 5792086 | E.5034394.01 |  | Nevada | Sierra | Northern |  | BRUNSWICK 11062796
Note on J255: [REDACTED] Should this be cancelled if we've already planned to do all of the 736 zone for ECOP?
Note on A294: [REDACTED]: PM# initially created for ECOP. However, found out ECOP project overlaps with CWSP PM# 35046371.Keeping this as ECOP to drive for 2021 construction.
Note on AE294: [REDACTED]: PM# initially created for ECOP. However, found out ECOP project overlaps with CWSP PM# 35046371.Keeping this as ECOP to drive for 2021 construction.
Note on AG294: [REDACTED]: PM# initially created for ECOP. However, found out ECOP project overlaps with CWSP PM# 35046371.Keeping this as ECOP to drive for 2021 construction.
Note on A295: [REDACTED]: PM# initially created for ECOP. However, found out ECOP project overlaps with CWSP PM# 35046371.Keeping this as ECOP to drive for 2021 construction.
Note on AE295: [REDACTED]: PM# initially created for ECOP. However, found out ECOP project overlaps with CWSP PM# 35046371.Keeping this as ECOP to drive for 2021 construction.
Note on AG295: [REDACTED]: PM# initially created for ECOP. However, found out ECOP project overlaps with CWSP PM# 35046371.Keeping this as ECOP to drive for 2021 construction.
Note on AW388: [REDACTED]: recommend to at least go back to source (Fuse 15403) ~ 800 ft
Note on S419: [REDACTED]: EDRS FOR CMCS APPROVAL NOT READABLE BY ALL, [REDACTED] BY
Note on S421: [REDACTED]: Not readable by all, asked to add me to the CC list.
Note on AW515: [REDACTED]: Revised from 3,900 to 8,000 per AA
Note on AY515: [REDACTED]: Revised from $390k to $800k
Note on S523: [REDACTED]: CMCS NOT READABLE BY ALL
Note on AW540: [REDACTED]: recommend to do all fuse 7323 tap (1,200 ft)
Note on A616: [REDACTED]: E.5001620
Note on AE616: [REDACTED]: E.5001620
Note on BP616: [REDACTED]: to be revised when job package created
Note on BZ616: [REDACTED]: to be determined
Note on BO665: [REDACTED]: 3 wd outages in a 3 yr history
Note on Q729: [REDACTED]: scope of work revised from 1,200 to 2,000 units. Currently 1,200 units matching [REDACTED].
Note on AW729: [REDACTED]: Scope change; added spans due to another WD in the area. From 1,200 to 2,000.
Note on AY729: [REDACTED]: Scope change; added spans due to another WD in the area. From 1,200 to 2,000.
Note on AW733: [REDACTED]: PA shows 2,800 ft
Note on AS742: [REDACTED]: Estimated started
Note on AW742: [REDACTED]: revised from 300 to 2,200 units, per job package
Note on A761: [REDACTED]: E.5001621
Note on U761: [REDACTED]: Also: Oakland X 1105Oakland X 1106
Note on AE761: [REDACTED]: E.5001621
Note on BP761: [REDACTED]: to be revised when job package created
Note on BZ761: [REDACTED]: to be determined
Note on BN763: [REDACTED]: WD show 49X
Note on U764: [REDACTED]: Also includes Oakland K 1101
Note on BP764: [REDACTED]: to be revised when job package created
Note on BZ764: [REDACTED]: to be determined
Note on AW770: [REDACTED]: 5/26/17 Scope change added 1,930 feet. From 8,600 to 10,5307/20/17 per estimate 9,677
Note on BO770: [REDACTED]: revised from 21.6 to 25.2 due to another WD outage
Note on BN771: [REDACTED]: not a WD project
Note on AW772: [REDACTED]: Units confirmed. need to confirmed planned units after PA/AA approved
Note on AW782: [REDACTED]: Initial Plan = 1,085Per Estimate = 1,147
Note on AS783: [REDACTED]: Estimated started

## conductor_pz_summary_hftd_23_re
PZ_idx | circuit_protection_zone_id | feeder_id | feeder_name | device_operating_number | hftd_23_primary_length_under_1km | primary_length_m | primary_length_m_hftd_23 | Miles | pixel_count | mean_ignition_probability | ignition_rank | mean_mavf_core | mavf_consequence_rank | mean_mavf_core_risk | mean_mavf_core_risk_rank | Total Risk per zone | kpmg_Consolidated Risk Score | KPMG_rank
10544 | OREGON TRAIL 1103CUS391 | 103521103 | OREGON TRAIL 1103 | CUS391 | TRUE | 36.3577 | 36.3577 | 0.020205 | 1 | 0.00039685 | 69 | 7972.4858 | 5 | 3.1639 | 1 | 3.1639 |  | 3570
11024 | CALPINE 1144276-G | 48011144 | CALPINE 1144 | 276-G | TRUE | 23.7478 | 23.7478 | 0.013197 | 1 | 0.00025382 | 208 | 7401.5283 | 7 | 1.8786 | 2 | 1.8786 | 0.16 | 1261
9665 | MARIPOSA 210190130 | 254452101 | MARIPOSA 2101 | 90130 | TRUE | 151.1499 | 151.1499 | 0.083999 | 1 | 0.00016255 | 619 | 10411.5469 | 1 | 1.6924 | 3 | 1.6924 | 2.44 | 603
9783 | SHEPHERD 2111688294 | 252062111 | SHEPHERD 2111 | 688294 | TRUE | 24.3604 | 24.3604 | 0.013538 | 1 | 0.0001714 | 553 | 8415.9766 | 3 | 1.4425 | 4 | 1.4425 |  | 3420
10354 | MIDDLETOWN 1103CB | 43141103 | MIDDLETOWN 1103 | CB | TRUE | 289.8399 | 85.2366 | 0.047369 | 4 | 0.00035401 | 88 | 3206.0204 | 240 | 1.3006 | 5 | 5.2026 | 0.29 | 1032
10600 | UPPER LAKE 1101CB | 42871101 | UPPER LAKE 1101 | CB | FALSE | 1791.2622 | 1791.2622 | 0.99546 | 3 | 0.0002511 | 214 | 4819.6954 | 90 | 1.2559 | 6 | 3.7676 | 0.09 | 1534
8894 | KESWICK 11011586 | 103451101 | KESWICK 1101 | 1586 | FALSE | 11983.5348 | 11983.5348 | 6.6597 | 39 | 0.00044628 | 48 | 3225.6011 | 233 | 1.2524 | 7 | 48.8434 | 0.24 | 1102
6776 | MIDDLETOWN 1102302610 | 43141102 | MIDDLETOWN 1102 | 302610 | FALSE | 9188.9357 | 7571.5921 | 4.2078 | 53 | 0.00021011 | 357 | 4327.9371 | 121 | 0.91632 | 8 | 48.565 |  | 3061
2373 | KONOCTI 1102965078 | 43311102 | KONOCTI 1102 | 965078 | FALSE | 11264.1399 | 10089.0761 | 5.6068 | 59 | 0.00026416 | 185 | 3338.3605 | 220 | 0.87629 | 9 | 51.7008 |  | 2774
5527 | MARIPOSA 2102241564 | 254452102 | MARIPOSA 2102 | 241564 | FALSE | 1774.1526 | 1146.9072 | 0.63737 | 14 | 0.0001265 | 1073 | 6191.5313 | 26 | 0.77248 | 10 | 10.8148 |  | 2961
7968 | BUCKS CREEK 1101CB | 102211101 | BUCKS CREEK 1101 | CB | FALSE | 7724.4676 | 7724.4676 | 4.2927 | 13 | 0.00026518 | 181 | 3512.0536 | 200 | 0.73491 | 11 | 9.5539 | 0.13 | 1365
10918 | DEL MAR 2109378446 | 152582109 | DEL MAR 2109 | 378446 | TRUE | 173.2196 | 157.9488 | 0.087777 | 3 | 0.00015629 | 683 | 4122.2296 | 142 | 0.73151 | 12 | 2.1945 |  | 3619
6966 | MIDDLETOWN 1102CB | 43141102 | MIDDLETOWN 1102 | CB | TRUE | 1420.4117 | 752.0336 | 0.41793 | 12 | 0.00032056 | 109 | 1676.5244 | 530 | 0.72481 | 13 | 8.6977 | 0.71 | 802
3511 | MIDDLETOWN 1103830 | 43141103 | MIDDLETOWN 1103 | 830 | FALSE | 62803.2175 | 44622.1036 | 24.798 | 212 | 0.00015679 | 675 | 4619.5228 | 102 | 0.71618 | 14 | 151.8291 | 0.14 | 1322
9537 | POSO MOUNTAIN 2104CB | 253642104 | POSO MOUNTAIN 2104 | CB | FALSE | 12231.0905 | 8613.688 | 4.7869 | 38 | 0.00011189 | 1370 | 5318.8037 | 51 | 0.70423 | 15 | 26.7607 | 0.04 | 2163
10827 | INDIAN FLAT 11044440 | 252691104 | INDIAN FLAT 1104 | 4440 | TRUE | 376.2849 | 376.2849 | 0.20911 | 4 | 0.00015164 | 724 | 3234.1311 | 230 | 0.68656 | 16 | 2.7463 | 1.05 | 722
10242 | ELK CREEK 1101CB | 102781101 | ELK CREEK 1101 | CB | TRUE | 135.534 | 135.534 | 0.075321 | 1 | 9.9283e-05 | 1662 | 6756.3685 | 11 | 0.67079 | 17 | 0.67079 | 2.37 | 609
5791 | TIDEWATER 210614072 | 14652106 | TIDEWATER 2106 | 14072 | FALSE | 6206.8729 | 5897.3117 | 3.2773 | 30 | 0.0001306 | 999 | 5236.689 | 59 | 0.65331 | 18 | 19.5994 | 0.05 | 2003
10735 | HARTLEY 1101980662 | 43211101 | HARTLEY 1101 | 980662 | TRUE | 366.2635 | 366.2635 | 0.20354 | 3 | 0.00014325 | 821 | 4824.4797 | 89 | 0.64187 | 19 | 1.9256 |  | 3599
10532 | VACA DIXON 1101126774 | 63591101 | VACA DIXON 1101 | 126774 | FALSE | 1267.3386 | 1267.3386 | 0.7043 | 11 | 9.3598e-05 | 1808 | 6310.2508 | 24 | 0.62029 | 20 | 6.8232 |  | 3568
10277 | KIRKER 2104442850 | 14452104 | KIRKER 2104 | 442850 | FALSE | 9258.545 | 9258.545 | 5.1453 | 30 | 9.1768e-05 | 1852 | 6349.6612 | 21 | 0.61454 | 21 | 18.4361 | 0.08 | 1644
8742 | COARSEGOLD 2104CB | 254432104 | COARSEGOLD 2104 | CB | FALSE | 3906.143 | 3906.143 | 2.1708 | 27 | 0.00013159 | 989 | 4767.3932 | 95 | 0.59573 | 22 | 16.0848 | 2.54 | 600
8905 | MIDDLETOWN 1101118494 | 43141101 | MIDDLETOWN 1101 | 118494 | FALSE | 1737.509 | 1714.9565 | 0.95306 | 12 | 0.00012542 | 1091 | 4982.7835 | 79 | 0.58092 | 23 | 6.971 |  | 3276
10515 | STAFFORD 1102784704 | 43201102 | STAFFORD 1102 | 784704 | TRUE | 43.8835 | 43.8835 | 0.024388 | 1 | 0.00019096 | 437 | 2953.5029 | 279 | 0.564 | 24 | 0.564 | 1.81 | 641
10181 | PEABODY 2108113684 | 63642108 | PEABODY 2108 | 113684 | TRUE | 748.9574 | 590.6521 | 0.32825 | 4 | 9.2988e-05 | 1823 | 6848.1417 | 10 | 0.55276 | 25 | 2.211 |  | 3509
7688 | PEABODY 2106250154 | 63642106 | PEABODY 2106 | 250154 | TRUE | 458.5489 | 458.5489 | 0.25483 | 4 | 0.00011419 | 1315 | 5210.7292 | 61 | 0.55243 | 26 | 2.2097 |  | 3150
7743 | HIGHLANDS 1102628 | 43361102 | HIGHLANDS 1102 | 628 | FALSE | 22883.905 | 22883.905 | 12.7174 | 51 | 0.00010064 | 1633 | 5903.6105 | 33 | 0.5487 | 27 | 27.9838 | 5.08 | 496
6480 | TASSAJARA 21123202 | 14662112 | TASSAJARA 2112 | 3202 | TRUE | 630.3021 | 630.3021 | 0.35028 | 9 | 8.3995e-05 | 2093 | 6312.7784 | 23 | 0.53731 | 28 | 4.8358 | 9.63 | 406
10043 | WYANDOTTE 110932586 | 102911109 | WYANDOTTE 1109 | 32586 | FALSE | 2375.6773 | 2158.8587 | 1.1997 | 15 | 0.00014236 | 834 | 3072.9006 | 260 | 0.52987 | 29 | 7.9481 | 1.13 | 712
10052 | POSO MOUNTAIN 2103CB | 253642103 | POSO MOUNTAIN 2103 | CB | FALSE | 3746.9222 | 3746.9222 | 2.0823 | 10 | 5.421e-05 | 2939 | 9615.8541 | 2 | 0.51619 | 30 | 5.1619 | 0.05 | 1951
10924 | CALPINE 1146200-G | 48011146 | CALPINE 1146 | 200-G | TRUE | 13.7161 | 13.7161 | 0.0076225 | 1 | 0.00015982 | 645 | 3189.8253 | 242 | 0.50979 | 31 | 0.50979 | 18.16 | 324
11090 | CALPINE 1146394G | 48011146 | CALPINE 1146 | 394G | TRUE | 18.1683 | 18.1683 | 0.010097 | 1 | 0.00015982 | 646 | 3189.8253 | 243 | 0.50979 | 32 | 0.50979 | 18.15 | 325
4828 | CRESTA 1101546650 | 102251101 | CRESTA 1101 | 546650 | FALSE | 1443.177 | 1443.177 | 0.80202 | 6 | 0.00052979 | 27 | 978.3256 | 845 | 0.50291 | 33 | 3.0174 |  | 2920
9923 | CLOVERDALE 110247214 | 42821102 | CLOVERDALE 1102 | 47214 | TRUE | 43.972 | 43.972 | 0.024437 | 1 | 5.8357e-05 | 2823 | 8298.4728 | 4 | 0.48427 | 34 | 0.48427 | 2.46 | 602
8034 | MARIPOSA 2102CB | 254452102 | MARIPOSA 2102 | CB | FALSE | 8571.1084 | 8453.5074 | 4.6979 | 31 | 0.00011156 | 1382 | 3466.6155 | 205 | 0.47165 | 35 | 14.6212 | 0.06 | 1807
7873 | MARIPOSA 210197142 | 254452101 | MARIPOSA 2101 | 97142 | FALSE | 7406.0615 | 7406.0615 | 4.1158 | 40 | 0.00010428 | 1545 | 5130.9585 | 66 | 0.47122 | 36 | 18.8487 | 0.05 | 1966
4526 | VACA DIXON 110540092 | 63591105 | VACA DIXON 1105 | 40092 | FALSE | 68288.9427 | 37272.9556 | 20.7138 | 464 | 0.00010079 | 1627 | 4668.9585 | 100 | 0.46772 | 37 | 217.022 | 5.23 | 493
2215 | MIDDLETOWN 1101481876 | 43141101 | MIDDLETOWN 1101 | 481876 | FALSE | 2559.0375 | 1373.1162 | 0.76309 | 14 | 8.3175e-05 | 2127 | 5568.7809 | 46 | 0.46769 | 38 | 6.5476 |  | 2766
9655 | VOLTA 110149742 | 102541101 | VOLTA 1101 | 49742 | FALSE | 5593.8568 | 5593.8568 | 3.1087 | 28 | 5.8016e-05 | 2835 | 7932.3948 | 6 | 0.46433 | 39 | 13.0013 | 0.05 | 1993
10699 | SUNOL 110148180 | 14241101 | SUNOL 1101 | 48180 | TRUE | 21.1502 | 21.1502 | 0.011754 | 2 | 8.1559e-05 | 2167 | 5130.0926 | 67 | 0.46103 | 40 | 0.92206 | 0.05 | 1938
7414 | PUTAH CREEK 110246012 | 63681102 | PUTAH CREEK 1102 | 46012 | FALSE | 4834.6736 | 1025.1447 | 0.56971 | 38 | 9.4944e-05 | 1768 | 4755.8708 | 96 | 0.45557 | 41 | 17.3115 |  | 3124
4076 | VACAVILLE 11046542 | 63601104 | VACAVILLE 1104 | 6542 | FALSE | 23588.1989 | 23588.1989 | 13.1087 | 140 | 0.00010109 | 1623 | 4849.1896 | 86 | 0.44642 | 42 | 62.4985 | 0.1 | 1469
7056 | POTTER VALLEY P H 110564118 | 42281105 | POTTER VALLEY P H 1105 | 64118 | FALSE | 15416.9418 | 2646.9433 | 1.471 | 101 | 0.00019755 | 406 | 2096.5335 | 427 | 0.44262 | 43 | 44.7046 | 0.02 | 2515
10934 | POINT MORETTI 1101CB | 82931101 | POINT MORETTI 1101 | CB | TRUE | 20.574 | 20.574 | 0.011434 | 1 | 0.00031529 | 111 | 1402.4592 | 637 | 0.44218 | 44 | 0.44218 | 0.04 | 2165
5032 | MOUNTAIN QUARRIES 21016953 | 152282101 | MOUNTAIN QUARRIES 2101 | 6953 | FALSE | 9187.973 | 9187.973 | 5.1061 | 58 | 0.00011159 | 1378 | 4228.1533 | 135 | 0.4353 | 45 | 25.2473 | 4.2 | 525
9729 | BRENTWOOD 210596324 | 14592105 | BRENTWOOD 2105 | 96324 | TRUE | 775.7684 | 775.7684 | 0.43112 | 6 | 0.00013262 | 970 | 3560.1407 | 193 | 0.4317 | 46 | 2.5902 | 0.03 | 2285
6662 | NORTH DUBLIN 2101CB | 14052101 | NORTH DUBLIN 2101 | CB | FALSE | 2942.9352 | 2836.5864 | 1.5764 | 23 | 0.00018049 | 510 | 2272.276 | 388 | 0.42859 | 47 | 9.8576 | 0.07 | 1708
1690 | DESCHUTES 11049718 | 103351104 | DESCHUTES 1104 | 9718 | FALSE | 56853.1165 | 29935.2858 | 16.636 | 357 | 8.8629e-05 | 1967 | 4802.059 | 94 | 0.42526 | 48 | 151.8163 | 0.07 | 1758
193 | OREGON TRAIL 110335002 | 103521103 | OREGON TRAIL 1103 | 35002 | FALSE | 91942.988 | 91942.988 | 51.0958 | 641 | 0.00011631 | 1264 | 3934.2214 | 153 | 0.42185 | 49 | 270.4028 | 0.4 | 943
7274 | MARIPOSA 2102440236 | 254452102 | MARIPOSA 2102 | 440236 | FALSE | 6874.8043 | 6874.8043 | 3.8206 | 38 | 0.00016814 | 575 | 3899.3651 | 157 | 0.4205 | 50 | 15.979 |  | 3110
10024 | CLEAR LAKE 1101881362 | 42141101 | CLEAR LAKE 1101 | 881362 | TRUE | 1747.5089 | 480.0321 | 0.26677 | 10 | 0.00010401 | 1552 | 3804.2183 | 168 | 0.41959 | 51 | 4.1959 |  | 3475
7141 | WILDWOOD 11011454 | 103611101 | WILDWOOD 1101 | 1454 | FALSE | 12602.1173 | 12602.1173 | 7.0034 | 31 | 9.3126e-05 | 1817 | 5114.2446 | 68 | 0.41883 | 52 | 12.9837 | 0.03 | 2353
7033 | VACA DIXON 1105965390 | 63591105 | VACA DIXON 1105 | 965390 | FALSE | 2587.1085 | 1209.1092 | 0.67194 | 21 | 9.949e-05 | 1657 | 4819.484 | 91 | 0.41415 | 53 | 8.6971 |  | 3088
9936 | OLETA 1101754718 | 163541101 | OLETA 1101 | 754718 | FALSE | 4640.5633 | 4640.5633 | 2.5789 | 29 | 0.00013445 | 936 | 2737.1841 | 306 | 0.40712 | 54 | 11.8066 |  | 3456
10113 | CALISTOGA 1101CB | 42711101 | CALISTOGA 1101 | CB | TRUE | 1122.2361 | 221.6704 | 0.12319 | 9 | 0.00036283 | 82 | 802.2368 | 941 | 0.40561 | 55 | 3.6505 | 0.11 | 1412
9252 | STANISLAUS 1701CB | 162821701 | STANISLAUS 1701 | CB | FALSE | 11032.7196 | 11032.7196 | 6.1313 | 54 | 0.00014918 | 748 | 2134.6994 | 416 | 0.40353 | 56 | 21.7909 | 0.11 | 1422
9014 | MARIPOSA 2101CB | 254452101 | MARIPOSA 2101 | CB | FALSE | 4029.4321 | 4029.4321 | 2.2393 | 34 | 0.00017446 | 532 | 2332.9065 | 378 | 0.39837 | 57 | 13.5444 | 0.04 | 2081
4909 | HARTLEY 1101698 | 43211101 | HARTLEY 1101 | 698 | FALSE | 16605.929 | 11071.0466 | 6.1526 | 97 | 9.4179e-05 | 1790 | 4392.8078 | 115 | 0.39723 | 58 | 38.5312 | 0.06 | 1832
9239 | BANGOR 1101979830 | 103191101 | BANGOR 1101 | 979830 | TRUE | 696.7531 | 680.7511 | 0.37832 | 7 | 7.12e-05 | 2441 | 5107.124 | 69 | 0.3972 | 59 | 2.7804 |  | 3328
4242 | POTTER VALLEY P H 110495878 | 42281104 | POTTER VALLEY P H 1104 | 95878 | FALSE | 30094.5573 | 9856.7705 | 5.4777 | 191 | 0.00017374 | 535 | 2217.9989 | 398 | 0.3965 | 60 | 75.7306 | 0.02 | 2524
2058 | COARSEGOLD 21045310 | 254432104 | COARSEGOLD 2104 | 5310 | FALSE | 45195.5088 | 45195.5088 | 25.1167 | 299 | 6.7329e-05 | 2551 | 6694.8526 | 15 | 0.39401 | 61 | 117.8076 | 19.51 | 312
8298 | STAFFORD 1102361952 | 43201102 | STAFFORD 1102 | 361952 | FALSE | 2196.587 | 2196.587 | 1.2207 | 9 | 0.00011545 | 1290 | 3151.4111 | 248 | 0.39288 | 62 | 3.536 | 1.9 | 631
1488 | AUBERRY 1101CB | 254151101 | AUBERRY 1101 | CB | FALSE | 29229.2172 | 29229.2172 | 16.2437 | 204 | 8.2084e-05 | 2150 | 5306.8686 | 52 | 0.39206 | 63 | 79.9801 | 0.11 | 1431
3596 | VACAVILLE 11088762 | 63601108 | VACAVILLE 1108 | 8762 | FALSE | 26274.6884 | 22259.6162 | 12.3704 | 147 | 7.8661e-05 | 2244 | 4502.8739 | 108 | 0.39138 | 64 | 57.5327 | 0.12 | 1395
6014 | OREGON TRAIL 11041634 | 103521104 | OREGON TRAIL 1104 | 1634 | FALSE | 29441.3626 | 29110.7694 | 16.1778 | 192 | 8.4909e-05 | 2064 | 4929.5026 | 80 | 0.39094 | 65 | 75.0607 | 0.18 | 1222
6392 | COARSEGOLD 210410335 | 254432104 | COARSEGOLD 2104 | 10335 | FALSE | 9369.0411 | 9369.0411 | 5.2067 | 69 | 9.5888e-05 | 1732 | 4247.144 | 133 | 0.39082 | 66 | 26.9663 | 1.53 | 668
7352 | JAMESON 1102865502 | 63801102 | JAMESON 1102 | 865502 | TRUE | 4467.1172 | 644.9532 | 0.35842 | 27 | 0.00011299 | 1344 | 3613.4467 | 189 | 0.38957 | 67 | 10.5185 |  | 3119
3943 | MOUNTAIN QUARRIES 2101CB | 152282101 | MOUNTAIN QUARRIES 2101 | CB | FALSE | 40215.5467 | 40215.5467 | 22.3491 | 262 | 0.00012902 | 1029 | 2606.3425 | 328 | 0.38665 | 68 | 101.3032 | 9.11 | 412
2633 | PASO ROBLES 1103N54 | 182611103 | PASO ROBLES 1103 | N54 | FALSE | 34748.7236 | 32201.1783 | 17.8953 | 221 | 9.3045e-05 | 1819 | 4184.3432 | 138 | 0.38568 | 69 | 85.2354 | 3.07 | 564
6808 | PHILO 110137222 | 42601101 | PHILO 1101 | 37222 | FALSE | 40893.1758 | 40893.1758 | 22.7257 | 152 | 0.00011309 | 1341 | 3498.721 | 202 | 0.3839 | 70 | 58.3523 | 0.05 | 2044
8006 | RISING RIVER 11011532 | 103551101 | RISING RIVER 1101 | 1532 | FALSE | 7926.8978 | 6133.1893 | 3.4084 | 27 | 6.5114e-05 | 2606 | 6536.3281 | 17 | 0.38077 | 71 | 10.2807 | 0.01 | 2591
10120 | DEL MAR 210975802 | 152582109 | DEL MAR 2109 | 75802 | TRUE | 680.0226 | 576.1553 | 0.32019 | 6 | 0.0002061 | 377 | 1316.5155 | 676 | 0.37901 | 72 | 2.2741 | 3.09 | 563
8754 | NOTRE DAME 11042408 | 102041104 | NOTRE DAME 1104 | 2408 | FALSE | 22439.0865 | 18541.2413 | 10.304 | 76 | 0.00027566 | 167 | 1710.6647 | 521 | 0.37815 | 73 | 28.7393 | 0.15 | 1306
5603 | HIGHLANDS 1102623120 | 43361102 | HIGHLANDS 1102 | 623120 | FALSE | 12233.579 | 10535.1094 | 5.8547 | 67 | 0.00013171 | 986 | 3211.1058 | 239 | 0.3774 | 74 | 25.2855 |  | 2966
2079 | POTTER VALLEY P H 11051904 | 42281105 | POTTER VALLEY P H 1105 | 1904 | FALSE | 64429.3728 | 51242.8521 | 28.4774 | 332 | 0.00018482 | 475 | 1914.8501 | 471 | 0.37685 | 75 | 125.1141 | 0.11 | 1439
8836 | VOLTA 1101CB | 102541101 | VOLTA 1101 | CB | FALSE | 14817.1823 | 14817.1823 | 8.2344 | 80 | 0.00011233 | 1359 | 3549.008 | 194 | 0.37545 | 76 | 30.036 | 0.07 | 1694
10966 | HICKS 2101984788 | 83432101 | HICKS 2101 | 984788 | TRUE | 5.0644 | 5.0644 | 0.0028144 | 1 | 7.6238e-05 | 2303 | 4898.9282 | 84 | 0.37348 | 77 | 0.37348 |  | 3623
6191 | COARSEGOLD 2104570682 | 254432104 | COARSEGOLD 2104 | 570682 | FALSE | 3264.3372 | 3264.3372 | 1.8141 | 26 | 9.6836e-05 | 1718 | 4471.4183 | 111 | 0.37306 | 78 | 9.6995 | 5.65 | 481
8841 | NORTH DUBLIN 210311101 | 14052103 | NORTH DUBLIN 2103 | 11101 | FALSE | 5931.2678 | 5931.2678 | 3.2962 | 37 | 6.6475e-05 | 2575 | 6042.3197 | 28 | 0.36793 | 79 | 13.6135 | 5.36 | 488
7776 | NORTH DUBLIN 21039473 | 14052103 | NORTH DUBLIN 2103 | 9473 | FALSE | 4735.3386 | 3890.479 | 2.1621 | 27 | 9.0946e-05 | 1883 | 3855.297 | 162 | 0.36547 | 80 | 9.8678 | 1.5 | 669
9266 | WILLOW PASS 2107445650 | 13912107 | WILLOW PASS 2107 | 445650 | FALSE | 1066.4109 | 1066.4109 | 0.59264 | 5 | 6.0341e-05 | 2764 | 6011.651 | 29 | 0.36477 | 81 | 1.8239 |  | 3333
2272 | MIDDLETOWN 1102414 | 43141102 | MIDDLETOWN 1102 | 414 | FALSE | 18899.455 | 9544.4247 | 5.3042 | 114 | 0.00014586 | 791 | 3081.157 | 259 | 0.36434 | 82 | 41.5353 | 1.22 | 699
3625 | CAYETANO 2109884904 | 14422109 | CAYETANO 2109 | 884904 | FALSE | 18739.6016 | 18723.6816 | 10.4054 | 77 | 0.0001019 | 1605 | 3934.604 | 152 | 0.36326 | 83 | 27.9711 |  | 2842
10903 | PEABODY 2106592742 | 63642106 | PEABODY 2106 | 592742 | TRUE | 684.4552 | 546.7453 | 0.30384 | 5 | 6.9919e-05 | 2474 | 5228.5371 | 60 | 0.36227 | 84 | 1.8113 |  | 3618
5260 | VOLTA 11011568 | 102541101 | VOLTA 1101 | 1568 | FALSE | 37176.4968 | 37176.4968 | 20.6602 | 136 | 9.0935e-05 | 1885 | 3456.9848 | 206 | 0.36191 | 85 | 49.2203 | 0.1 | 1479
4693 | MIDDLETOWN 1101CB | 43141101 | MIDDLETOWN 1101 | CB | FALSE | 22365.4615 | 7612.1604 | 4.2303 | 146 | 0.00014565 | 795 | 2568.6158 | 335 | 0.36174 | 86 | 52.8144 | 14.97 | 351
10547 | PASO ROBLES 1103N02 | 182611103 | PASO ROBLES 1103 | N02 | TRUE | 70.934 | 70.934 | 0.03942 | 1 | 0.00025248 | 210 | 1429.5746 | 625 | 0.36094 | 87 | 0.36094 | 2.56 | 597
2088 | COARSEGOLD 21035020 | 254432103 | COARSEGOLD 2103 | 5020 | FALSE | 26887.6514 | 26064.8634 | 14.4851 | 159 | 8.5726e-05 | 2036 | 4882.5801 | 85 | 0.36009 | 88 | 57.2543 | 0.1 | 1468
7913 | JESSUP 11023105 | 103441102 | JESSUP 1102 | 3105 | FALSE | 9965.2703 | 9659.0441 | 5.3679 | 65 | 6.4265e-05 | 2635 | 5852.1243 | 38 | 0.35978 | 89 | 23.3856 | 2.42 | 605
10257 | CAYETANO 2111389190 | 14422111 | CAYETANO 2111 | 389190 | FALSE | 4452.7835 | 3542.8058 | 1.9689 | 18 | 0.00010318 | 1566 | 3658.7668 | 184 | 0.35946 | 90 | 6.4703 |  | 3524
10351 | VACAVILLE 1109799940 | 63601109 | VACAVILLE 1109 | 799940 | TRUE | 1340.3375 | 954.7701 | 0.5306 | 9 | 9.2053e-05 | 1842 | 3744.3748 | 176 | 0.35844 | 91 | 3.2259 |  | 3537
745 | PUTAH CREEK 110267858 | 63681102 | PUTAH CREEK 1102 | 67858 | FALSE | 18377.3415 | 18377.3415 | 10.2129 | 107 | 6.8002e-05 | 2535 | 5416.4769 | 50 | 0.35702 | 92 | 38.201 | 2.79 | 581
10611 | PEABODY 2113945670 | 63642113 | PEABODY 2113 | 945670 | TRUE | 403.0974 | 334.4297 | 0.18585 | 3 | 6.3935e-05 | 2648 | 5860.0064 | 36 | 0.35536 | 93 | 1.0661 |  | 3578
835 | ZACA 1102Y54 | 182681102 | ZACA 1102 | Y54 | FALSE | 55238.5351 | 54847.9366 | 30.4808 | 296 | 8.0013e-05 | 2204 | 4332.6246 | 120 | 0.35181 | 94 | 104.1359 | 0.39 | 950
9806 | OLETA 1101CB | 163541101 | OLETA 1101 | CB | TRUE | 169.7516 | 136.2242 | 0.075704 | 2 | 0.00017127 | 555 | 1962.7321 | 461 | 0.35138 | 95 | 0.70277 | 2.89 | 573
7864 | SISQUOC 1103867486 | 182811103 | SISQUOC 1103 | 867486 | FALSE | 5219.4397 | 3405.4305 | 1.8925 | 20 | 7.3948e-05 | 2361 | 3380.0089 | 213 | 0.35061 | 96 | 7.0121 |  | 3172
10173 | CALPINE 1146400 | 48011146 | CALPINE 1146 | 400 | FALSE | 5057.3021 | 5057.3021 | 2.8105 | 8 | 9.5474e-05 | 1743 | 3849.0683 | 163 | 0.34896 | 97 | 2.7917 | 0.31 | 1006
615 | KERCKHOFF 1101CB | 252561101 | KERCKHOFF 1101 | CB | FALSE | 27398.7529 | 27398.7529 | 15.2264 | 154 | 6.9314e-05 | 2496 | 5271.5559 | 56 | 0.348 | 98 | 53.5915 | 0.07 | 1725
1695 | DESCHUTES 110449024 | 103351104 | DESCHUTES 1104 | 49024 | FALSE | 26972.4504 | 26707.9675 | 14.8425 | 209 | 8.4768e-05 | 2071 | 4699.5815 | 98 | 0.34786 | 99 | 72.7038 | 9.03 | 415
3728 | DESCHUTES 11041370 | 103351104 | DESCHUTES 1104 | 1370 | FALSE | 35764.2 | 21861.3958 | 12.1491 | 272 | 0.00010359 | 1559 | 3756.8301 | 175 | 0.34561 | 100 | 94.0068 | 0.05 | 1954
10316 | CORNING 110135974 | 103331101 | CORNING 1101 | 35974 | TRUE | 1338.7863 | 398.8739 | 0.22167 | 11 | 7.6845e-05 | 2289 | 4333.8495 | 119 | 0.34404 | 101 | 3.7844 | 0.03 | 2393
10256 | VACAVILLE 1104874798 | 63601104 | VACAVILLE 1104 | 874798 | TRUE | 662.24 | 662.24 | 0.36803 | 3 | 6.6045e-05 | 2587 | 6079.8606 | 27 | 0.33623 | 102 | 1.0087 |  | 3523
6277 | WILLITS 1103964 | 42661103 | WILLITS 1103 | 964 | FALSE | 8651.6925 | 4999.6692 | 2.7785 | 41 | 0.00013223 | 977 | 2706.926 | 309 | 0.33456 | 103 | 13.717 | 0.45 | 917
6777 | BELL 11085703 | 152701108 | BELL 1108 | 5703 | FALSE | 12751.5705 | 8525.0586 | 4.7377 | 96 | 0.00012007 | 1186 | 2775.9092 | 303 | 0.33328 | 104 | 31.9947 | 0.07 | 1684
10040 | PANORAMA 11021632 | 103461102 | PANORAMA 1102 | 1632 | FALSE | 13751.6318 | 13751.6318 | 7.6422 | 19 | 8.8891e-05 | 1954 | 4338.5101 | 118 | 0.33244 | 105 | 6.3164 | 0.05 | 1948
9960 | WILLITS 1103CB | 42661103 | WILLITS 1103 | CB | FALSE | 6348.7863 | 4804 | 2.6697 | 44 | 0.00014557 | 797 | 1870.2515 | 482 | 0.32751 | 106 | 14.4105 | 0.03 | 2238
6501 | SAN MIGUEL 1104895760 | 182661104 | SAN MIGUEL 1104 | 895760 | FALSE | 19502.5171 | 14756.3663 | 8.2006 | 96 | 9.5565e-05 | 1740 | 3633.0115 | 188 | 0.32643 | 107 | 31.3373 |  | 3035
4461 | SANTA YNEZ 1104Y04 | 182721104 | SANTA YNEZ 1104 | Y04 | FALSE | 35997.3396 | 25194.6309 | 14.0015 | 238 | 6.6358e-05 | 2580 | 5141.1422 | 64 | 0.32463 | 108 | 77.261 | 2.84 | 576
10609 | PEABODY 2106CB | 63642106 | PEABODY 2106 | CB | TRUE | 1275.2265 | 525.8096 | 0.29221 | 9 | 0.00013923 | 884 | 1814.5621 | 503 | 0.32442 | 109 | 2.9197 | 0.04 | 2217
3147 | HOPLAND 1101768 | 42251101 | HOPLAND 1101 | 768 | FALSE | 31882.0115 | 27234.0747 | 15.1349 | 115 | 9.5052e-05 | 1764 | 3417.6208 | 210 | 0.32431 | 110 | 37.2953 | 0.05 | 2000
6991 | COVELO 1101478952 | 43061101 | COVELO 1101 | 478952 | FALSE | 5727.3171 | 1143.6662 | 0.63557 | 39 | 0.00011288 | 1347 | 2674.3103 | 318 | 0.32368 | 111 | 12.6234 |  | 3082
9010 | STAFFORD 11021202 | 43201102 | STAFFORD 1102 | 1202 | FALSE | 12713.8882 | 12713.8882 | 7.0655 | 41 | 0.00015857 | 657 | 2432.9018 | 355 | 0.32328 | 112 | 13.2544 | 2.4 | 607
5081 | RED BLUFF 11041566 | 103541104 | RED BLUFF 1104 | 1566 | FALSE | 24740.5736 | 19451.0946 | 10.8096 | 94 | 8.022e-05 | 2199 | 4262.1109 | 129 | 0.3225 | 113 | 30.3149 | 0.05 | 2042
9508 | ANDERSON 1101426745 | 103261101 | ANDERSON 1101 | 426745 | TRUE | 328.8561 | 328.8561 | 0.18276 | 3 | 0.00020048 | 394 | 1570.5843 | 571 | 0.32224 | 114 | 0.96673 |  | 3365
10637 | SYCAMORE CREEK 1111153260 | 102971111 | SYCAMORE CREEK 1111 | 153260 | TRUE | 424.4592 | 424.4592 | 0.23589 | 2 | 9.6022e-05 | 1729 | 3917.3903 | 154 | 0.32186 | 115 | 0.64373 |  | 3584
3800 | DESCHUTES 11049726 | 103351104 | DESCHUTES 1104 | 9726 | FALSE | 27359.7494 | 25257.4681 | 14.0364 | 197 | 8.9511e-05 | 1931 | 4058.7556 | 145 | 0.32131 | 116 | 63.2977 | 3.58 | 541
4142 | GIRVAN 1101323094 | 103401101 | GIRVAN 1101 | 323094 | FALSE | 58176.4815 | 58176.4815 | 32.3306 | 208 | 0.00010508 | 1524 | 3224.7709 | 234 | 0.32037 | 117 | 66.6373 | 0.08 | 1636
4869 | BELL 11082202 | 152701108 | BELL 1108 | 2202 | FALSE | 53635.0932 | 52339.4363 | 29.0868 | 363 | 0.0001269 | 1065 | 2599.5441 | 330 | 0.32016 | 118 | 116.2183 | 0.16 | 1264
9492 | OLETA 1101296804 | 163541101 | OLETA 1101 | 296804 | FALSE | 5287.5044 | 5287.5044 | 2.9384 | 12 | 0.00014395 | 815 | 2252.1128 | 392 | 0.31954 | 119 | 3.8345 |  | 3361
10541 | CLARKSVILLE 2105CB | 153612105 | CLARKSVILLE 2105 | CB | FALSE | 1481.3738 | 1293.943 | 0.71909 | 9 | 0.00018563 | 469 | 1193.2799 | 733 | 0.31824 | 120 | 2.8642 | 0.39 | 953
5372 | TEMPLETON 2113A20 | 183052113 | TEMPLETON 2113 | A20 | FALSE | 12666.4228 | 11999.0835 | 6.6683 | 92 | 8.3458e-05 | 2117 | 4208.4041 | 137 | 0.3179 | 121 | 29.2466 | 0.09 | 1561
8293 | VACAVILLE 110838316 | 63601108 | VACAVILLE 1108 | 38316 | FALSE | 36512.8123 | 25616.7426 | 14.2361 | 232 | 7.2587e-05 | 2403 | 4684.5531 | 99 | 0.31672 | 122 | 73.4796 | 3 | 569
907 | COTTONWOOD 1102544790 | 102931102 | COTTONWOOD 1102 | 544790 | FALSE | 27462.4335 | 26342.4042 | 14.6394 | 185 | 8.3921e-05 | 2097 | 3941.9662 | 151 | 0.31273 | 123 | 57.8548 |  | 2696
6176 | COARSEGOLD 21045525 | 254432104 | COARSEGOLD 2104 | 5525 | FALSE | 21152.7165 | 21152.7165 | 11.7553 | 175 | 5.9719e-05 | 2783 | 5306.8404 | 53 | 0.31171 | 124 | 54.5497 | 0.17 | 1227
3989 | MIDDLETOWN 1102878 | 43141102 | MIDDLETOWN 1102 | 878 | FALSE | 9206.6572 | 5430.6654 | 3.018 | 49 | 0.00017681 | 519 | 2682.7456 | 315 | 0.31109 | 125 | 15.2435 | 0.63 | 834
2201 | RACETRACK 1704CB | 163761704 | RACETRACK 1704 | CB | FALSE | 36834.5436 | 36834.5436 | 20.4702 | 193 | 0.00011343 | 1334 | 2972.4937 | 272 | 0.31093 | 126 | 60.0095 | 10.25 | 399
4707 | HIGHLANDS 1103828 | 43361103 | HIGHLANDS 1103 | 828 | FALSE | 17153.3338 | 13828.9706 | 7.6852 | 112 | 8.3934e-05 | 2094 | 3831.1552 | 164 | 0.31086 | 127 | 34.8164 | 5.94 | 476
8759 | KERCKHOFF 1101R308 | 252561101 | KERCKHOFF 1101 | R308 | FALSE | 6217.3701 | 6217.3701 | 3.4552 | 22 | 6.1262e-05 | 2743 | 4314.2777 | 123 | 0.30901 | 128 | 6.7983 | 0.04 | 2136
7918 | FORESTHILL 1102CB | 152181102 | FORESTHILL 1102 | CB | FALSE | 2646.4634 | 2646.4634 | 1.4707 | 13 | 0.00028983 | 139 | 1109.8091 | 772 | 0.30873 | 129 | 4.0135 | 5.34 | 489
9076 | SYCAMORE CREEK 1111976428 | 102971111 | SYCAMORE CREEK 1111 | 976428 | FALSE | 16955.2499 | 14081.5812 | 7.8256 | 82 | 0.00013702 | 908 | 2148.1965 | 412 | 0.30752 | 130 | 25.2165 |  | 3305
6711 | PUTAH CREEK 110396792 | 63681103 | PUTAH CREEK 1103 | 96792 | FALSE | 8212.3137 | 6394.0351 | 3.5534 | 30 | 7.1793e-05 | 2425 | 5020.5256 | 72 | 0.30689 | 131 | 9.2067 |  | 3057
9779 | COARSEGOLD 21046210 | 254432104 | COARSEGOLD 2104 | 6210 | FALSE | 17177.2503 | 17177.2503 | 9.546 | 49 | 4.8609e-05 | 3072 | 5877.8631 | 34 | 0.30465 | 132 | 14.9278 | 0.06 | 1874
7407 | TEMPLETON 2113A12 | 183052113 | TEMPLETON 2113 | A12 | FALSE | 64854.5144 | 64854.5144 | 36.0418 | 180 | 9.1245e-05 | 1867 | 3289.4433 | 226 | 0.30414 | 133 | 54.7453 | 0.11 | 1446
6929 | CLARKSVILLE 2104CB | 153612104 | CLARKSVILLE 2104 | CB | FALSE | 16489.2317 | 14163.76 | 7.8713 | 107 | 0.00015725 | 671 | 2292.759 | 385 | 0.30391 | 134 | 32.5187 | 6.82 | 459
8076 | NORTH DUBLIN 2103CB | 14052103 | NORTH DUBLIN 2103 | CB | FALSE | 24190.4571 | 22339.3117 | 12.4147 | 147 | 0.00012222 | 1145 | 2373.5412 | 366 | 0.30349 | 135 | 44.6134 | 0.16 | 1273
9798 | BALCH NO 1 1101CB | 252501101 | BALCH NO 1 1101 | CB | FALSE | 16978.5039 | 16978.5039 | 9.4355 | 33 | 8.5557e-05 | 2039 | 4275.4303 | 128 | 0.30244 | 136 | 9.9805 | 0.03 | 2265
8821 | SANTA YNEZ 1104CB | 182721104 | SANTA YNEZ 1104 | CB | TRUE | 12832.3568 | 56.5182 | 0.031409 | 105 | 9.1038e-05 | 1880 | 3530.2398 | 198 | 0.30185 | 137 | 31.6947 | 0.03 | 2249
12 | PASO ROBLES 1103N50 | 182611103 | PASO ROBLES 1103 | N50 | FALSE | 3586.1974 | 3586.1974 | 1.993 | 24 | 0.00020174 | 390 | 1403.0605 | 636 | 0.30039 | 138 | 7.2094 | 6.6 | 465
461 | KONOCTI 1102354890 | 43311102 | KONOCTI 1102 | 354890 | FALSE | 19596.9379 | 15016.4864 | 8.3452 | 131 | 0.00011262 | 1350 | 1727.5671 | 518 | 0.29712 | 139 | 38.9233 |  | 2675
4081 | OREGON TRAIL 11021382 | 103521102 | OREGON TRAIL 1102 | 1382 | FALSE | 8797.2782 | 8797.2782 | 4.8889 | 67 | 0.00010202 | 1603 | 2904.98 | 289 | 0.29503 | 140 | 19.7671 | 0.07 | 1732
207 | AUBERRY 1102CB | 254151102 | AUBERRY 1102 | CB | FALSE | 55860.8325 | 55860.8325 | 31.0437 | 368 | 5.1188e-05 | 3010 | 6445.9013 | 19 | 0.29173 | 141 | 107.3565 | 0.21 | 1150
929 | CORRAL 1101CB | 162991101 | CORRAL 1101 | CB | FALSE | 44193.7001 | 42311.3503 | 23.5138 | 280 | 7.4699e-05 | 2339 | 3983.5914 | 150 | 0.29054 | 142 | 81.3506 | 18.05 | 326
3287 | ANDERSON 11031600 | 103261103 | ANDERSON 1103 | 1600 | FALSE | 17254.9785 | 7231.4682 | 4.0188 | 106 | 9.3311e-05 | 1813 | 3227.6771 | 231 | 0.2889 | 143 | 30.6232 | 0.04 | 2087
1107 | COARSEGOLD 210410030 | 254432104 | COARSEGOLD 2104 | 10030 | FALSE | 59186.5885 | 54599.1868 | 30.3426 | 227 | 5.1982e-05 | 2993 | 5711.1735 | 43 | 0.28655 | 144 | 65.0478 | 0.04 | 2223
9519 | ARBUCKLE 1104669720 | 62081104 | ARBUCKLE 1104 | 669720 | FALSE | 7831.1318 | 3612.2461 | 2.0074 | 22 | 8.813e-05 | 1979 | 4178.9611 | 140 | 0.28655 | 145 | 6.3042 |  | 3370
3809 | WISE 11022230 | 152271102 | WISE 1102 | 2230 | FALSE | 40267.1112 | 38210.8819 | 21.2351 | 278 | 9.8822e-05 | 1674 | 3101.6196 | 254 | 0.28438 | 146 | 79.0585 | 8.79 | 420
2464 | SHEPHERD 2111327814 | 252062111 | SHEPHERD 2111 | 327814 | FALSE | 23697.2526 | 18621.0587 | 10.3483 | 119 | 5.813e-05 | 2832 | 5439.3493 | 48 | 0.28428 | 147 | 33.8288 |  | 2778
3815 | PANORAMA 1102280170 | 103461102 | PANORAMA 1102 | 280170 | FALSE | 24945.6136 | 20943.3132 | 11.6389 | 102 | 0.00011005 | 1411 | 2725.4901 | 307 | 0.28426 | 148 | 28.9943 |  | 2855
10166 | TEMPLETON 21132949 | 183052113 | TEMPLETON 2113 | 2949 | TRUE | 766.5719 | 766.5719 | 0.42601 | 6 | 4.9947e-05 | 3039 | 6323.2739 | 22 | 0.28416 | 149 | 1.7049 | 2.67 | 590
6611 | DESCHUTES 1101CB | 103351101 | DESCHUTES 1101 | CB | FALSE | 17940.9873 | 8017.5323 | 4.4556 | 118 | 0.00011905 | 1205 | 2481.2226 | 344 | 0.28403 | 150 | 33.5157 | 0.04 | 2142
195 | COARSEGOLD 21045300 | 254432104 | COARSEGOLD 2104 | 5300 | FALSE | 89782.9365 | 89782.9365 | 49.8954 | 507 | 6.1292e-05 | 2742 | 5197.3797 | 62 | 0.28372 | 151 | 143.8456 | 0.2 | 1159
5871 | FLINT 1101750 | 152531101 | FLINT 1101 | 750 | FALSE | 14900.5272 | 7342.9025 | 4.0807 | 93 | 0.00015288 | 720 | 2183.6202 | 404 | 0.28318 | 152 | 26.3354 | 3.16 | 559
952 | SANTA YNEZ 1104Y66 | 182721104 | SANTA YNEZ 1104 | Y66 | FALSE | 29410.1773 | 27268.3855 | 15.154 | 138 | 5.9163e-05 | 2801 | 4926.5491 | 81 | 0.28279 | 153 | 39.0253 | 8.36 | 431
1401 | SAN JOAQUIN #2 110310320 | 252521103 | SAN JOAQUIN #2 1103 | 10320 | FALSE | 18962.0898 | 18962.0898 | 10.5379 | 133 | 7.3548e-05 | 2380 | 3652.1529 | 186 | 0.28179 | 154 | 37.4782 | 0.06 | 1810
10123 | FULTON 110258990 | 42561102 | FULTON 1102 | 58990 | TRUE | 971.5045 | 427.9744 | 0.23784 | 6 | 0.00011359 | 1330 | 3017.9754 | 266 | 0.28025 | 155 | 1.6815 |  | 3495
3591 | SANTA YNEZ 1101277014 | 182721101 | SANTA YNEZ 1101 | 277014 | FALSE | 26491.1541 | 8850.8283 | 4.9187 | 149 | 7.4914e-05 | 2333 | 3435.5989 | 208 | 0.28002 | 156 | 41.7232 |  | 2840
2737 | VOLTA 110153118 | 102541101 | VOLTA 1101 | 53118 | FALSE | 15490.2629 | 15490.2629 | 8.6085 | 47 | 5.9428e-05 | 2792 | 5134.3568 | 65 | 0.27952 | 157 | 13.1375 | 0.08 | 1618
9393 | PUTAH CREEK 1103654021 | 63681103 | PUTAH CREEK 1103 | 654021 | TRUE | 1396.0557 | 329.1954 | 0.18294 | 12 | 6.2033e-05 | 2719 | 5297.9521 | 54 | 0.27878 | 158 | 3.3454 |  | 3351
5717 | SHINGLE SPRINGS 210935598 | 153652109 | SHINGLE SPRINGS 2109 | 35598 | FALSE | 17452.8092 | 17452.8092 | 9.6991 | 122 | 0.00012105 | 1163 | 2054.3578 | 443 | 0.27855 | 159 | 33.9836 | 2.42 | 604
1630 | OREGON TRAIL 11041574 | 103521104 | OREGON TRAIL 1104 | 1574 | FALSE | 30217.612 | 27209.5234 | 15.1212 | 221 | 9.7752e-05 | 1698 | 3321.0394 | 222 | 0.27852 | 160 | 61.5533 | 0.1 | 1499
2168 | HOPLAND 11014626 | 42251101 | HOPLAND 1101 | 4626 | FALSE | 50138.0738 | 43527.4256 | 24.1896 | 238 | 9.7355e-05 | 1704 | 2906.275 | 288 | 0.27841 | 161 | 66.2609 | 0.08 | 1626
10275 | SAN MIGUEL 1105873457 | 182661105 | SAN MIGUEL 1105 | 873457 | FALSE | 3228.1461 | 2440.6531 | 1.3564 | 18 | 6.4601e-05 | 2620 | 3816.6955 | 166 | 0.27723 | 162 | 4.9901 |  | 3525
5141 | AUBERRY 1101R2578 | 254151101 | AUBERRY 1101 | R2578 | FALSE | 74560.0099 | 74560.0099 | 41.4355 | 506 | 5.751e-05 | 2848 | 5003.4373 | 77 | 0.27714 | 163 | 140.2335 | 0.12 | 1377
710 | COARSEGOLD 2103CB | 254432103 | COARSEGOLD 2103 | CB | FALSE | 61825.449 | 61825.449 | 34.3585 | 420 | 0.00010575 | 1502 | 2969.029 | 273 | 0.27679 | 164 | 116.2539 | 0.1 | 1498
9397 | BEAR VALLEY 21059570 | 252192105 | BEAR VALLEY 2105 | 9570 | FALSE | 12951.7997 | 12951.7997 | 7.1977 | 59 | 6.9285e-05 | 2498 | 4812.6159 | 92 | 0.27669 | 165 | 16.3249 | 0.03 | 2273
4772 | COARSEGOLD 2102CB | 254432102 | COARSEGOLD 2102 | CB | FALSE | 22596.9807 | 22596.9807 | 12.5579 | 79 | 8.9146e-05 | 1941 | 3040.7048 | 264 | 0.2766 | 166 | 21.851 | 0.05 | 2045
11028 | NARROWS PH 1151CB | 153131151 | NARROWS PH 1151 | CB | TRUE | 286.9891 | 286.9891 | 0.15949 | 2 | 0.00034143 | 96 | 952.1877 | 859 | 0.27613 | 167 | 0.55227 |  | 3629
5439 | KONOCTI 110264664 | 43311102 | KONOCTI 1102 | 64664 | FALSE | 46084.8025 | 44670.3665 | 24.8248 | 263 | 0.00011497 | 1301 | 2595.543 | 331 | 0.27567 | 168 | 72.501 | 7.76 | 441
307 | MOUNTAIN QUARRIES 21011350 | 152282101 | MOUNTAIN QUARRIES 2101 | 1350 | FALSE | 34999.9271 | 34999.9271 | 19.4506 | 212 | 0.00015371 | 714 | 2128.0484 | 418 | 0.27537 | 169 | 58.3793 | 0.14 | 1328
8396 | NORTH DUBLIN 2101MR765 | 14052101 | NORTH DUBLIN 2101 | MR765 | FALSE | 3411.7079 | 3330.9197 | 1.8511 | 15 | 0.00016258 | 618 | 1924.3853 | 466 | 0.2736 | 170 | 4.104 |  | 3219
6379 | PUTAH CREEK 11028352 | 63681102 | PUTAH CREEK 1102 | 8352 | FALSE | 19103.6731 | 10298.4219 | 5.7232 | 133 | 7.7051e-05 | 2286 | 3533.4319 | 197 | 0.27308 | 171 | 36.3202 | 0.04 | 2110
7979 | KONOCTI 1102716 | 43311102 | KONOCTI 1102 | 716 | FALSE | 27459.7262 | 24685.2253 | 13.7184 | 109 | 0.00010173 | 1611 | 2445.3377 | 351 | 0.27295 | 172 | 29.7514 | 0.09 | 1540
1249 | PENRYN 11032198 | 152561103 | PENRYN 1103 | 2198 | FALSE | 33673.9837 | 32552.0609 | 18.0903 | 248 | 0.00015745 | 669 | 1901.3176 | 477 | 0.27291 | 173 | 67.6807 | 5.01 | 498
10021 | OLETA 1101400470 | 163541101 | OLETA 1101 | 400470 | TRUE | 475.2183 | 334.0108 | 0.18562 | 3 | 0.0001432 | 822 | 1757.1387 | 513 | 0.27287 | 174 | 0.81862 |  | 3474
3674 | AUBERRY 1102R309 | 254151102 | AUBERRY 1102 | R309 | FALSE | 13825.8859 | 13825.8859 | 7.6835 | 92 | 4.4689e-05 | 3170 | 5876.5086 | 35 | 0.27286 | 175 | 25.1032 | 0.07 | 1734
1420 | MIDDLETOWN 1102998 | 43141102 | MIDDLETOWN 1102 | 998 | FALSE | 27408.0031 | 23900.855 | 13.2825 | 205 | 0.00011619 | 1266 | 2601.6522 | 329 | 0.27124 | 176 | 55.6044 | 9.39 | 410
6398 | CAYETANO 2109MR572 | 14422109 | CAYETANO 2109 | MR572 | FALSE | 19863.5833 | 13342.8208 | 7.4151 | 80 | 8.353e-05 | 2113 | 3855.5003 | 161 | 0.27121 | 177 | 21.6967 | 0.06 | 1900
6361 | APPLE HILL 21026552 | 153662102 | APPLE HILL 2102 | 6552 | FALSE | 20088.9562 | 20088.9562 | 11.1641 | 139 | 0.00023194 | 279 | 1458.479 | 613 | 0.2712 | 178 | 37.6964 | 0.07 | 1674
5677 | BANGOR 110180670 | 103191101 | BANGOR 1101 | 80670 | FALSE | 26435.3887 | 23201.6685 | 12.8939 | 158 | 9.3264e-05 | 1814 | 3120.2999 | 252 | 0.27059 | 179 | 42.753 | 0.07 | 1687
7666 | JAMESON 1103118944 | 63801103 | JAMESON 1103 | 118944 | FALSE | 8499.846 | 3772.9974 | 2.0968 | 41 | 7.2601e-05 | 2402 | 3739.9482 | 177 | 0.27039 | 180 | 11.0862 |  | 3148
5313 | HIGHLANDS 1103482 | 43361103 | HIGHLANDS 1103 | 482 | FALSE | 41604.9679 | 39433.4736 | 21.9145 | 188 | 8.3389e-05 | 2120 | 3402.5308 | 212 | 0.26975 | 181 | 50.7128 | 0.11 | 1426
5299 | HIGGINS 1109CB | 152691109 | HIGGINS 1109 | CB | FALSE | 37179.8547 | 36440.0989 | 20.251 | 254 | 0.00012368 | 1127 | 2336.1435 | 377 | 0.26784 | 182 | 68.0313 | 0.11 | 1411
7848 | OAKHURST 1101636114 | 254421101 | OAKHURST 1101 | 636114 | FALSE | 32974.1643 | 32974.1643 | 18.3248 | 153 | 5.0431e-05 | 3029 | 5596.4616 | 45 | 0.26702 | 183 | 40.8546 |  | 3171
10324 | SANTA YNEZ 1104564710 | 182721104 | SANTA YNEZ 1104 | 564710 | TRUE | 541.7371 | 273.7323 | 0.15212 | 7 | 4.7515e-05 | 3102 | 4812.031 | 93 | 0.26624 | 184 | 1.8637 |  | 3533
10018 | LINCOLN 1104275986 | 153701104 | LINCOLN 1104 | 275986 | TRUE | 934.5883 | 934.5883 | 0.51938 | 5 | 8.2974e-05 | 2131 | 2938.8625 | 283 | 0.26526 | 185 | 1.3263 |  | 3473
5709 | HIGGINS 110950072 | 152691109 | HIGGINS 1109 | 50072 | FALSE | 68212.3656 | 68212.3656 | 37.9079 | 424 | 8.3823e-05 | 2099 | 2904.6654 | 290 | 0.26524 | 186 | 112.4633 | 0.17 | 1228
3710 | MARIPOSA 210110070 | 254452101 | MARIPOSA 2101 | 10070 | FALSE | 42054.457 | 42054.457 | 23.3711 | 249 | 5.9269e-05 | 2796 | 3802.6518 | 169 | 0.2644 | 187 | 65.835 | 0.16 | 1265
3891 | MARIPOSA 210210880 | 254452102 | MARIPOSA 2102 | 10880 | FALSE | 64212.5757 | 63861.6467 | 35.49 | 362 | 5.4719e-05 | 2925 | 5019.3026 | 74 | 0.2637 | 188 | 95.458 | 0.25 | 1077
1822 | BELL 110750172 | 152701107 | BELL 1107 | 50172 | FALSE | 30233.9103 | 28142.3136 | 15.6396 | 210 | 8.9513e-05 | 1930 | 3226.5987 | 232 | 0.2635 | 189 | 55.3341 | 3.07 | 565
7084 | VACAVILLE 111113652 | 63601111 | VACAVILLE 1111 | 13652 | FALSE | 6914.8485 | 6914.8485 | 3.8428 | 58 | 0.00011431 | 1311 | 2370.7576 | 367 | 0.26339 | 190 | 15.2768 | 4.89 | 502
3429 | CLOVERDALE 1101399855 | 42821101 | CLOVERDALE 1101 | 399855 | FALSE | 4438.9669 | 4409.9199 | 2.4507 | 19 | 0.00012846 | 1040 | 1799.172 | 506 | 0.26331 | 191 | 5.0028 |  | 2826
9762 | HARTLEY 11014710 | 43211101 | HARTLEY 1101 | 4710 | FALSE | 2414.0517 | 2414.0517 | 1.3416 | 18 | 7.3983e-05 | 2359 | 3402.6996 | 211 | 0.26308 | 192 | 4.7355 | 0.06 | 1858
2103 | DOBBINS 11011808 | 153741101 | DOBBINS 1101 | 1808 | FALSE | 25003.3757 | 25003.3757 | 13.8952 | 171 | 0.00012923 | 1021 | 2096.2914 | 428 | 0.26282 | 193 | 44.9426 | 0.09 | 1564
3817 | DESCHUTES 11011380 | 103351101 | DESCHUTES 1101 | 1380 | FALSE | 37070.8959 | 28672.6173 | 15.9343 | 204 | 0.00010398 | 1553 | 2782.7866 | 301 | 0.26207 | 194 | 53.462 | 0.07 | 1696
1392 | SAND CREEK 110345190 | 254601103 | SAND CREEK 1103 | 45190 | FALSE | 60483.5997 | 60483.5997 | 33.6128 | 416 | 4.4054e-05 | 3190 | 5858.6509 | 37 | 0.26095 | 195 | 108.5552 | 0.15 | 1301
4741 | BRENTWOOD 2105B504R | 14592105 | BRENTWOOD 2105 | B504R | FALSE | 18129.2647 | 14074.6887 | 7.8218 | 97 | 9.8714e-05 | 1676 | 3474.2779 | 204 | 0.26071 | 196 | 25.289 | 0.1 | 1494
7636 | VACA DIXON 110118292 | 63591101 | VACA DIXON 1101 | 18292 | TRUE | 8145.543 | 73.0344 | 0.040588 | 73 | 0.00010766 | 1460 | 2089.0547 | 431 | 0.26015 | 197 | 18.9907 | 4.97 | 499
4859 | OREGON TRAIL 1102CB | 103521102 | OREGON TRAIL 1102 | CB | FALSE | 15377.0316 | 15053.0301 | 8.3655 | 98 | 0.00013609 | 918 | 2689.4423 | 314 | 0.25991 | 198 | 25.4708 | 1.45 | 674
1063 | MARIPOSA 210110990 | 254452101 | MARIPOSA 2101 | 10990 | FALSE | 64432.5092 | 64432.5092 | 35.8073 | 390 | 6.2843e-05 | 2688 | 4452.3041 | 112 | 0.25971 | 199 | 101.2865 | 0.23 | 1118
9382 | CORNING 110185162 | 103331101 | CORNING 1101 | 85162 | FALSE | 9267.4821 | 9267.4821 | 5.1502 | 28 | 4.8495e-05 | 3077 | 5246.1165 | 57 | 0.2589 | 200 | 7.2492 | 0.09 | 1512
1035 | CORRAL 110136652 | 162991101 | CORRAL 1101 | 36652 | FALSE | 58152.9177 | 58152.9177 | 32.3175 | 357 | 6.9107e-05 | 2503 | 3912.9423 | 155 | 0.25884 | 201 | 92.4048 | 2.74 | 586
4603 | UPPER LAKE 1101660 | 42871101 | UPPER LAKE 1101 | 660 | FALSE | 15616.9486 | 9914.559 | 5.5099 | 91 | 0.00011219 | 1361 | 2640.3198 | 322 | 0.25883 | 202 | 23.5531 | 0.02 | 2506
521 | WILLITS 1103696 | 42661103 | WILLITS 1103 | 696 | FALSE | 15381.4122 | 10464.5667 | 5.8155 | 87 | 0.00011584 | 1275 | 2155.4593 | 411 | 0.25793 | 203 | 22.4395 | 0.04 | 2141
134 | SAN JOAQUIN #2 1103CB | 252521103 | SAN JOAQUIN #2 1103 | CB | FALSE | 109280.4349 | 109280.4349 | 60.7308 | 589 | 7.6086e-05 | 2305 | 3828.8466 | 165 | 0.25597 | 204 | 150.7655 | 0.64 | 828
3686 | UKIAH 1111534 | 42771111 | UKIAH 1111 | 534 | FALSE | 33775.8497 | 30432.3399 | 16.9123 | 142 | 8.2307e-05 | 2145 | 3212.6445 | 237 | 0.25577 | 205 | 36.3189 | 0.12 | 1397
8712 | ELK CREEK 110193504 | 102781101 | ELK CREEK 1101 | 93504 | FALSE | 4036.8011 | 3461.2366 | 1.9235 | 15 | 6.0933e-05 | 2750 | 4082.5968 | 144 | 0.25426 | 206 | 3.8139 | 0.06 | 1896
10786 | PEABODY 2113873304 | 63642113 | PEABODY 2113 | 873304 | FALSE | 1312.9508 | 1312.9508 | 0.72965 | 5 | 6.945e-05 | 2489 | 4833.6394 | 88 | 0.25419 | 207 | 1.2709 |  | 3605
9423 | CLAY 110359714 | 163341103 | CLAY 1103 | 59714 | FALSE | 7503.916 | 7503.916 | 4.1702 | 34 | 9.4275e-05 | 1786 | 2408.1592 | 360 | 0.25391 | 208 | 8.6328 | 0.04 | 2176
9267 | POTTER VALLEY P H 1105990354 | 42281105 | POTTER VALLEY P H 1105 | 990354 | TRUE | 170.3854 | 170.3854 | 0.094689 | 2 | 0.00030725 | 122 | 583.9962 | 1119 | 0.25341 | 209 | 0.50682 | 0.02 | 2532
4480 | LUCERNE 1106526 | 43351106 | LUCERNE 1106 | 526 | FALSE | 17461.3012 | 16256.6321 | 9.0344 | 100 | 0.00011252 | 1356 | 2700.181 | 312 | 0.25318 | 210 | 25.318 | 0.07 | 1679
3034 | HOPLAND 1101558 | 42251101 | HOPLAND 1101 | 558 | FALSE | 15006.3638 | 4818.3603 | 2.6777 | 72 | 0.00022789 | 291 | 857.3477 | 909 | 0.25266 | 211 | 18.1915 | 0.01 | 2601
4451 | HIGHLANDS 1103568 | 43361103 | HIGHLANDS 1103 | 568 | FALSE | 14789.9903 | 12940.6184 | 7.1915 | 118 | 0.00012911 | 1024 | 2034.9748 | 449 | 0.25222 | 212 | 29.7625 | 0.1 | 1493
5062 | AUBERRY 1102R902 | 254151102 | AUBERRY 1102 | R902 | FALSE | 24261.144 | 24261.144 | 13.4827 | 156 | 6.3332e-05 | 2666 | 4129.7341 | 141 | 0.25137 | 213 | 39.2136 | 0.07 | 1688
5371 | SUNOL 1101MR169 | 14241101 | SUNOL 1101 | MR169 | FALSE | 15006.414 | 4976.4795 | 2.7656 | 96 | 9.4566e-05 | 1776 | 2310.912 | 383 | 0.25044 | 214 | 24.0426 | 0.02 | 2435
8139 | LAS GALLINAS A 110599904 | 42991105 | LAS GALLINAS A 1105 | 99904 | FALSE | 8949.4853 | 8949.4853 | 4.9735 | 54 | 0.00018177 | 500 | 1184.3918 | 739 | 0.25006 | 215 | 13.5032 | 39.72 | 187
4462 | WILLITS 110337504 | 42661103 | WILLITS 1103 | 37504 | FALSE | 5704.6998 | 1890.9339 | 1.0509 | 41 | 0.00013442 | 938 | 1727.1376 | 519 | 0.24974 | 216 | 10.2392 | 0.02 | 2505
4593 | POSO MOUNTAIN 2101CB | 253642101 | POSO MOUNTAIN 2101 | CB | FALSE | 6924.1001 | 6924.1001 | 3.848 | 22 | 5.902e-05 | 2806 | 4006.0392 | 149 | 0.24862 | 217 | 5.4697 | 0.07 | 1691
6909 | WYANDOTTE 1109702710 | 102911109 | WYANDOTTE 1109 | 702710 | FALSE | 7335.7671 | 4286.5556 | 2.3822 | 49 | 0.00021702 | 330 | 1323.547 | 672 | 0.24845 | 218 | 12.174 |  | 3072
9944 | WYANDOTTE 110366146 | 102911103 | WYANDOTTE 1103 | 66146 | TRUE | 252.3083 | 252.3083 | 0.14022 | 4 | 0.00010984 | 1414 | 2698.6732 | 313 | 0.24793 | 219 | 0.99171 | 0.12 | 1382
10031 | SOLEDAD 2102346006 | 182052102 | SOLEDAD 2102 | 346006 | FALSE | 3918.3073 | 3650.4625 | 2.0287 | 5 | 7.7555e-05 | 2277 | 3061.2643 | 262 | 0.24765 | 220 | 1.2382 |  | 3479
905 | CORNING 110290036 | 103331102 | CORNING 1102 | 90036 | FALSE | 23187.5221 | 21561.1762 | 11.9823 | 87 | 7.3822e-05 | 2364 | 4520.2585 | 105 | 0.24724 | 221 | 21.5103 | 0.1 | 1505
5847 | OAKHURST 11035732 | 254421103 | OAKHURST 1103 | 5732 | FALSE | 5445.3198 | 5445.3198 | 3.0261 | 37 | 5.3285e-05 | 2956 | 4484.9828 | 109 | 0.24719 | 222 | 9.1461 | 0.14 | 1324
5505 | MARIPOSA 210237282 | 254452102 | MARIPOSA 2102 | 37282 | FALSE | 96262.8931 | 86430.7687 | 48.0325 | 498 | 6.5439e-05 | 2602 | 4244.8756 | 134 | 0.24522 | 223 | 122.1205 | 0.36 | 969
4841 | OAKHURST 110363334 | 254421103 | OAKHURST 1103 | 63334 | FALSE | 27819.9713 | 27819.9713 | 15.4605 | 154 | 5.0298e-05 | 3032 | 5273.9392 | 55 | 0.24446 | 224 | 37.6467 | 10.23 | 400
8342 | BANGOR 110131502 | 103191101 | BANGOR 1101 | 31502 | FALSE | 19104.3686 | 19104.3686 | 10.6169 | 102 | 0.00014287 | 828 | 1982.4694 | 459 | 0.24429 | 225 | 24.9173 | 0.08 | 1616
9205 | POINT MORETTI 110135874 | 82931101 | POINT MORETTI 1101 | 35874 | TRUE | 329.4831 | 329.4831 | 0.1831 | 4 | 0.0002322 | 276 | 974.717 | 846 | 0.24298 | 226 | 0.97191 | 0.03 | 2258
2854 | SHINGLE SPRINGS 21099372 | 153652109 | SHINGLE SPRINGS 2109 | 9372 | FALSE | 28750.7098 | 28750.7098 | 15.9777 | 190 | 0.00012144 | 1159 | 1860.3939 | 487 | 0.24281 | 227 | 46.1342 | 6.15 | 472
10573 | GEYSERVILLE 1102756 | 42891102 | GEYSERVILLE 1102 | 756 | TRUE | 948.4078 | 948.4078 | 0.52706 | 7 | 0.00037409 | 76 | 1141.7089 | 757 | 0.24238 | 228 | 1.6966 | 0.02 | 2431
6313 | SAN MIGUEL 1104N60 | 182661104 | SAN MIGUEL 1104 | N60 | FALSE | 14171.0101 | 13316.658 | 7.4005 | 66 | 6.3749e-05 | 2655 | 3875.817 | 160 | 0.24236 | 229 | 15.9958 | 0.04 | 2143
2085 | LINCOLN 1104685276 | 153701104 | LINCOLN 1104 | 685276 | FALSE | 34821.9656 | 10432.3869 | 5.7976 | 216 | 7.8086e-05 | 2256 | 3212.4401 | 238 | 0.24208 | 230 | 52.2897 |  | 2761
7825 | HORSESHOE 1101416226 | 152571101 | HORSESHOE 1101 | 416226 | TRUE | 397.9238 | 186.6616 | 0.10373 | 5 | 8.4899e-05 | 2065 | 2680.4211 | 316 | 0.24182 | 231 | 1.2091 |  | 3167
9295 | BROWNS VALLEY 110117011 | 152921101 | BROWNS VALLEY 1101 | 17011 | FALSE | 3005.3172 | 3005.3172 | 1.6702 | 22 | 9.7443e-05 | 1702 | 2978.7374 | 270 | 0.24153 | 232 | 5.3136 | 0.07 | 1747
1428 | ZACA 1102Y02 | 182681102 | ZACA 1102 | Y02 | FALSE | 21138.3499 | 16812.4916 | 9.3433 | 158 | 6.2768e-05 | 2691 | 3729.2174 | 180 | 0.24142 | 233 | 38.1442 | 0.07 | 1717
6825 | OLETA 1102186326 | 163541102 | OLETA 1102 | 186326 | FALSE | 20743.7329 | 19088.8539 | 10.6083 | 123 | 0.00011431 | 1312 | 2157.6907 | 410 | 0.24114 | 234 | 29.6596 |  | 3066
7670 | STANISLAUS 1702CB | 162821702 | STANISLAUS 1702 | CB | FALSE | 13066.3244 | 13066.3244 | 7.2614 | 67 | 0.00015785 | 665 | 1253.7272 | 700 | 0.24096 | 235 | 16.1444 | 0.13 | 1360
9773 | MADISON 2101117644 | 63172101 | MADISON 2101 | 117644 | FALSE | 3757.3782 | 1080.3525 | 0.60039 | 12 | 9.3021e-05 | 1820 | 2949.3645 | 280 | 0.23987 | 236 | 2.8784 |  | 3416
10170 | PUTAH CREEK 1105617260 | 63681105 | PUTAH CREEK 1105 | 617260 | FALSE | 4545.7003 | 1876.8402 | 1.043 | 15 | 9.4125e-05 | 1791 | 3143.4533 | 249 | 0.2396 | 237 | 3.5941 |  | 3506
10828 | BUELLTON 110163389 | 183041101 | BUELLTON 1101 | 63389 | TRUE | 391.5938 | 0 | 0 | 2 | 0.00010287 | 1573 | 1639.5129 | 547 | 0.23935 | 238 | 0.47871 |  | 3610
8291 | CLEAR LAKE 1102904 | 42141102 | CLEAR LAKE 1102 | 904 | FALSE | 5777.0339 | 5445.6493 | 3.0263 | 30 | 9.2995e-05 | 1822 | 2564.652 | 336 | 0.23862 | 239 | 7.1587 | 1.48 | 670
6235 | SHINGLE SPRINGS 210519522 | 153652105 | SHINGLE SPRINGS 2105 | 19522 | FALSE | 16493.1882 | 15565.1755 | 8.6501 | 113 | 8.878e-05 | 1959 | 3187.9029 | 244 | 0.23827 | 240 | 26.9251 | 34.17 | 216
9843 | SUNOL 1101MR387 | 14241101 | SUNOL 1101 | MR387 | FALSE | 8072.5307 | 8065.9096 | 4.4825 | 24 | 6.2945e-05 | 2681 | 3500.2914 | 201 | 0.23776 | 241 | 5.7062 | 0.06 | 1882
109 | WISE 11022054 | 152271102 | WISE 1102 | 2054 | FALSE | 20940.0353 | 20940.0353 | 11.6371 | 147 | 0.00010429 | 1544 | 2815.7078 | 298 | 0.23735 | 242 | 34.8898 | 3.46 | 547
9387 | ANTELOPE 1101318686 | 252021101 | ANTELOPE 1101 | 318686 | FALSE | 4853.6414 | 2345.6024 | 1.3035 | 7 | 6.5096e-05 | 2607 | 3652.241 | 185 | 0.23683 | 243 | 1.6578 |  | 3349
2465 | JESSUP 11021314 | 103441102 | JESSUP 1102 | 1314 | FALSE | 23311.1376 | 9677.7607 | 5.3783 | 161 | 8.2165e-05 | 2148 | 3017.906 | 267 | 0.23664 | 244 | 38.0983 | 1.18 | 703
4610 | KERCKHOFF 1101R353 | 252561101 | KERCKHOFF 1101 | R353 | FALSE | 22190.5443 | 22190.5443 | 12.332 | 53 | 3.7075e-05 | 3313 | 6512.8186 | 18 | 0.23576 | 245 | 12.4952 | 0.07 | 1773
7566 | CORRAL 110112608 | 162991101 | CORRAL 1101 | 12608 | FALSE | 27131.1027 | 27131.1027 | 15.0777 | 187 | 6.2935e-05 | 2683 | 3772.462 | 174 | 0.23545 | 246 | 44.029 | 11.8 | 381
5704 | SHEPHERD 2111707358 | 252062111 | SHEPHERD 2111 | 707358 | FALSE | 37001.2559 | 30537.9753 | 16.971 | 219 | 4.1347e-05 | 3238 | 5721.8442 | 41 | 0.23489 | 247 | 51.4409 |  | 2974
10861 | PEORIA 170492888 | 163781704 | PEORIA 1704 | 92888 | TRUE | 765.3621 | 400.6025 | 0.22263 | 4 | 0.00010691 | 1480 | 2347.6932 | 375 | 0.23471 | 248 | 0.93885 | 0.01 | 2581
5055 | FROGTOWN 17028482 | 163451702 | FROGTOWN 1702 | 8482 | FALSE | 23390.9929 | 23390.9929 | 12.9992 | 117 | 0.00010252 | 1587 | 2287.3259 | 386 | 0.23437 | 249 | 27.4214 | 0.05 | 2057
10192 | MADISON 2101725408 | 63172101 | MADISON 2101 | 725408 | FALSE | 2105.6406 | 1530.1897 | 0.85038 | 9 | 9.3021e-05 | 1821 | 2838.0743 | 294 | 0.23427 | 250 | 2.1085 |  | 3511
852 | PASO ROBLES 1104R56 | 182611104 | PASO ROBLES 1104 | R56 | FALSE | 19965.7505 | 18526.1855 | 10.2956 | 117 | 9.8997e-05 | 1669 | 2922.3966 | 284 | 0.2342 | 251 | 27.401 | 1.75 | 644
9420 | FRENCH GULCH 11011892 | 103381101 | FRENCH GULCH 1101 | 1892 | FALSE | 5154.3447 | 5154.3447 | 2.8644 | 12 | 0.00011418 | 1317 | 1393.5299 | 640 | 0.23339 | 252 | 2.8006 | 0.06 | 1887
2713 | ELK CREEK 110137334 | 102781101 | ELK CREEK 1101 | 37334 | FALSE | 15392.9848 | 15392.9848 | 8.5544 | 70 | 5.2877e-05 | 2973 | 4838.4242 | 87 | 0.23311 | 253 | 16.3175 | 0.07 | 1730
8722 | POSO MOUNTAIN 21033988 | 253642103 | POSO MOUNTAIN 2103 | 3988 | FALSE | 29512.4633 | 27217.7374 | 15.1258 | 68 | 4.0141e-05 | 3264 | 5944.554 | 32 | 0.23303 | 254 | 15.8463 | 0.1 | 1471
6130 | OREGON TRAIL 1104CB | 103521104 | OREGON TRAIL 1104 | CB | FALSE | 23543.7827 | 17030.244 | 9.4643 | 164 | 0.00014109 | 852 | 1638.3807 | 548 | 0.23182 | 255 | 38.0188 | 0.08 | 1577
6781 | PALMER 1101M84 | 183031101 | PALMER 1101 | M84 | FALSE | 39352.9214 | 37718.995 | 20.9617 | 145 | 7.1467e-05 | 2434 | 3431.3832 | 209 | 0.23169 | 256 | 33.5958 | 0.05 | 2018
7251 | PASO ROBLES 1103N58 | 182611103 | PASO ROBLES 1103 | N58 | FALSE | 11929.7838 | 7319.6094 | 4.0678 | 91 | 8.9683e-05 | 1923 | 2958.7213 | 277 | 0.23099 | 257 | 21.0205 | 1.43 | 676
9345 | CHOLAME 21025597 | 182562102 | CHOLAME 2102 | 5597 | FALSE | 8229.9238 | 8229.9238 | 4.5736 | 22 | 5.7292e-05 | 2855 | 4008.4187 | 148 | 0.23009 | 258 | 5.062 | 0.06 | 1847
6582 | UPPER LAKE 1101412 | 42871101 | UPPER LAKE 1101 | 412 | FALSE | 27547.3528 | 16599.9817 | 9.2252 | 152 | 9.7196e-05 | 1709 | 2705.0187 | 311 | 0.23008 | 259 | 34.9724 | 0.04 | 2122
7180 | PASO ROBLES 11032731 | 182611103 | PASO ROBLES 1103 | 2731 | FALSE | 2630.6286 | 2630.6286 | 1.4619 | 13 | 8.1626e-05 | 2166 | 3132.5166 | 251 | 0.2296 | 260 | 2.9847 | 0.25 | 1088
6731 | DEL MAR 2109CB | 152582109 | DEL MAR 2109 | CB | FALSE | 9780.4489 | 2376.9126 | 1.3209 | 72 | 0.00018501 | 472 | 1136.289 | 760 | 0.22956 | 261 | 16.5281 | 0.02 | 2474
4193 | ANDERSON 1103226050 | 103261103 | ANDERSON 1103 | 226050 | FALSE | 24153.2004 | 7845.4549 | 4.36 | 160 | 0.00012494 | 1099 | 1958.1377 | 463 | 0.22913 | 262 | 36.6601 |  | 2875
2449 | COARSEGOLD 210410400 | 254432104 | COARSEGOLD 2104 | 10400 | FALSE | 72169.1615 | 68567.3531 | 38.1052 | 539 | 6.3171e-05 | 2673 | 4382.9111 | 117 | 0.22826 | 263 | 123.0305 | 0.67 | 815
6456 | HIGGINS 110950078 | 152691109 | HIGGINS 1109 | 50078 | FALSE | 77925.0015 | 77925.0015 | 43.3055 | 427 | 6.6516e-05 | 2573 | 3492.1838 | 203 | 0.22791 | 264 | 97.3194 | 0.18 | 1215
6171 | WYANDOTTE 110737472 | 102911107 | WYANDOTTE 1107 | 37472 | FALSE | 23988.0552 | 14935.9015 | 8.3004 | 157 | 0.00012968 | 1013 | 1878.4311 | 481 | 0.22739 | 265 | 35.7007 | 0.05 | 2001
1604 | COARSEGOLD 210310820 | 254432103 | COARSEGOLD 2103 | 10820 | FALSE | 46507.9226 | 46392.4448 | 25.7818 | 327 | 6.2605e-05 | 2698 | 4312.1018 | 124 | 0.2269 | 266 | 74.1966 | 0.19 | 1188
3581 | JESSUP 110296554 | 103441102 | JESSUP 1102 | 96554 | FALSE | 23931.0858 | 12987.3897 | 7.2175 | 172 | 7.0376e-05 | 2458 | 3307.1204 | 223 | 0.22645 | 267 | 38.9486 | 1.68 | 653
10176 | CLARK ROAD 1102CB | 103091102 | CLARK ROAD 1102 | CB | FALSE | 2444.9029 | 1435.1005 | 0.79753 | 20 | 0.0002022 | 389 | 1029.6753 | 809 | 0.22632 | 268 | 4.5263 | 0.01 | 2599
1714 | BUELLTON 1102Y50 | 183041102 | BUELLTON 1102 | Y50 | FALSE | 20651.346 | 17101.0403 | 9.5036 | 147 | 6.643e-05 | 2578 | 3157.5997 | 246 | 0.22624 | 269 | 33.2573 | 4.23 | 523
2661 | CLAY 11031230 | 163341103 | CLAY 1103 | 1230 | FALSE | 31242.042 | 27069.5791 | 15.0435 | 136 | 8.4359e-05 | 2080 | 2820.2882 | 297 | 0.22608 | 270 | 30.7471 | 0.08 | 1627
511 | COTTONWOOD 11029026 | 102931102 | COTTONWOOD 1102 | 9026 | FALSE | 39327.0742 | 20154.6992 | 11.2006 | 282 | 7.3532e-05 | 2382 | 3010.4191 | 268 | 0.22599 | 271 | 63.7295 | 0.04 | 2131
5682 | CLOVERDALE 1102672 | 42821102 | CLOVERDALE 1102 | 672 | FALSE | 35787.4101 | 35088.8854 | 19.5001 | 140 | 0.00010502 | 1528 | 2485.285 | 343 | 0.22571 | 272 | 31.5995 | 0.66 | 819
920 | RED BLUFF 11041630 | 103541104 | RED BLUFF 1104 | 1630 | FALSE | 22751.2492 | 4020.9242 | 2.2346 | 152 | 5.7083e-05 | 2858 | 3897.064 | 159 | 0.22562 | 273 | 34.2944 | 0.02 | 2518
6155 | AUBERRY 1101R2839 | 254151101 | AUBERRY 1101 | R2839 | FALSE | 20608.9537 | 20608.9537 | 11.4531 | 121 | 6.3713e-05 | 2657 | 3802.0162 | 170 | 0.22501 | 274 | 27.2266 | 0.07 | 1746
252 | CLARK ROAD 11022582 | 103091102 | CLARK ROAD 1102 | 2582 | FALSE | 33578.71 | 32011.0943 | 17.7896 | 186 | 8.3332e-05 | 2124 | 2966.3342 | 275 | 0.22449 | 275 | 41.7559 | 0.31 | 999
5168 | CORNING 11021622 | 103331102 | CORNING 1102 | 1622 | FALSE | 54701.9644 | 54701.9644 | 30.3997 | 126 | 4.7554e-05 | 3098 | 5068.1116 | 70 | 0.22413 | 276 | 28.2406 | 0.15 | 1289
2620 | AUBERRY 1101R2579 | 254151101 | AUBERRY 1101 | R2579 | FALSE | 56162.7607 | 56162.7607 | 31.2115 | 286 | 4.3679e-05 | 3195 | 4995.9654 | 78 | 0.22394 | 277 | 64.0469 | 0.05 | 1982
7109 | AUBERRY 1102R1013 | 254151102 | AUBERRY 1102 | R1013 | FALSE | 20054.4308 | 20054.4308 | 11.1449 | 132 | 5.2064e-05 | 2991 | 4310.3961 | 125 | 0.22385 | 278 | 29.5483 | 0.08 | 1599
1039 | SILVERADO 2104726 | 43432104 | SILVERADO 2104 | 726 | FALSE | 56301.3396 | 48875.2274 | 27.1616 | 263 | 0.00010365 | 1558 | 2367.3738 | 368 | 0.22347 | 279 | 58.7725 | 5.19 | 495
8364 | PEORIA 1705CB | 163781705 | PEORIA 1705 | CB | FALSE | 11342.4728 | 11342.4728 | 6.3034 | 33 | 9.1397e-05 | 1864 | 1823.5922 | 499 | 0.22294 | 280 | 7.3571 | 1.24 | 696
42 | CEDAR CREEK 11011664 | 103321101 | CEDAR CREEK 1101 | 1664 | FALSE | 47581.2918 | 47581.2918 | 26.4425 | 244 | 0.00016153 | 624 | 1257.5627 | 697 | 0.22209 | 281 | 54.1896 | 0.09 | 1544
8613 | ZACA 1101Y72 | 182681101 | ZACA 1101 | Y72 | FALSE | 10347.4182 | 10265.6354 | 5.705 | 36 | 7.4862e-05 | 2335 | 2941.2416 | 282 | 0.2213 | 282 | 7.967 | 0.05 | 1994
5656 | PANORAMA 1102508502 | 103461102 | PANORAMA 1102 | 508502 | FALSE | 25902.2253 | 18917.893 | 10.5133 | 115 | 8.1215e-05 | 2178 | 2793.3826 | 300 | 0.22043 | 283 | 25.3491 |  | 2971
2018 | SMARTVILLE 1101CB | 153791101 | SMARTVILLE 1101 | CB | FALSE | 26399.8993 | 26026.0287 | 14.4635 | 152 | 0.00012844 | 1042 | 2226.2508 | 395 | 0.21931 | 284 | 33.3354 | 0.08 | 1659
8459 | CAYETANO 21099504 | 14422109 | CAYETANO 2109 | 9504 | FALSE | 23288.5561 | 23283.8699 | 12.9396 | 97 | 5.1866e-05 | 2997 | 4524.1542 | 104 | 0.21922 | 285 | 21.2645 | 0.67 | 812
3475 | SO. CAL. EDISON #3 1101CB | 258861101 | SO. CAL. EDISON #3 1101 | CB | FALSE | 13738.3645 | 13738.3645 | 7.6349 | 32 | 4.0322e-05 | 3260 | 5713.5203 | 42 | 0.21869 | 286 | 6.998 | 0.06 | 1881
5637 | NARROWS 2101CB | 153132101 | NARROWS 2101 | CB | FALSE | 25047.8448 | 25047.8448 | 13.9199 | 65 | 0.00013384 | 945 | 2147.2351 | 413 | 0.21823 | 287 | 14.185 | 0.06 | 1867
8049 | BROWNS VALLEY 110136622 | 152921101 | BROWNS VALLEY 1101 | 36622 | FALSE | 15095.8174 | 8277.82 | 4.6003 | 42 | 0.00010696 | 1475 | 1906.2139 | 474 | 0.21771 | 288 | 9.1438 | 0.01 | 2620
5251 | WYANDOTTE 110313018 | 102911103 | WYANDOTTE 1103 | 13018 | FALSE | 2657.2717 | 1090.3862 | 0.60596 | 20 | 0.00024176 | 241 | 916.9696 | 877 | 0.21662 | 289 | 4.3325 | 0.04 | 2205
7438 | OREGON TRAIL 1103CB | 103521103 | OREGON TRAIL 1103 | CB | FALSE | 4716.8976 | 4354.341 | 2.4199 | 38 | 0.00020157 | 391 | 1548.9969 | 580 | 0.21644 | 290 | 8.2246 | 0.07 | 1689
9233 | PASO ROBLES 1103N52 | 182611103 | PASO ROBLES 1103 | N52 | FALSE | 10571.3698 | 10571.3698 | 5.8749 | 32 | 0.00016961 | 565 | 1370.1644 | 652 | 0.21643 | 291 | 6.9258 | 0.06 | 1851
5544 | TYLER 11051536 | 103571105 | TYLER 1105 | 1536 | FALSE | 29066.1076 | 28603.8149 | 15.8961 | 79 | 4.6575e-05 | 3124 | 4923.7257 | 83 | 0.21608 | 292 | 17.0703 | 0.07 | 1705
8708 | PUTAH CREEK 1105665952 | 63681105 | PUTAH CREEK 1105 | 665952 | TRUE | 1521.662 | 243.3824 | 0.13526 | 13 | 7.1774e-05 | 2427 | 3135.666 | 250 | 0.21591 | 293 | 2.8069 |  | 3252
9580 | SUMMIT 110147786 | 152591101 | SUMMIT 1101 | 47786 | FALSE | 2915.7036 | 2915.7036 | 1.6204 | 13 | 8.7369e-05 | 2003 | 2875.37 | 291 | 0.21513 | 294 | 2.7967 | 0.01 | 2571
10253 | CLOVERDALE 1102736078 | 42821102 | CLOVERDALE 1102 | 736078 | TRUE | 432.8669 | 373.6781 | 0.20767 | 3 | 6.8384e-05 | 2526 | 3199.3848 | 241 | 0.2146 | 295 | 0.64381 |  | 3522
10589 | DEL MAR 2109306972 | 152582109 | DEL MAR 2109 | 306972 | TRUE | 120.3234 | 83.4407 | 0.046371 | 2 | 0.00015818 | 661 | 1356.3524 | 660 | 0.21455 | 296 | 0.4291 |  | 3576
9314 | CALPINE 1146CB | 48011146 | CALPINE 1146 | CB | FALSE | 4947.493 | 4947.493 | 2.7495 | 21 | 0.00013269 | 965 | 2090.7818 | 430 | 0.21399 | 297 | 4.4937 | 0.32 | 995
5389 | BEAR VALLEY 210511210 | 252192105 | BEAR VALLEY 2105 | 11210 | FALSE | 27492.7886 | 27492.7886 | 15.2787 | 139 | 4.899e-05 | 3064 | 4555.1801 | 103 | 0.21387 | 298 | 29.7273 | 0.02 | 2413
9003 | HARTLEY 1102385838 | 43211102 | HARTLEY 1102 | 385838 | FALSE | 2645.3497 | 2006.1588 | 1.1149 | 11 | 9.3256e-05 | 1815 | 1869.8054 | 483 | 0.21349 | 299 | 2.3484 |  | 3295
4243 | CLAYTON 22122944 | 12022212 | CLAYTON 2212 | 2944 | FALSE | 24391.9365 | 24262.4198 | 13.4834 | 148 | 5.6051e-05 | 2885 | 4103.8075 | 143 | 0.21331 | 300 | 31.5694 | 0.08 | 1576
3022 | DESCHUTES 11041582 | 103351104 | DESCHUTES 1104 | 1582 | FALSE | 24298.6245 | 10265.1395 | 5.7047 | 173 | 8.393e-05 | 2096 | 2774.3491 | 305 | 0.21327 | 301 | 36.8955 | 0.05 | 1927
5186 | DUNLAP 11027360 | 254061102 | DUNLAP 1102 | 7360 | FALSE | 14342.2552 | 14342.2552 | 7.9705 | 83 | 5.7731e-05 | 2844 | 3097.6367 | 256 | 0.21272 | 302 | 17.6557 | 0 | 2643
7188 | UPPER LAKE 1101472084 | 42871101 | UPPER LAKE 1101 | 472084 | FALSE | 11718.4795 | 7454.711 | 4.1428 | 66 | 0.00014287 | 829 | 1759.7585 | 512 | 0.21229 | 303 | 14.0108 | 0.03 | 2360
1958 | CURTIS 170411290 | 163351704 | CURTIS 1704 | 11290 | FALSE | 12662.0411 | 12662.0411 | 7.0367 | 75 | 8.7993e-05 | 1982 | 2545.3939 | 339 | 0.21224 | 304 | 15.9178 | 0.1 | 1455
10301 | SCE VEGAS 1701CB | 188881701 | SCE VEGAS 1701 | CB | TRUE | 168.4127 | 168.4127 | 0.093593 | 1 | 9.0971e-05 | 1882 | 2332.6265 | 379 | 0.2122 | 305 | 0.2122 | 0.27 | 1058
4384 | AUBERRY 110237466 | 254151102 | AUBERRY 1102 | 37466 | FALSE | 50978.0825 | 50460.2287 | 28.0424 | 345 | 3.2323e-05 | 3395 | 6743.7065 | 13 | 0.21127 | 306 | 72.8874 | 0.08 | 1598
2676 | BUELLTON 1102CB | 183041102 | BUELLTON 1102 | CB | FALSE | 22068.3915 | 11401.8921 | 6.3364 | 148 | 5.6901e-05 | 2864 | 2830.5359 | 295 | 0.21085 | 307 | 31.2055 | 1.66 | 655
5276 | SANTA YNEZ 110477098 | 182721104 | SANTA YNEZ 1104 | 77098 | FALSE | 20978.2648 | 19250.5668 | 10.6982 | 112 | 5.0472e-05 | 3025 | 4289.2504 | 127 | 0.21042 | 308 | 23.5673 | 2.69 | 589
7565 | SILVERADO 2104806 | 43432104 | SILVERADO 2104 | 806 | FALSE | 55052.2104 | 33831.6044 | 18.8014 | 229 | 9.1806e-05 | 1850 | 2097.6482 | 426 | 0.21008 | 309 | 48.1076 | 0.15 | 1276
1159 | LONE TREE 210521210 | 13232105 | LONE TREE 2105 | 21210 | FALSE | 26056.9931 | 20686.2377 | 11.496 | 111 | 5.4908e-05 | 2916 | 4309.2408 | 126 | 0.20896 | 310 | 23.1943 | 0.06 | 1808
1515 | WYANDOTTE 110979932 | 102911109 | WYANDOTTE 1109 | 79932 | FALSE | 52854.9374 | 35504.8505 | 19.7312 | 345 | 8.0348e-05 | 2196 | 2706.2696 | 310 | 0.20828 | 311 | 71.8562 | 0.1 | 1497
4727 | REDBUD 1101454 | 43191101 | REDBUD 1101 | 454 | FALSE | 8909.2195 | 8909.2195 | 4.9512 | 54 | 6.6514e-05 | 2574 | 3069.2553 | 261 | 0.20738 | 312 | 11.1984 | 0.38 | 962
2411 | MARIPOSA 210190180 | 254452101 | MARIPOSA 2101 | 90180 | FALSE | 7976.0066 | 7976.0066 | 4.4325 | 49 | 5.4502e-05 | 2932 | 3678.4222 | 183 | 0.20688 | 313 | 10.1373 | 0.02 | 2514
6630 | MIDDLETOWN 1101644756 | 43141101 | MIDDLETOWN 1101 | 644756 | FALSE | 31848.1753 | 27875.8932 | 15.4916 | 163 | 0.00011577 | 1279 | 1915.4825 | 470 | 0.20636 | 314 | 33.6372 |  | 3049
8301 | ELK CREEK 11012002 | 102781101 | ELK CREEK 1101 | 2002 | FALSE | 48391.7593 | 35045.7729 | 19.4761 | 109 | 5.5059e-05 | 2908 | 4261.2835 | 130 | 0.20473 | 315 | 22.3155 | 0.05 | 1965
1537 | BELL 11072400 | 152701107 | BELL 1107 | 2400 | FALSE | 44680.5549 | 41414.8349 | 23.0156 | 320 | 0.00010832 | 1445 | 2117.8289 | 423 | 0.20423 | 316 | 65.3543 | 10.83 | 393
2016 | PETALUMA C 1108296 | 42631108 | PETALUMA C 1108 | 296 | FALSE | 23764.0701 | 23764.0701 | 13.2065 | 123 | 8.734e-05 | 2004 | 2337.6554 | 376 | 0.20401 | 317 | 25.0928 | 6.9 | 457
1327 | DESCHUTES 1104CB | 103351104 | DESCHUTES 1104 | CB | FALSE | 39932.7775 | 21735.4144 | 12.0791 | 273 | 0.00010469 | 1537 | 2355.7077 | 371 | 0.20316 | 318 | 55.4629 | 0.09 | 1519
10175 | JESSUP 1102936897 | 103441102 | JESSUP 1102 | 936897 | TRUE | 1562.7499 | 665.5519 | 0.36987 | 12 | 0.00014733 | 769 | 1798.1732 | 507 | 0.20267 | 319 | 2.432 |  | 3507
2512 | CLAY 110334338 | 163341103 | CLAY 1103 | 34338 | FALSE | 16775.5793 | 15726.6133 | 8.7398 | 66 | 6.79e-05 | 2539 | 3085.8385 | 258 | 0.2022 | 320 | 13.3455 | 0.08 | 1669
3530 | AUBERRY 1102R2850 | 254151102 | AUBERRY 1102 | R2850 | FALSE | 42428.4265 | 42428.4265 | 23.5789 | 222 | 3.6057e-05 | 3337 | 5548.3018 | 47 | 0.20166 | 321 | 44.7693 | 0.17 | 1244
4238 | NORTH BRANCH 1101CB | 163231101 | NORTH BRANCH 1101 | CB | FALSE | 32934.7957 | 25410.3119 | 14.1214 | 114 | 0.00011157 | 1381 | 1859.3886 | 488 | 0.20132 | 322 | 22.9503 | 0.04 | 2202
11083 | NARROWS 2104CB | 153132104 | NARROWS 2104 | CB | TRUE | 4.572 | 4.572 | 0.0025408 | 1 | 0.00012264 | 1138 | 1641.5431 | 545 | 0.20132 | 323 | 0.20132 | 0.02 | 2423
389 | VASCO 1102MR176 | 13751102 | VASCO 1102 | MR176 | FALSE | 68684.3236 | 62474.1803 | 34.719 | 256 | 5.5783e-05 | 2894 | 3634.7993 | 187 | 0.20121 | 324 | 51.5086 | 0.19 | 1184
7455 | SAN MIGUEL 1104514987 | 182661104 | SAN MIGUEL 1104 | 514987 | FALSE | 21614.682 | 13379.7927 | 7.4356 | 63 | 4.6195e-05 | 3132 | 4320.4063 | 122 | 0.20048 | 325 | 12.6303 |  | 3128
7507 | NORTH BRANCH 110111158 | 163231101 | NORTH BRANCH 1101 | 11158 | FALSE | 47609.4929 | 20499.8935 | 11.3925 | 229 | 9.6418e-05 | 1721 | 2379.6196 | 364 | 0.20008 | 326 | 45.8175 | 0.06 | 1777
3193 | AUBERRY 1101R314 | 254151101 | AUBERRY 1101 | R314 | FALSE | 71701.2396 | 68245.5324 | 37.9263 | 390 | 3.2526e-05 | 3393 | 6228.9607 | 25 | 0.20004 | 327 | 78.017 | 0.11 | 1437
1293 | MIDDLETOWN 11014646 | 43141101 | MIDDLETOWN 1101 | 4646 | FALSE | 29868.2951 | 29868.2951 | 16.5988 | 165 | 0.00010487 | 1531 | 2139.2524 | 415 | 0.19983 | 328 | 32.9712 | 36.87 | 205
9642 | LUCERNE 11034200 | 43351103 | LUCERNE 1103 | 4200 | FALSE | 7940.3444 | 6495.7462 | 3.6099 | 37 | 0.00011057 | 1400 | 2908.2309 | 287 | 0.19927 | 329 | 7.3729 | 0.05 | 1995
7729 | AUBERRY 110149122 | 254151101 | AUBERRY 1101 | 49122 | FALSE | 6376.3554 | 6376.3554 | 3.5436 | 40 | 4.9196e-05 | 3060 | 3584.6164 | 191 | 0.19907 | 330 | 7.9627 | 1.33 | 682
464 | WOODACRE 110196844 | 43021101 | WOODACRE 1101 | 96844 | FALSE | 9556.2941 | 9556.2941 | 5.3108 | 63 | 0.00023552 | 260 | 862.5947 | 906 | 0.19881 | 331 | 12.5249 | 46.48 | 142
4726 | SHINGLE SPRINGS 210985766 | 153652109 | SHINGLE SPRINGS 2109 | 85766 | FALSE | 29746.7523 | 29746.7523 | 16.5313 | 166 | 0.00013073 | 996 | 2062.5576 | 442 | 0.19865 | 332 | 32.9759 | 0.1 | 1495
9424 | VINEYARD 2110391250 | 14502110 | VINEYARD 2110 | 391250 | FALSE | 1481.3226 | 1481.3226 | 0.82322 | 3 | 0.00010172 | 1612 | 1985.1612 | 457 | 0.19841 | 333 | 0.59524 |  | 3356
308 | CALPINE 1144CB | 48011144 | CALPINE 1144 | CB | FALSE | 42270.0145 | 42270.0145 | 23.4909 | 131 | 0.00014762 | 766 | 1407.8483 | 633 | 0.19817 | 334 | 25.9607 | 0.25 | 1086
7335 | UPPER LAKE 11011276 | 42871101 | UPPER LAKE 1101 | 1276 | FALSE | 20806.9121 | 20806.9121 | 11.5631 | 116 | 9.8156e-05 | 1687 | 2220.124 | 397 | 0.19794 | 335 | 22.9608 | 0.05 | 1931
3179 | CHOLAME 2102796386 | 182562102 | CHOLAME 2102 | 796386 | FALSE | 64232.6683 | 57391.9753 | 31.8946 | 159 | 5.7453e-05 | 2849 | 3563.2207 | 192 | 0.19792 | 336 | 31.4686 |  | 2815
9031 | SAND CREEK 1103CB | 254601103 | SAND CREEK 1103 | CB | FALSE | 20983.2028 | 20983.2028 | 11.6611 | 77 | 2.8008e-05 | 3460 | 6753.7935 | 12 | 0.19768 | 337 | 15.2216 | 0.07 | 1765
6545 | TULUCAY 1101628 | 42301101 | TULUCAY 1101 | 628 | FALSE | 14091.1105 | 6713.6414 | 3.731 | 98 | 0.00010294 | 1570 | 2036.6122 | 448 | 0.19686 | 338 | 19.2923 | 0.05 | 2063
4963 | BEAR VALLEY 210190550 | 252192101 | BEAR VALLEY 2101 | 90550 | FALSE | 12911.2772 | 12911.2772 | 7.1752 | 47 | 5.1033e-05 | 3014 | 3547.8361 | 195 | 0.19624 | 339 | 9.2235 | 0.02 | 2486
8575 | ELK CREEK 11012106 | 102781101 | ELK CREEK 1101 | 2106 | FALSE | 21303.4581 | 21303.4581 | 11.839 | 67 | 3.7752e-05 | 3302 | 5722.5441 | 40 | 0.1961 | 340 | 13.1388 | 0.03 | 2286
3500 | DUNLAP 11037040 | 254061103 | DUNLAP 1103 | 7040 | FALSE | 39870.081 | 39870.081 | 22.1571 | 230 | 4.8475e-05 | 3079 | 4388.1035 | 116 | 0.19605 | 341 | 45.0921 | 0.07 | 1719
2568 | LAYTONVILLE 1102500 | 42681102 | LAYTONVILLE 1102 | 500 | FALSE | 47144.6891 | 34375.7452 | 19.1037 | 214 | 0.00018229 | 495 | 1298.6787 | 684 | 0.19576 | 342 | 41.8921 | 2.86 | 574
2190 | DIAMOND SPRINGS 110519910 | 152261105 | DIAMOND SPRINGS 1105 | 19910 | FALSE | 33304.7006 | 33304.7006 | 18.5085 | 226 | 0.00010076 | 1629 | 2072.4287 | 435 | 0.19568 | 343 | 44.2238 | 0.32 | 994
9927 | FITCH MOUNTAIN 1111555644 | 42751111 | FITCH MOUNTAIN 1111 | 555644 | TRUE | 5004.528 | 268.6791 | 0.14931 | 19 | 0.00011733 | 1240 | 1847.862 | 491 | 0.19539 | 344 | 3.7125 |  | 3453
41 | REDBUD 1101708166 | 43191101 | REDBUD 1101 | 708166 | FALSE | 33499.3555 | 18511.1854 | 10.2873 | 162 | 7.986e-05 | 2209 | 2528.2807 | 340 | 0.19539 | 345 | 31.6535 | 9.62 | 407
8428 | CALPELLA 11013419 | 43411101 | CALPELLA 1101 | 3419 | FALSE | 12848.2917 | 12848.2917 | 7.1402 | 38 | 9.3996e-05 | 1794 | 2318.7771 | 381 | 0.19531 | 346 | 7.4218 | 0.08 | 1610
4645 | OLETA 110241396 | 163541102 | OLETA 1102 | 41396 | FALSE | 11819.9639 | 10868.1559 | 6.0398 | 75 | 0.00014922 | 747 | 1168.3526 | 746 | 0.19503 | 347 | 14.6272 | 0.08 | 1642
1354 | CORRAL 1102CB | 162991102 | CORRAL 1102 | CB | FALSE | 34280.1417 | 27168.7986 | 15.0986 | 236 | 7.8906e-05 | 2237 | 2954.5395 | 278 | 0.19501 | 348 | 46.0213 | 0.13 | 1353
6647 | TIVY VALLEY 1107584840 | 252941107 | TIVY VALLEY 1107 | 584840 | FALSE | 72531.1064 | 72531.1064 | 40.308 | 449 | 3.4014e-05 | 3370 | 5963.8827 | 31 | 0.19446 | 349 | 87.311 | 0.16 | 1267
4112 | JESSUP 110141356 | 103441101 | JESSUP 1101 | 41356 | FALSE | 52238.1569 | 52238.1569 | 29.0305 | 318 | 8.9642e-05 | 1926 | 2383.6073 | 362 | 0.19445 | 350 | 61.8351 | 1.05 | 720
1219 | APPLE HILL 21021532 | 153662102 | APPLE HILL 2102 | 1532 | FALSE | 68074.9976 | 62691.3369 | 34.8397 | 465 | 0.00014754 | 767 | 1398.4344 | 638 | 0.19412 | 351 | 90.2637 | 0.07 | 1756
4008 | OLETA 11011208 | 163541101 | OLETA 1101 | 1208 | FALSE | 61463.0017 | 53098.4432 | 29.5086 | 334 | 7.3226e-05 | 2389 | 2975.7795 | 271 | 0.19404 | 352 | 64.811 | 0.06 | 1784
9763 | WISHON 1101CB | 251511101 | WISHON 1101 | CB | FALSE | 12293.5283 | 12293.5283 | 6.8319 | 36 | 4.9465e-05 | 3052 | 3520.3689 | 199 | 0.19398 | 353 | 6.9834 | 0.13 | 1346
4721 | COPPERMINE 1104613086 | 252411104 | COPPERMINE 1104 | 613086 | FALSE | 14704.7375 | 8243.1424 | 4.581 | 63 | 2.9814e-05 | 3430 | 6359.1487 | 20 | 0.19391 | 354 | 12.2166 |  | 2913
8166 | BANGOR 1101CB | 103191101 | BANGOR 1101 | CB | FALSE | 34332.3301 | 30178.5623 | 16.7712 | 171 | 0.00012918 | 1023 | 1585.4725 | 565 | 0.19378 | 355 | 33.1366 | 0.08 | 1606
10364 | MADISON 2101745850 | 63172101 | MADISON 2101 | 745850 | TRUE | 1558.6923 | 771.4701 | 0.42873 | 7 | 5.3176e-05 | 2960 | 3897.9708 | 158 | 0.19369 | 356 | 1.3558 |  | 3539
10620 | OLETA 1102793776 | 163541102 | OLETA 1102 | 793776 | FALSE | 1956.9595 | 1956.9595 | 1.0875 | 6 | 0.00010286 | 1574 | 1821.9134 | 500 | 0.19328 | 357 | 1.1597 |  | 3579
1881 | PENRYN 1103604 | 152561103 | PENRYN 1103 | 604 | FALSE | 42817.3578 | 42516.8793 | 23.628 | 240 | 0.00012061 | 1176 | 1665.6014 | 537 | 0.19315 | 358 | 46.357 | 8.39 | 428
10174 | LAS GALLINAS A 1105532 | 42991105 | LAS GALLINAS A 1105 | 532 | FALSE | 7102.1777 | 7099.179 | 3.9453 | 34 | 0.00016574 | 585 | 1247.6791 | 702 | 0.19264 | 359 | 6.5497 | 0.65 | 824
9563 | ELK CREEK 11012032 | 102781101 | ELK CREEK 1101 | 2032 | FALSE | 15248.6713 | 14097.676 | 7.8345 | 52 | 6.4621e-05 | 2618 | 3297.3647 | 225 | 0.19237 | 360 | 10.0031 | 0.06 | 1841
7617 | WYANDOTTE 110213044 | 102911102 | WYANDOTTE 1102 | 13044 | FALSE | 9652.7072 | 7674.8454 | 4.2652 | 51 | 0.00014015 | 867 | 1674.4804 | 533 | 0.19229 | 361 | 9.8065 | 0.05 | 1986
3855 | SAND CREEK 11037140 | 254601103 | SAND CREEK 1103 | 7140 | FALSE | 42300.5526 | 42300.5526 | 23.5078 | 296 | 2.8237e-05 | 3453 | 6738.8921 | 14 | 0.19202 | 362 | 56.8394 | 3.46 | 546
5056 | BANGOR 110182350 | 103191101 | BANGOR 1101 | 82350 | FALSE | 33588.8136 | 31579.2765 | 17.5497 | 230 | 8.9019e-05 | 1948 | 2107.591 | 425 | 0.19196 | 363 | 44.1515 | 0.3 | 1019
523 | DUNLAP 11037220 | 254061103 | DUNLAP 1103 | 7220 | FALSE | 39952.2483 | 39952.2483 | 22.2028 | 188 | 4.2565e-05 | 3217 | 4516.9217 | 107 | 0.19171 | 364 | 36.0414 | 0.06 | 1901
8426 | FORT ROSS 1121CB | 42851121 | FORT ROSS 1121 | CB | TRUE | 25.9334 | 25.9334 | 0.014412 | 1 | 0.00013855 | 888 | 1382.2827 | 648 | 0.19152 | 365 | 0.19152 | 0.05 | 1929
8629 | FOOTHILL 1101645910 | 182951101 | FOOTHILL 1101 | 645910 | TRUE | 3990.9244 | 774.6277 | 0.43049 | 14 | 0.00012447 | 1110 | 1323.2798 | 673 | 0.19134 | 366 | 2.6788 |  | 3245
7469 | PALMER 110198478 | 183031101 | PALMER 1101 | 98478 | FALSE | 9678.6987 | 9678.6987 | 5.3788 | 34 | 6.1513e-05 | 2732 | 3101.9251 | 253 | 0.19124 | 367 | 6.5022 | 0.06 | 1824
5366 | WYANDOTTE 11095607 | 102911109 | WYANDOTTE 1109 | 5607 | FALSE | 10708.8001 | 7265.9446 | 4.0379 | 71 | 6.7647e-05 | 2544 | 3213.7492 | 235 | 0.19115 | 368 | 13.5714 | 0.05 | 2002
9473 | HARTLEY 1102524 | 43211102 | HARTLEY 1102 | 524 | TRUE | 4106.6103 | 399.4552 | 0.22199 | 31 | 8.7723e-05 | 1992 | 2173.4374 | 408 | 0.19015 | 369 | 5.8946 | 0.71 | 803
6494 | WISE 1102697216 | 152271102 | WISE 1102 | 697216 | FALSE | 21374.2842 | 21374.2842 | 11.8784 | 145 | 8.8971e-05 | 1951 | 1998.7247 | 456 | 0.18992 | 370 | 27.5378 | 1.72 | 648
4257 | REDBUD 1102CB | 43191102 | REDBUD 1102 | CB | FALSE | 32077.0701 | 28146.4256 | 15.6419 | 170 | 9.0631e-05 | 1893 | 2204.8048 | 402 | 0.18973 | 371 | 32.2538 | 5.76 | 479
9558 | BRENTWOOD 21056512 | 14592105 | BRENTWOOD 2105 | 6512 | FALSE | 1047.7996 | 1047.7996 | 0.5823 | 5 | 6.0555e-05 | 2761 | 1094.509 | 777 | 0.18909 | 372 | 0.94545 | 0.08 | 1593
10458 | DEL MAR 2109805882 | 152582109 | DEL MAR 2109 | 805882 | TRUE | 497.9369 | 477.3024 | 0.26525 | 6 | 0.00016012 | 642 | 1125.8811 | 766 | 0.18904 | 373 | 1.1343 |  | 3553
2068 | OLETA 11021228 | 163541102 | OLETA 1102 | 1228 | FALSE | 69440.241 | 17449.9174 | 9.6975 | 368 | 0.00011636 | 1263 | 1613.8231 | 557 | 0.18877 | 374 | 69.4681 | 0.04 | 2078
2280 | DESCHUTES 11011580 | 103351101 | DESCHUTES 1101 | 1580 | FALSE | 80785.153 | 76365.8976 | 42.4391 | 383 | 0.00012062 | 1174 | 1821.2183 | 501 | 0.18779 | 375 | 71.9249 | 0.11 | 1451
6271 | COTTONWOOD 110131500 | 102931101 | COTTONWOOD 1101 | 31500 | FALSE | 18887.7142 | 7501.4293 | 4.1688 | 111 | 5.0427e-05 | 3030 | 3238.0724 | 229 | 0.18759 | 376 | 20.823 | 0.02 | 2550
449 | CLAYTON 221296224 | 12022212 | CLAYTON 2212 | 96224 | FALSE | 31213.3049 | 31213.3049 | 17.3463 | 174 | 6.6243e-05 | 2582 | 2944.2439 | 281 | 0.18755 | 377 | 32.6329 | 0.79 | 777
9225 | BUCKS CREEK 1102CB | 102211102 | BUCKS CREEK 1102 | CB | FALSE | 47599.3495 | 47599.3495 | 26.4525 | 121 | 0.00014957 | 743 | 1075.8896 | 783 | 0.1873 | 378 | 22.6633 | 0.07 | 1739
4556 | MARIPOSA 210237288 | 254452102 | MARIPOSA 2102 | 37288 | FALSE | 137232.3506 | 137232.3506 | 76.2646 | 678 | 4.4383e-05 | 3179 | 4408.5685 | 114 | 0.18718 | 379 | 126.9051 | 0.6 | 850
9851 | PANORAMA 1101885215 | 103461101 | PANORAMA 1101 | 885215 | FALSE | 3239.6899 | 3225.5678 | 1.7926 | 23 | 4.5966e-05 | 3138 | 3739.8152 | 178 | 0.18705 | 380 | 4.3021 |  | 3435
1129 | PETALUMA C 1109128 | 42631109 | PETALUMA C 1109 | 128 | FALSE | 60127.5406 | 56205.3694 | 31.2352 | 269 | 9.706e-05 | 1712 | 2077.9375 | 434 | 0.18687 | 381 | 50.2671 | 0.3 | 1014
5974 | DOBBINS 110169722 | 153741101 | DOBBINS 1101 | 69722 | FALSE | 10673.4289 | 10673.4289 | 5.9316 | 68 | 0.00014836 | 760 | 1483.0501 | 601 | 0.18675 | 382 | 12.6993 | 0.34 | 983
6088 | TYLER 110585132 | 103571105 | TYLER 1105 | 85132 | FALSE | 50093.0189 | 50093.0189 | 27.8384 | 217 | 4.257e-05 | 3216 | 4662.7247 | 101 | 0.18633 | 383 | 40.4342 | 0.13 | 1354
6487 | STILLWATER 110248952 | 103561102 | STILLWATER 1102 | 48952 | FALSE | 17050.5619 | 17050.5619 | 9.4756 | 123 | 0.00010175 | 1609 | 2266.9677 | 389 | 0.18561 | 384 | 22.8305 | 0.07 | 1722
7029 | PENRYN 1106212772 | 152561106 | PENRYN 1106 | 212772 | FALSE | 1753.1585 | 1609.198 | 0.89429 | 11 | 0.00010227 | 1596 | 1767.7041 | 510 | 0.18554 | 385 | 2.041 |  | 3087
7958 | GEYSERVILLE 110179788 | 42891101 | GEYSERVILLE 1101 | 79788 | FALSE | 67378.0299 | 63661.5746 | 35.3789 | 157 | 0.00011886 | 1209 | 1546.745 | 582 | 0.18551 | 386 | 29.1256 | 0.12 | 1399
2772 | WYANDOTTE 110913052 | 102911109 | WYANDOTTE 1109 | 13052 | FALSE | 31493.7185 | 31480.1828 | 17.4946 | 213 | 9.5258e-05 | 1758 | 2083.3172 | 433 | 0.18514 | 387 | 39.4358 | 0.12 | 1398
9699 | LOGAN CREEK 2102795010 | 103142102 | LOGAN CREEK 2102 | 795010 | FALSE | 6022.8068 | 5964.9276 | 3.3149 | 12 | 3.8042e-05 | 3300 | 5006.5635 | 76 | 0.18505 | 388 | 2.2206 |  | 3401
2290 | JESSUP 11021550 | 103441102 | JESSUP 1102 | 1550 | FALSE | 35703.4386 | 31009.474 | 17.233 | 237 | 9.1451e-05 | 1860 | 2378.2716 | 365 | 0.18396 | 389 | 43.5983 | 0.06 | 1796
881 | RED BLUFF 11011556 | 103541101 | RED BLUFF 1101 | 1556 | FALSE | 64601.0138 | 61930.0824 | 34.4166 | 411 | 5.2815e-05 | 2977 | 3779.2145 | 173 | 0.18357 | 390 | 75.4478 | 0.18 | 1205
11061 | SAN LUIS OBISPO 1103365572 | 182631103 | SAN LUIS OBISPO 1103 | 365572 | TRUE | 696.8465 | 611.8589 | 0.34003 | 2 | 9.4733e-05 | 1772 | 2195.1828 | 403 | 0.18299 | 391 | 0.36597 |  | 3633
6935 | CEDAR CREEK 1101CB | 103321101 | CEDAR CREEK 1101 | CB | FALSE | 24813.8274 | 24813.8274 | 13.7899 | 127 | 0.00010514 | 1517 | 1354.0744 | 662 | 0.18254 | 392 | 23.1832 | 0.07 | 1749
3564 | JAMESON 1105466348 | 63801105 | JAMESON 1105 | 466348 | FALSE | 48812.3964 | 26039.2723 | 14.4709 | 294 | 9.3721e-05 | 1802 | 2063.8243 | 440 | 0.18223 | 393 | 53.5743 |  | 2838
2550 | COTTONWOOD 110335470 | 102931103 | COTTONWOOD 1103 | 35470 | FALSE | 40109.7772 | 33111.1919 | 18.401 | 174 | 7.9998e-05 | 2205 | 2635.2321 | 323 | 0.18214 | 394 | 31.6926 | 1.26 | 692
2265 | BELL 1108CB | 152701108 | BELL 1108 | CB | TRUE | 9628.7582 | 0 | 0 | 83 | 0.00016581 | 584 | 955.774 | 856 | 0.18213 | 395 | 15.1167 | 0.04 | 2098
6694 | POTTER VALLEY P H 110537476 | 42281105 | POTTER VALLEY P H 1105 | 37476 | FALSE | 14076.4929 | 4231.6102 | 2.3516 | 82 | 0.0001427 | 830 | 1332.1225 | 666 | 0.18107 | 396 | 14.8479 | 0.03 | 2366
2442 | CORRAL 110112612 | 162991101 | CORRAL 1101 | 12612 | FALSE | 32502.2662 | 31091.451 | 17.2786 | 195 | 7.8143e-05 | 2254 | 2667.8797 | 319 | 0.18095 | 397 | 35.2855 | 3.37 | 549
2325 | COTTONWOOD 11011510 | 102931101 | COTTONWOOD 1101 | 1510 | TRUE | 5333.1807 | 613.4018 | 0.34089 | 35 | 9.6024e-05 | 1728 | 1460.1171 | 611 | 0.18088 | 398 | 6.3309 | 0.5 | 894
6987 | TEMPLETON 2113641367 | 183052113 | TEMPLETON 2113 | 641367 | FALSE | 63879.2901 | 63879.2901 | 35.4999 | 278 | 6.9782e-05 | 2482 | 2628.7284 | 324 | 0.18079 | 399 | 50.2607 |  | 3081
1077 | CLAYTON 2212Y504R | 12022212 | CLAYTON 2212 | Y504R | FALSE | 18910.1435 | 18838.2347 | 10.469 | 112 | 7.2579e-05 | 2404 | 2414.4364 | 358 | 0.18021 | 400 | 20.1836 | 0.36 | 972
6538 | DUNLAP 11027060 | 254061102 | DUNLAP 1102 | 7060 | FALSE | 28760.1957 | 28760.1957 | 15.983 | 162 | 4.1619e-05 | 3231 | 4251.992 | 132 | 0.18019 | 401 | 29.1914 | 0.05 | 2062
8223 | POSO MOUNTAIN 210448268 | 253642104 | POSO MOUNTAIN 2104 | 48268 | FALSE | 8165.6241 | 8152.5339 | 4.5306 | 30 | 2.8075e-05 | 3458 | 6541.9938 | 16 | 0.17977 | 402 | 5.3932 | 0.03 | 2409
7847 | OILFIELDS 11032757 | 182391103 | OILFIELDS 1103 | 2757 | FALSE | 4222.897 | 4222.897 | 2.3468 | 16 | 7.3477e-05 | 2384 | 2563.9177 | 338 | 0.1791 | 403 | 2.8656 | 0.07 | 1748
1905 | TIVY VALLEY 1107R1817 | 252941107 | TIVY VALLEY 1107 | R1817 | FALSE | 31029.2187 | 31029.2187 | 17.244 | 145 | 3.1982e-05 | 3401 | 5976.6981 | 30 | 0.17888 | 404 | 25.9373 | 0.08 | 1648
3840 | SAND CREEK 11037070 | 254601103 | SAND CREEK 1103 | 7070 | FALSE | 28250.671 | 28250.671 | 15.6998 | 103 | 3.6129e-05 | 3333 | 5058.188 | 71 | 0.17873 | 405 | 18.4097 | 0.06 | 1902
1011 | CALISTOGA 1101890 | 42711101 | CALISTOGA 1101 | 890 | FALSE | 39539.8399 | 39211.6931 | 21.7912 | 203 | 0.00013749 | 903 | 1564.6167 | 573 | 0.17857 | 406 | 36.2505 | 0.6 | 852
1851 | KONOCTI 1102CB | 43311102 | KONOCTI 1102 | CB | FALSE | 15262.2312 | 6326.3363 | 3.5158 | 97 | 0.0001432 | 823 | 1232.8613 | 712 | 0.1779 | 407 | 17.2565 | 0.04 | 2123
7708 | COLUMBIA HILL 110190730 | 152471101 | COLUMBIA HILL 1101 | 90730 | FALSE | 13402.9331 | 13402.9331 | 7.4485 | 77 | 0.00022241 | 309 | 801.5027 | 942 | 0.17712 | 408 | 13.6383 | 0.07 | 1738
10514 | SCE TEHACHAPI 1101CB | 258131101 | SCE TEHACHAPI 1101 | CB | FALSE | 1862.134 | 1862.134 | 1.0349 | 2 | 2.6503e-05 | 3479 | 5012.0663 | 75 | 0.17665 | 409 | 0.3533 | 0.11 | 1430
5375 | TASSAJARA 2109CB | 14662109 | TASSAJARA 2109 | CB | FALSE | 3124.8792 | 3111.1631 | 1.729 | 12 | 0.00016891 | 568 | 1033.5651 | 803 | 0.17607 | 410 | 2.1128 | 0.03 | 2391
8181 | APPLE HILL 210289934 | 153662102 | APPLE HILL 2102 | 89934 | FALSE | 8917.9013 | 8917.9013 | 4.956 | 56 | 0.00022642 | 301 | 791.9341 | 950 | 0.17581 | 411 | 9.8455 | 0.04 | 2125
3827 | HIGGINS 1109594 | 152691109 | HIGGINS 1109 | 594 | FALSE | 23079.0447 | 23079.0447 | 12.8258 | 155 | 0.00011929 | 1200 | 1640.4713 | 546 | 0.17563 | 412 | 27.2219 | 0.16 | 1253
329 | CORNING 110253184 | 103331102 | CORNING 1102 | 53184 | FALSE | 51204.6527 | 51204.6527 | 28.4561 | 123 | 4.4635e-05 | 3174 | 4517.1008 | 106 | 0.17544 | 413 | 21.5791 | 0.06 | 1844
6969 | PETALUMA C 1108208 | 42631108 | PETALUMA C 1108 | 208 | FALSE | 20077.9466 | 20077.9466 | 11.158 | 95 | 9.3548e-05 | 1810 | 1783.8562 | 508 | 0.1754 | 414 | 16.663 | 11.75 | 382
8229 | GARBERVILLE 11012026 | 192221101 | GARBERVILLE 1101 | 2026 | FALSE | 10220.4249 | 10220.4249 | 5.6798 | 26 | 0.00034659 | 95 | 363.8152 | 1347 | 0.17512 | 415 | 4.5532 | 0.84 | 768
8173 | ZACA 1101CB | 182681101 | ZACA 1101 | CB | FALSE | 17435.9444 | 12032.4791 | 6.6869 | 60 | 6.3071e-05 | 2678 | 1838.5396 | 494 | 0.17499 | 416 | 10.4995 | 0.03 | 2401
5131 | PHILO 11013700 | 42601101 | PHILO 1101 | 3700 | FALSE | 29156.0449 | 29156.0449 | 16.203 | 116 | 0.00013347 | 952 | 1560.5823 | 576 | 0.17472 | 417 | 20.2673 | 0.06 | 1905
908 | PUTAH CREEK 1102710384 | 63681102 | PUTAH CREEK 1102 | 710384 | FALSE | 15468.9282 | 8584.2298 | 4.7705 | 84 | 5.8195e-05 | 2830 | 3710.5415 | 182 | 0.17469 | 418 | 14.6739 |  | 2697
9983 | JAMESON 1105913400 | 63801105 | JAMESON 1105 | 913400 | TRUE | 1667.834 | 172.3529 | 0.095782 | 14 | 0.00011832 | 1223 | 1563.2661 | 575 | 0.17457 | 419 | 2.444 |  | 3465
6899 | FORT SEWARD 11211690 | 192321121 | FORT SEWARD 1121 | 1690 | FALSE | 26217.8201 | 17377.7027 | 9.6574 | 77 | 0.0001954 | 415 | 901.067 | 883 | 0.17449 | 420 | 13.4358 | 7.44 | 444
2810 | OAKHURST 110110090 | 254421101 | OAKHURST 1101 | 10090 | FALSE | 70938.5406 | 70938.5406 | 39.4229 | 435 | 5.7014e-05 | 2861 | 3810.3636 | 167 | 0.17437 | 421 | 75.8506 | 0.3 | 1021
8488 | BROWNS VALLEY 1101CB | 152921101 | BROWNS VALLEY 1101 | CB | FALSE | 4580.4088 | 3639.3631 | 2.0225 | 17 | 0.00012727 | 1059 | 1563.9973 | 574 | 0.1743 | 422 | 2.9631 |  | 3230
1886 | REDBUD 1101323962 | 43191101 | REDBUD 1101 | 323962 | FALSE | 46007.9913 | 33116.5425 | 18.404 | 282 | 7.3879e-05 | 2363 | 2674.5475 | 317 | 0.17389 | 423 | 49.0357 | 22.52 | 293
7655 | SHINGLE SPRINGS 210851476 | 153652108 | SHINGLE SPRINGS 2108 | 51476 | FALSE | 10437.2128 | 7926.327 | 4.4049 | 74 | 9.4268e-05 | 1787 | 2122.2216 | 419 | 0.1736 | 424 | 12.8462 | 14.32 | 355
6143 | OILFIELDS 1103N64 | 182391103 | OILFIELDS 1103 | N64 | FALSE | 20207.5385 | 17721.3198 | 9.8483 | 101 | 0.00011489 | 1302 | 1611.5581 | 558 | 0.17314 | 425 | 17.4874 | 0.05 | 2025
3312 | OLETA 11011217 | 163541101 | OLETA 1101 | 1217 | FALSE | 27736.9205 | 22843.3853 | 12.6948 | 116 | 5.896e-05 | 2808 | 3212.896 | 236 | 0.17295 | 426 | 20.0623 | 2.25 | 617
10420 | SANTA YNEZ 1101673618 | 182721101 | SANTA YNEZ 1101 | 673618 | TRUE | 533.16 | 171.3788 | 0.095241 | 4 | 5.0101e-05 | 3035 | 3451.8103 | 207 | 0.17294 | 427 | 0.69175 |  | 3547
50 | MARIPOSA 210135244 | 254452101 | MARIPOSA 2101 | 35244 | FALSE | 28098.7686 | 28098.7686 | 15.6154 | 146 | 7.6076e-05 | 2306 | 1918.8043 | 468 | 0.17286 | 428 | 25.237 | 0.1 | 1464
6824 | MARIPOSA 21021960 | 254452102 | MARIPOSA 2102 | 1960 | FALSE | 39696.7204 | 39696.7204 | 22.0608 | 223 | 4.465e-05 | 3171 | 4411.9471 | 113 | 0.17242 | 429 | 38.4488 | 0.42 | 933
7293 | WISE 11022234 | 152271102 | WISE 1102 | 2234 | FALSE | 24349.9914 | 24349.9914 | 13.5321 | 179 | 8.3357e-05 | 2123 | 2208.9033 | 401 | 0.17198 | 430 | 30.784 | 1.04 | 723
6103 | CALPELLA 1102421412 | 43411102 | CALPELLA 1102 | 421412 | FALSE | 5653.9032 | 1616.3093 | 0.89824 | 38 | 0.00012063 | 1173 | 1137.8972 | 758 | 0.17127 | 431 | 6.5083 |  | 3003
8262 | DESCHUTES 11019722 | 103351101 | DESCHUTES 1101 | 9722 | FALSE | 7647.7388 | 5139.2872 | 2.8561 | 55 | 9.2715e-05 | 1828 | 2011.1796 | 454 | 0.17084 | 432 | 9.3959 | 2.06 | 625
3350 | OAKHURST 110310570 | 254421103 | OAKHURST 1103 | 10570 | FALSE | 15440.8056 | 15440.8056 | 8.581 | 92 | 5.2246e-05 | 2985 | 3374.5233 | 214 | 0.17053 | 433 | 15.6885 | 0.28 | 1043
7252 | OILFIELDS 1103N42 | 182391103 | OILFIELDS 1103 | N42 | FALSE | 9607.0794 | 5997.3144 | 3.3329 | 30 | 9.7321e-05 | 1705 | 2091.1209 | 429 | 0.17017 | 434 | 5.105 | 0 | 2631
2738 | SAN BENITO 2101221165 | 182742101 | SAN BENITO 2101 | 221165 | FALSE | 7814.4254 | 7056.9288 | 3.9218 | 39 | 7.1264e-05 | 2439 | 2286.9555 | 387 | 0.17016 | 435 | 6.6364 |  | 2797
10162 | MADISON 210113372 | 63172101 | MADISON 2101 | 13372 | FALSE | 6191.0561 | 6152.1597 | 3.419 | 5 | 3.5403e-05 | 3342 | 4181.8896 | 139 | 0.17014 | 436 | 0.85069 | 1.32 | 686
4788 | COTTONWOOD 11039072 | 102931103 | COTTONWOOD 1103 | 9072 | FALSE | 46343.9208 | 46343.9208 | 25.7549 | 279 | 4.9258e-05 | 3057 | 3602.3143 | 190 | 0.1698 | 437 | 47.3736 | 4.2 | 524
10660 | CLAYTON 2212334476 | 12022212 | CLAYTON 2212 | 334476 | TRUE | 102.0354 | 89.9428 | 0.049984 | 2 | 3.6826e-05 | 3318 | 3174.6241 | 245 | 0.16961 | 438 | 0.33922 |  | 3587
5708 | HARTLEY 1101658 | 43211101 | HARTLEY 1101 | 658 | FALSE | 21722.426 | 4561.1197 | 2.5348 | 136 | 9.6216e-05 | 1727 | 1846.2822 | 492 | 0.16943 | 439 | 23.042 | 0.53 | 882
52 | HIGHLANDS 1103520 | 43361103 | HIGHLANDS 1103 | 520 | FALSE | 75123.246 | 75123.246 | 41.7485 | 437 | 8.2363e-05 | 2144 | 2644.041 | 320 | 0.16915 | 440 | 73.9165 | 35.85 | 210
5485 | ZACA 1102CB | 182681102 | ZACA 1102 | CB | FALSE | 33441.4577 | 25226.3338 | 14.0191 | 190 | 6.5983e-05 | 2589 | 2246.0111 | 394 | 0.16908 | 441 | 32.1248 | 5.92 | 477
2709 | CHOLAME 2102X10 | 182562102 | CHOLAME 2102 | X10 | FALSE | 70912.2192 | 34475.596 | 19.1592 | 156 | 7.3071e-05 | 2393 | 2615.2408 | 327 | 0.16893 | 442 | 26.3532 | 0 | 2634
2509 | HIGGINS 111051794 | 152691110 | HIGGINS 1110 | 51794 | FALSE | 6308.4167 | 6303.8446 | 3.5033 | 32 | 0.00021523 | 339 | 651.61 | 1061 | 0.16883 | 443 | 5.4026 | 0.05 | 1924
3144 | MORGAN HILL 2105XR564 | 83242105 | MORGAN HILL 2105 | XR564 | FALSE | 11653.8006 | 9126.8572 | 5.0721 | 81 | 0.0001173 | 1241 | 1539.4612 | 583 | 0.16792 | 444 | 13.6018 | 0.06 | 1891
8832 | PEORIA 17046090 | 163781704 | PEORIA 1704 | 6090 | TRUE | 1284.821 | 879.5421 | 0.48879 | 10 | 0.00015776 | 667 | 641.9698 | 1070 | 0.16726 | 445 | 1.6726 | 0.04 | 2133
6712 | CORNING 110182846 | 103331101 | CORNING 1101 | 82846 | FALSE | 8140.1207 | 7626.8316 | 4.2385 | 61 | 4.657e-05 | 3125 | 3781.4967 | 171 | 0.16626 | 446 | 10.1421 | 0.09 | 1543
3069 | NARROWS 21052228 | 153132105 | NARROWS 2105 | 2228 | FALSE | 34201.7241 | 33727.1471 | 18.7433 | 199 | 0.0001094 | 1423 | 1826.2902 | 498 | 0.16595 | 447 | 33.0243 | 0.19 | 1187
10116 | SANTA YNEZ 1104117616 | 182721104 | SANTA YNEZ 1104 | 117616 | TRUE | 584.7856 | 298.3487 | 0.1658 | 5 | 0.00010782 | 1453 | 3364.4337 | 215 | 0.16564 | 448 | 0.82819 |  | 3494
10070 | SILVERADO 2102772792 | 43432102 | SILVERADO 2102 | 772792 | FALSE | 4440.4408 | 3782.0495 | 2.1018 | 19 | 0.00011586 | 1274 | 1705.2974 | 522 | 0.16509 | 449 | 3.1366 |  | 3485
6113 | MIDDLETOWN 1101439572 | 43141101 | MIDDLETOWN 1101 | 439572 | FALSE | 2069.8545 | 1977.3978 | 1.0989 | 18 | 0.00012277 | 1136 | 1750.9686 | 514 | 0.16479 | 450 | 2.9663 |  | 3004
1940 | NORTH BRANCH 1101TS1115 | 163231101 | NORTH BRANCH 1101 | TS1115 | FALSE | 28340.5083 | 28340.5083 | 15.7498 | 147 | 6.6142e-05 | 2584 | 2220.2472 | 396 | 0.16462 | 451 | 24.1996 | 0.06 | 1872
7043 | ANDERSON 1101514412 | 103261101 | ANDERSON 1101 | 514412 | FALSE | 1675.5188 | 1659.5168 | 0.92225 | 5 | 8.0594e-05 | 2190 | 2318.4458 | 382 | 0.16405 | 452 | 0.82024 |  | 3090
7318 | PUEBLO 2102226562 | 43292102 | PUEBLO 2102 | 226562 | FALSE | 1660.7794 | 1371.9928 | 0.76246 | 7 | 8.6131e-05 | 2031 | 1632.6529 | 550 | 0.16403 | 453 | 1.1482 |  | 3116
9693 | WILDWOOD 110198896 | 103611101 | WILDWOOD 1101 | 98896 | FALSE | 8090.5275 | 8090.5275 | 4.4962 | 25 | 7.975e-05 | 2213 | 2478.9758 | 348 | 0.16402 | 454 | 4.1004 | 0.04 | 2181
8907 | SHINGLE SPRINGS 1103CB | 153651103 | SHINGLE SPRINGS 1103 | CB | FALSE | 19101.7778 | 10648.1095 | 5.9175 | 143 | 0.00016037 | 641 | 1368.6904 | 653 | 0.16378 | 455 | 23.42 | 0.24 | 1101
3737 | KESWICK 110148480 | 103451101 | KESWICK 1101 | 48480 | FALSE | 16927.9852 | 16927.9852 | 9.4074 | 125 | 0.00013445 | 937 | 1828.9756 | 497 | 0.16355 | 456 | 20.4433 | 0.7 | 806
9178 | CORNING 1102915324 | 103331102 | CORNING 1102 | 915324 | FALSE | 5487.5306 | 3584.8296 | 1.9922 | 27 | 4.7601e-05 | 3097 | 3729.4821 | 179 | 0.16319 | 457 | 4.406 |  | 3321
9985 | BOLINAS 1101530 | 42261101 | BOLINAS 1101 | 530 | FALSE | 17644.1656 | 17644.1656 | 9.8055 | 23 | 0.00014892 | 752 | 1687.6433 | 526 | 0.16273 | 458 | 3.7427 | 0.71 | 801
10086 | NAPA 1102561208 | 42021102 | NAPA 1102 | 561208 | FALSE | 4547.6852 | 1347.5454 | 0.74888 | 15 | 0.0001103 | 1407 | 1867.3968 | 484 | 0.1626 | 459 | 2.439 |  | 3487
7995 | HOPLAND 110194006 | 42251101 | HOPLAND 1101 | 94006 | FALSE | 24566.5609 | 22341.6897 | 12.416 | 112 | 0.00010255 | 1585 | 1667.7925 | 536 | 0.1626 | 460 | 18.2107 | 0.05 | 1968
5192 | HIGHLANDS 1103CB | 43361103 | HIGHLANDS 1103 | CB | FALSE | 19725.7628 | 17048.207 | 9.4743 | 144 | 0.00010337 | 1563 | 1745.3469 | 516 | 0.16238 | 461 | 23.3827 | 0.11 | 1421
10927 | SCE REFUGIO 1701CB | 188071701 | SCE REFUGIO 1701 | CB | TRUE | 3.6129 | 3.6129 | 0.0020078 | 1 | 3.2861e-05 | 3387 | 4925.3659 | 82 | 0.16185 | 462 | 0.16185 |  | 3620
1961 | NARROWS 210534069 | 153132105 | NARROWS 2105 | 34069 | FALSE | 25331.8473 | 25331.8473 | 14.0778 | 156 | 6.2676e-05 | 2694 | 2622.4246 | 326 | 0.16138 | 463 | 25.1758 | 0.09 | 1525
11018 | CLAY 110398680 | 163341103 | CLAY 1103 | 98680 | TRUE | 46.5973 | 46.5973 | 0.025896 | 1 | 7.2821e-05 | 2397 | 2215.7621 | 399 | 0.16135 | 464 | 0.16135 |  | 3628
5283 | ANDERSON 11011752 | 103261101 | ANDERSON 1101 | 1752 | FALSE | 16018.6134 | 13551.3973 | 7.531 | 96 | 9.1598e-05 | 1854 | 2012.9288 | 453 | 0.16096 | 465 | 15.4521 | 0.04 | 2161
4672 | LOW GAP 110137498 | 192411101 | LOW GAP 1101 | 37498 | FALSE | 26197.7415 | 26197.7415 | 14.559 | 129 | 0.00018072 | 507 | 890.6369 | 887 | 0.16073 | 466 | 20.7336 | 0.07 | 1723
1841 | NARROWS 21057203 | 153132105 | NARROWS 2105 | 7203 | FALSE | 30305.2229 | 29904.6733 | 16.619 | 197 | 9.5139e-05 | 1761 | 1859.3118 | 489 | 0.16043 | 467 | 31.6051 | 0.19 | 1194
652 | MIDDLETOWN 110148212 | 43141101 | MIDDLETOWN 1101 | 48212 | FALSE | 17385.8137 | 17215.2669 | 9.5671 | 110 | 0.00014482 | 804 | 1204.0224 | 729 | 0.1603 | 468 | 17.6327 | 18.57 | 319
1128 | SAN MIGUEL 1106605393 | 182661106 | SAN MIGUEL 1106 | 605393 | FALSE | 40299.6716 | 33375.8865 | 18.5481 | 119 | 6.0131e-05 | 2768 | 2777.2648 | 302 | 0.15998 | 469 | 19.0373 |  | 2710
3473 | COTTONWOOD 11011610 | 102931101 | COTTONWOOD 1101 | 1610 | FALSE | 61821.9357 | 61821.9357 | 34.3565 | 295 | 4.3413e-05 | 3203 | 3907.4677 | 156 | 0.15996 | 470 | 47.1875 | 0.13 | 1340
1571 | SAN MIGUEL 1106428314 | 182661106 | SAN MIGUEL 1106 | 428314 | FALSE | 29650.5939 | 23673.0872 | 13.1559 | 73 | 6.2949e-05 | 2680 | 2640.9062 | 321 | 0.15993 | 471 | 11.675 |  | 2732
6359 | FROGTOWN 1702592404 | 163451702 | FROGTOWN 1702 | 592404 | FALSE | 2658.3381 | 2642.3361 | 1.4684 | 20 | 0.00017009 | 563 | 1297.0483 | 685 | 0.15963 | 472 | 3.1926 |  | 3024
7337 | WYANDOTTE 110738438 | 102911107 | WYANDOTTE 1107 | 38438 | FALSE | 27128.309 | 27128.309 | 15.0761 | 181 | 9.156e-05 | 1855 | 1679.673 | 529 | 0.15947 | 473 | 28.8637 | 0.08 | 1665
932 | MIDDLETOWN 1101548 | 43141101 | MIDDLETOWN 1101 | 548 | FALSE | 45554.629 | 44099.7789 | 24.5077 | 298 | 0.00022053 | 318 | 593.8352 | 1108 | 0.15935 | 474 | 47.4878 | 94.8 | 26
9379 | SUNOL 11018721 | 14241101 | SUNOL 1101 | 8721 | FALSE | 4901.8588 | 4400.8399 | 2.4457 | 29 | 5.0888e-05 | 3017 | 2918.1731 | 285 | 0.1593 | 475 | 4.6198 | 0.04 | 2186
1763 | RED BLUFF 110451238 | 103541104 | RED BLUFF 1104 | 51238 | FALSE | 63137.7388 | 63137.7388 | 35.0877 | 335 | 5.1642e-05 | 3004 | 2984.3431 | 269 | 0.15926 | 476 | 53.3509 | 2.31 | 614
1814 | CLOVERDALE 110184088 | 42821101 | CLOVERDALE 1101 | 84088 | FALSE | 28026.8017 | 25963.7603 | 14.4289 | 127 | 0.00012489 | 1101 | 1457.8018 | 614 | 0.15858 | 477 | 20.1391 |  | 2748
4306 | RAWSON 1103428534 | 103531103 | RAWSON 1103 | 428534 | FALSE | 8740.0932 | 7301.7326 | 4.0578 | 18 | 6.0557e-05 | 2760 | 3052.7595 | 263 | 0.15819 | 478 | 2.8474 |  | 2880
8922 | CLOVERDALE 1101964556 | 42821101 | CLOVERDALE 1101 | 964556 | FALSE | 8160.0956 | 8116.5647 | 4.5106 | 31 | 0.00010503 | 1527 | 1599.6673 | 562 | 0.15803 | 479 | 4.8988 |  | 3279
7447 | BELL 1109CB | 152701109 | BELL 1109 | CB | TRUE | 5601.5402 | 484.8416 | 0.26944 | 53 | 0.00031144 | 116 | 533.425 | 1167 | 0.15794 | 480 | 8.3708 | 0.06 | 1805
5391 | FITCH MOUNTAIN 111324918 | 42751113 | FITCH MOUNTAIN 1113 | 24918 | FALSE | 8843.8557 | 8843.8557 | 4.9148 | 49 | 0.00017491 | 529 | 1042.2333 | 799 | 0.1575 | 481 | 7.7177 | 40.7 | 183
6800 | GEYSERVILLE 1101705777 | 42891101 | GEYSERVILLE 1101 | 705777 | FALSE | 9890.0744 | 9890.0744 | 5.4962 | 46 | 0.00010551 | 1505 | 1615.1994 | 555 | 0.15746 | 482 | 7.2434 |  | 3062
29 | CALPELLA 1101542 | 43411101 | CALPELLA 1101 | 542 | FALSE | 54014.7834 | 53958.2006 | 29.9864 | 311 | 0.00010864 | 1433 | 1525.8914 | 585 | 0.15746 | 483 | 48.9707 | 0.08 | 1662
9538 | PIT NO 1 1101CB | 103721101 | PIT NO 1 1101 | CB | FALSE | 10535.3716 | 10535.3716 | 5.8549 | 40 | 5.8247e-05 | 2827 | 2851.4073 | 292 | 0.15705 | 484 | 6.2822 | 0.03 | 2244
7813 | CLOVERDALE 1102383183 | 42821102 | CLOVERDALE 1102 | 383183 | FALSE | 23681.1054 | 23566.6207 | 13.0968 | 53 | 0.0001153 | 1293 | 1780.7074 | 509 | 0.15687 | 485 | 8.3141 |  | 3164
8188 | LAKEVILLE 1102152632 | 43371102 | LAKEVILLE 1102 | 152632 | FALSE | 3427.183 | 3099.3949 | 1.7224 | 13 | 5.6437e-05 | 2875 | 2775.5237 | 304 | 0.15681 | 486 | 2.0385 |  | 3200
5065 | WOODACRE 11011456 | 43021101 | WOODACRE 1101 | 1456 | FALSE | 6155.4627 | 6155.4627 | 3.4208 | 46 | 0.00024152 | 242 | 701.6004 | 1021 | 0.15596 | 487 | 7.1739 | 25.79 | 270
5726 | POINT MORETTI 11015104 | 82931101 | POINT MORETTI 1101 | 5104 | FALSE | 2898.3737 | 2898.3737 | 1.6107 | 11 | 0.00010952 | 1422 | 1407.1508 | 634 | 0.15579 | 488 | 1.7137 | 0.08 | 1654
3142 | MOLINO 110279306 | 42571102 | MOLINO 1102 | 79306 | FALSE | 13157.0108 | 6087.9659 | 3.3833 | 73 | 0.00011173 | 1374 | 1345.2863 | 664 | 0.15551 | 489 | 11.352 | 5.6 | 482
10072 | BALCH NO 1 1101R372 | 252501101 | BALCH NO 1 1101 | R372 | FALSE | 6703.9319 | 6703.9319 | 3.7256 | 14 | 2.9441e-05 | 3432 | 4227.7566 | 136 | 0.15539 | 490 | 2.1754 | 0 | 2626
1776 | TIVY VALLEY 1107869946 | 252941107 | TIVY VALLEY 1107 | 869946 | FALSE | 47850.9 | 47850.9 | 26.5923 | 197 | 2.1689e-05 | 3527 | 7360.2383 | 8 | 0.15534 | 491 | 30.6024 | 4.76 | 507
9099 | BELL 1110946229 | 152701110 | BELL 1110 | 946229 | TRUE | 3345.1938 | 352.3912 | 0.19584 | 27 | 9.1153e-05 | 1875 | 1903.3963 | 476 | 0.15489 | 492 | 4.1819 |  | 3308
11045 | CLARK ROAD 1101CB | 103091101 | CLARK ROAD 1101 | CB | TRUE | 33.3215 | 28.7495 | 0.015977 | 2 | 0.00010268 | 1578 | 1672.4211 | 534 | 0.15464 | 493 | 0.30929 |  | 3632
1243 | SHINGLE SPRINGS 110419502 | 153651104 | SHINGLE SPRINGS 1104 | 19502 | FALSE | 92686.5675 | 72356.9682 | 40.2112 | 672 | 0.00010455 | 1541 | 1716.1429 | 520 | 0.15447 | 494 | 103.8019 | 25.98 | 269
3579 | WILLITS 1102CB | 42661102 | WILLITS 1102 | CB | FALSE | 15673.7726 | 8550.61 | 4.7519 | 114 | 0.00011244 | 1357 | 1000.9631 | 834 | 0.15412 | 495 | 17.5695 | 0.03 | 2253
6413 | UKIAH 1114408 | 42771114 | UKIAH 1114 | 408 | FALSE | 61335.3992 | 60046.2209 | 33.3697 | 280 | 0.00011339 | 1336 | 1624.3846 | 553 | 0.15401 | 496 | 43.1236 | 0.16 | 1258
4125 | SAND CREEK 11037420 | 254601103 | SAND CREEK 1103 | 7420 | FALSE | 37320.8645 | 37320.8645 | 20.7405 | 263 | 2.746e-05 | 3465 | 5752.6874 | 39 | 0.15397 | 497 | 40.4954 | 0.11 | 1450
6897 | SALMON CREEK 110188998 | 43161101 | SALMON CREEK 1101 | 88998 | FALSE | 22218.0314 | 12794.9324 | 7.1106 | 116 | 8.749e-05 | 2000 | 1675.3538 | 531 | 0.15352 | 498 | 17.8079 | 12.75 | 368
4452 | SILVERADO 2102942170 | 43432102 | SILVERADO 2102 | 942170 | FALSE | 14564.2628 | 5038.647 | 2.8001 | 99 | 8.0364e-05 | 2195 | 1848.528 | 490 | 0.15348 | 499 | 15.1945 |  | 2892
59 | VACAVILLE 1111CB | 63601111 | VACAVILLE 1111 | CB | FALSE | 19525.0238 | 11777.3852 | 6.5451 | 154 | 0.00010262 | 1582 | 1549.2867 | 579 | 0.15336 | 500 | 23.6178 | 0.1 | 1453
5605 | SANTA YNEZ 1101Y52 | 182721101 | SANTA YNEZ 1101 | Y52 | FALSE | 33466.442 | 31529.2091 | 17.5218 | 141 | 6.2219e-05 | 2713 | 2469.9036 | 349 | 0.15332 | 501 | 21.6184 | 0.22 | 1124
4437 | STILLWATER 1102CB | 103561102 | STILLWATER 1102 | CB | FALSE | 40316.4241 | 40301.3395 | 22.3968 | 275 | 0.00012985 | 1011 | 1360.5287 | 658 | 0.15318 | 502 | 42.1242 | 0.14 | 1317
3264 | BEAR VALLEY 21059480 | 252192105 | BEAR VALLEY 2105 | 9480 | FALSE | 19971.3977 | 19971.3977 | 11.0988 | 80 | 7.4134e-05 | 2352 | 2457.1272 | 350 | 0.15314 | 503 | 12.251 | 0.05 | 1946
1519 | FROGTOWN 17021573 | 163451702 | FROGTOWN 1702 | 1573 | FALSE | 29066.997 | 29066.997 | 16.1535 | 156 | 6.9197e-05 | 2500 | 1984.6936 | 458 | 0.15282 | 504 | 23.8402 | 0.09 | 1514
1732 | NARROWS 21022220 | 153132102 | NARROWS 2102 | 2220 | FALSE | 45533.9477 | 44226.4373 | 24.5781 | 266 | 0.00015667 | 676 | 1115.795 | 768 | 0.15235 | 505 | 40.5244 | 0.28 | 1037
2529 | FULTON 1102287172 | 42561102 | FULTON 1102 | 287172 | FALSE | 42975.8424 | 32888.5181 | 18.2772 | 258 | 0.00014341 | 820 | 1064.6586 | 789 | 0.15216 | 506 | 39.2578 | 0.11 | 1432
9038 | OTTER 11022012 | 182941102 | OTTER 1102 | 2012 | FALSE | 16177.0749 | 14813.8509 | 8.2326 | 64 | 7.8985e-05 | 2236 | 2049.1767 | 445 | 0.15189 | 507 | 9.7211 | 0.03 | 2261
6205 | OILFIELDS 1103N48 | 182391103 | OILFIELDS 1103 | N48 | FALSE | 76703.6711 | 76703.6711 | 42.6268 | 292 | 5.999e-05 | 2778 | 2624.8703 | 325 | 0.15188 | 508 | 44.3489 | 0.11 | 1419
6912 | BANGOR 1101301886 | 103191101 | BANGOR 1101 | 301886 | FALSE | 12466.9499 | 4239.6365 | 2.3561 | 90 | 8.8332e-05 | 1976 | 1844.2972 | 493 | 0.15165 | 509 | 13.6484 |  | 3073
10865 | PASO ROBLES 1103N04 | 182611103 | PASO ROBLES 1103 | N04 | TRUE | 859.5841 | 859.5841 | 0.4777 | 4 | 0.00013464 | 932 | 1420.9296 | 631 | 0.1516 | 510 | 0.60641 | 10.35 | 398
10126 | WINDSOR 1103701650 | 43501103 | WINDSOR 1103 | 701650 | FALSE | 1191.0562 | 1191.0562 | 0.66191 | 12 | 0.00018462 | 478 | 500.0347 | 1199 | 0.15159 | 511 | 1.8191 |  | 3496
2118 | LUCERNE 11031280 | 43351103 | LUCERNE 1103 | 1280 | FALSE | 37796.6985 | 12933.8174 | 7.1878 | 238 | 0.00011562 | 1283 | 1326.8732 | 670 | 0.1512 | 512 | 35.9845 | 0.03 | 2282
7467 | CORRAL 110214026 | 162991102 | CORRAL 1102 | 14026 | FALSE | 16308.5206 | 16308.5206 | 9.0632 | 101 | 6.4324e-05 | 2633 | 2347.8148 | 374 | 0.15084 | 513 | 15.2344 | 3.03 | 567
2447 | SAN LUIS OBISPO 110342344 | 182631103 | SAN LUIS OBISPO 1103 | 42344 | FALSE | 17541.9825 | 15185.6709 | 8.4392 | 123 | 6.005e-05 | 2772 | 2518.1117 | 341 | 0.15077 | 514 | 18.5441 | 5.29 | 491
9162 | PUTAH CREEK 1105748272 | 63681105 | PUTAH CREEK 1105 | 748272 | FALSE | 6311.5498 | 1206.1255 | 0.67028 | 26 | 6.9164e-05 | 2501 | 2825.842 | 296 | 0.15028 | 515 | 3.9074 |  | 3317
6146 | PETALUMA C 1108618 | 42631108 | PETALUMA C 1108 | 618 | FALSE | 17470.7407 | 13890.2601 | 7.7193 | 119 | 8.8705e-05 | 1961 | 1646.4565 | 544 | 0.15 | 516 | 17.8498 | 3.18 | 555
7759 | BUELLTON 1101Y26 | 183041101 | BUELLTON 1101 | Y26 | FALSE | 25494.2608 | 24411.1885 | 13.5661 | 133 | 6.226e-05 | 2711 | 2408.6488 | 359 | 0.14946 | 517 | 19.8785 | 0.08 | 1586
8614 | WILLOW CREEK 110237374 | 192171102 | WILLOW CREEK 1102 | 37374 | FALSE | 3616.7474 | 3616.7474 | 2.0099 | 9 | 0.00024971 | 217 | 652.1813 | 1060 | 0.14938 | 518 | 1.3444 | 10.97 | 392
1351 | FULTON 11024522 | 42561102 | FULTON 1102 | 4522 | FALSE | 19482.3353 | 14178.9489 | 7.8797 | 128 | 0.00013265 | 968 | 1211.0142 | 727 | 0.14919 | 519 | 19.0963 | 1.62 | 661
5116 | APPLE HILL 210251792 | 153662102 | APPLE HILL 2102 | 51792 | FALSE | 15055.1772 | 15055.1772 | 8.3667 | 99 | 0.00012104 | 1164 | 1431.6373 | 622 | 0.14914 | 520 | 14.7646 | 0.08 | 1632
2803 | ZACA 1102Y48 | 182681102 | ZACA 1102 | Y48 | FALSE | 19054.6896 | 7064.3192 | 3.9259 | 157 | 6.9914e-05 | 2475 | 2423.7326 | 357 | 0.14907 | 521 | 23.4041 | 0.03 | 2278
453 | GARBERVILLE 11011604 | 192221101 | GARBERVILLE 1101 | 1604 | FALSE | 29168.7634 | 6733.9297 | 3.7423 | 166 | 0.00022087 | 316 | 698.8592 | 1023 | 0.14905 | 522 | 24.7419 | 0.05 | 1969
10386 | CALISTOGA 1101537148 | 42711101 | CALISTOGA 1101 | 537148 | TRUE | 2468.9992 | 923.0762 | 0.51298 | 14 | 8.9697e-05 | 1921 | 711.3098 | 1014 | 0.14902 | 523 | 2.0863 |  | 3541
1087 | GRASS VALLEY 11032180 | 152031103 | GRASS VALLEY 1103 | 2180 | FALSE | 71112.0664 | 71112.0664 | 39.5193 | 444 | 8.9044e-05 | 1947 | 1832.2635 | 495 | 0.1487 | 524 | 66.0238 | 0.31 | 1000
6232 | POSO MOUNTAIN 21012181 | 253642101 | POSO MOUNTAIN 2101 | 2181 | FALSE | 38165.6009 | 27116.6383 | 15.0696 | 120 | 3.7006e-05 | 3315 | 4260.274 | 131 | 0.14869 | 525 | 17.8426 | 0.05 | 2017
1083 | CLARK ROAD 11022044 | 103091102 | CLARK ROAD 1102 | 2044 | FALSE | 20271.6961 | 13688.923 | 7.6074 | 67 | 0.00011519 | 1295 | 1533.5317 | 584 | 0.14865 | 526 | 9.9595 | 0.03 | 2330
1119 | MERCED FALLS 110287352 | 252811102 | MERCED FALLS 1102 | 87352 | FALSE | 42830.7404 | 42830.7404 | 23.8025 | 215 | 7.6529e-05 | 2294 | 2120.5795 | 420 | 0.14862 | 527 | 31.9523 | 0.03 | 2333
3359 | WISE 1102307494 | 152271102 | WISE 1102 | 307494 | FALSE | 54418.6325 | 49958.7477 | 27.7637 | 279 | 7.0522e-05 | 2454 | 2167.8038 | 409 | 0.14841 | 528 | 41.4062 | 3.66 | 537
8461 | PUTAH CREEK 110264044 | 63681102 | PUTAH CREEK 1102 | 64044 | FALSE | 11992.1979 | 9649.0485 | 5.3623 | 46 | 6.4018e-05 | 2645 | 2318.9503 | 380 | 0.14834 | 529 | 6.8236 | 0.92 | 747
7436 | MENLO 110212249 | 24131102 | MENLO 1102 | 12249 | FALSE | 3869.5175 | 3869.5175 | 2.1504 | 25 | 0.0001396 | 877 | 1383.6803 | 645 | 0.14826 | 530 | 3.7065 | 0.06 | 1811
170 | NORTH BRANCH 110111206 | 163231101 | NORTH BRANCH 1101 | 11206 | FALSE | 28786.4552 | 28782.1678 | 15.9952 | 146 | 5.7399e-05 | 2853 | 3353.7714 | 217 | 0.14787 | 531 | 21.5893 | 7.09 | 451
2440 | VOLTA 110180454 | 102541101 | VOLTA 1101 | 80454 | FALSE | 51836.245 | 51220.5161 | 28.465 | 254 | 8.7906e-05 | 1985 | 1652.3048 | 542 | 0.14786 | 532 | 37.5574 | 0.09 | 1550
6322 | SALMON CREEK 1101196 | 43161101 | SALMON CREEK 1101 | 196 | FALSE | 11699.1957 | 9030.0657 | 5.0183 | 36 | 5.8544e-05 | 2820 | 2429.7049 | 356 | 0.14755 | 533 | 5.3118 | 1.88 | 635
6558 | MOLINO 110266006 | 42571102 | MOLINO 1102 | 66006 | FALSE | 14550.7056 | 14550.7056 | 8.0863 | 98 | 0.00016119 | 629 | 1078.2399 | 782 | 0.14747 | 534 | 14.4519 | 51.49 | 116
6860 | GARBERVILLE 1101CB | 192221101 | GARBERVILLE 1101 | CB | FALSE | 14152.8775 | 11300.0596 | 6.2798 | 87 | 0.00030831 | 120 | 452.1633 | 1245 | 0.14742 | 535 | 12.8257 | 0.09 | 1511
2892 | WYANDOTTE 11071026 | 102911107 | WYANDOTTE 1107 | 1026 | FALSE | 44906.7347 | 36171.5421 | 20.1017 | 273 | 7.2065e-05 | 2414 | 2265.0826 | 390 | 0.14732 | 536 | 40.2177 | 0.08 | 1587
1817 | COARSEGOLD 210410110 | 254432104 | COARSEGOLD 2104 | 10110 | FALSE | 79840.1784 | 79840.1784 | 44.3699 | 518 | 7.1892e-05 | 2423 | 1946.3474 | 464 | 0.1471 | 537 | 76.1986 | 0.85 | 766
5315 | GIRVAN 11011636 | 103401101 | GIRVAN 1101 | 1636 | FALSE | 29887.6303 | 29071.18 | 16.1558 | 200 | 0.00012911 | 1025 | 1282.4693 | 688 | 0.14693 | 538 | 29.387 | 0.42 | 935
7739 | OILFIELDS 1103N40 | 182391103 | OILFIELDS 1103 | N40 | FALSE | 4749.4542 | 4628.046 | 2.572 | 23 | 7.224e-05 | 2412 | 1911.8815 | 472 | 0.14681 | 539 | 3.3766 | 0.92 | 746
1598 | COTTONWOOD 11031348 | 102931103 | COTTONWOOD 1103 | 1348 | FALSE | 51267.8367 | 46964.6472 | 26.0998 | 357 | 6.4485e-05 | 2628 | 2847.109 | 293 | 0.14666 | 540 | 52.3583 | 0.1 | 1507
2008 | OAKHURST 11015490 | 254421101 | OAKHURST 1101 | 5490 | FALSE | 40241.3391 | 40241.3391 | 22.3635 | 276 | 5.4815e-05 | 2921 | 3287.8025 | 227 | 0.14657 | 541 | 40.4521 | 31.17 | 233
6294 | OLETA 1101239062 | 163541101 | OLETA 1101 | 239062 | FALSE | 22613.4239 | 19618.6008 | 10.9027 | 113 | 7.6414e-05 | 2296 | 2401.1977 | 361 | 0.14634 | 542 | 16.5367 |  | 3021
6920 | LAYTONVILLE 110268436 | 42681102 | LAYTONVILLE 1102 | 68436 | FALSE | 14664.9715 | 14664.9715 | 8.1498 | 45 | 0.00011581 | 1278 | 1690.836 | 525 | 0.14627 | 543 | 6.582 | 3.52 | 544
1698 | GARBERVILLE 11022010 | 192221102 | GARBERVILLE 1102 | 2010 | FALSE | 10727.9171 | 10727.9171 | 5.9619 | 39 | 0.00053737 | 26 | 277.3564 | 1477 | 0.14585 | 544 | 5.6882 | 0.08 | 1579
2911 | SHINGLE SPRINGS 210819762 | 153652108 | SHINGLE SPRINGS 2108 | 19762 | FALSE | 8713.8007 | 7078.7756 | 3.9339 | 72 | 0.00017135 | 554 | 1134.0874 | 762 | 0.14549 | 545 | 10.4755 | 0.25 | 1082
2598 | ELK CREEK 11012008 | 102781101 | ELK CREEK 1101 | 2008 | FALSE | 29196.2282 | 9225.9589 | 5.1272 | 154 | 5.6038e-05 | 2886 | 2966.3445 | 274 | 0.14517 | 546 | 22.3567 | 2.46 | 601
2127 | OILFIELDS 1103N44 | 182391103 | OILFIELDS 1103 | N44 | FALSE | 29207.7388 | 29207.7388 | 16.2317 | 109 | 8.2092e-05 | 2149 | 1862.5151 | 486 | 0.14496 | 547 | 15.8008 | 0.19 | 1171
381 | MOUNTAIN QUARRIES 21011102 | 152282101 | MOUNTAIN QUARRIES 2101 | 1102 | FALSE | 69889.6015 | 69889.6015 | 38.84 | 431 | 0.00010803 | 1451 | 1375.9559 | 650 | 0.14479 | 548 | 62.4048 | 0.21 | 1154
3913 | CORNING 110164090 | 103331101 | CORNING 1101 | 64090 | FALSE | 21993.72 | 21993.72 | 12.2226 | 170 | 4.4336e-05 | 3181 | 3248.9701 | 228 | 0.1444 | 549 | 24.5486 | 4.94 | 501
2481 | BROWNS VALLEY 11011268 | 152921101 | BROWNS VALLEY 1101 | 1268 | FALSE | 17550.3384 | 17538.5447 | 9.7468 | 106 | 8.5846e-05 | 2035 | 1744.856 | 517 | 0.14435 | 550 | 15.3013 | 0.13 | 1351
948 | MARIPOSA 21029590 | 254452102 | MARIPOSA 2102 | 9590 | FALSE | 58387.0707 | 58387.0707 | 32.4476 | 387 | 6.1765e-05 | 2727 | 2433.9636 | 353 | 0.144 | 551 | 55.7277 | 0.28 | 1045
4109 | TEMPLETON 2113A60 | 183052113 | TEMPLETON 2113 | A60 | FALSE | 14423.3233 | 11709.0954 | 6.5071 | 88 | 8.0147e-05 | 2202 | 2043.3402 | 447 | 0.14391 | 552 | 12.6644 | 1.69 | 651
9361 | CLOVERDALE 1102429006 | 42821102 | CLOVERDALE 1102 | 429006 | FALSE | 3229.4467 | 3213.4446 | 1.7858 | 23 | 0.00015434 | 701 | 805.9602 | 934 | 0.1436 | 553 | 3.3029 | 0.04 | 2192
429 | COTTONWOOD 11021578 | 102931102 | COTTONWOOD 1102 | 1578 | FALSE | 56424.6884 | 48498.4276 | 26.9522 | 269 | 5.3137e-05 | 2963 | 2721.7009 | 308 | 0.14355 | 554 | 38.6147 | 0.07 | 1761
3755 | INDIAN FLAT 1104CB | 252691104 | INDIAN FLAT 1104 | CB | FALSE | 20557.4413 | 20557.4413 | 11.4245 | 85 | 0.0001276 | 1055 | 1467.6776 | 609 | 0.14347 | 555 | 12.1951 | 0.15 | 1305
5039 | OREGON TRAIL 11031448 | 103521103 | OREGON TRAIL 1103 | 1448 | FALSE | 49484.9793 | 49484.9793 | 27.5005 | 232 | 9.5357e-05 | 1749 | 1437.1719 | 620 | 0.14347 | 556 | 33.2848 | 0.06 | 1912
5385 | MONTICELLO 110137384 | 43051101 | MONTICELLO 1101 | 37384 | FALSE | 15082.1187 | 15082.1187 | 8.3816 | 71 | 6.7163e-05 | 2554 | 2257.655 | 391 | 0.14324 | 557 | 10.17 | 0.13 | 1350
9323 | POSO MOUNTAIN 21013990 | 253642101 | POSO MOUNTAIN 2101 | 3990 | FALSE | 8945.4958 | 6963.5326 | 3.8699 | 25 | 3.4486e-05 | 3361 | 3780.3852 | 172 | 0.14297 | 558 | 3.5744 | 0.05 | 1957
8609 | PETALUMA C 1108636 | 42631108 | PETALUMA C 1108 | 636 | FALSE | 15178.9816 | 15178.9816 | 8.4355 | 108 | 0.00010078 | 1628 | 1486.0094 | 600 | 0.14279 | 559 | 15.4213 | 5.46 | 486
9301 | VOLTA 110165764 | 102541101 | VOLTA 1101 | 65764 | FALSE | 16669.4005 | 16669.4005 | 9.2637 | 34 | 4.7811e-05 | 3096 | 3350.0688 | 218 | 0.1423 | 560 | 4.8382 | 0.03 | 2268
10478 | STONE CORRAL 1110189488 | 252921110 | STONE CORRAL 1110 | 189488 | FALSE | 1343.2605 | 1327.2585 | 0.7376 | 8 | 2.6518e-05 | 3478 | 5673.1262 | 44 | 0.14211 | 561 | 1.1369 |  | 3556
1096 | CABRILLO 1103Y12 | 183101103 | CABRILLO 1103 | Y12 | FALSE | 49636.2362 | 42701.7878 | 23.7308 | 274 | 4.9026e-05 | 3063 | 2917.17 | 286 | 0.14205 | 562 | 38.9225 | 31.53 | 230
9878 | CEDAR CREEK 1101451856 | 103321101 | CEDAR CREEK 1101 | 451856 | TRUE | 105.147 | 105.147 | 0.058434 | 2 | 5.0483e-05 | 3022 | 2807.0375 | 299 | 0.14172 | 563 | 0.28345 |  | 3442
9745 | TASSAJARA 21126392 | 14662112 | TASSAJARA 2112 | 6392 | FALSE | 8838.9848 | 8838.9848 | 4.9121 | 37 | 7.9657e-05 | 2215 | 1801.3357 | 505 | 0.14162 | 564 | 5.2399 | 16.9 | 336
4697 | CALISTOGA 1101242919 | 42711101 | CALISTOGA 1101 | 242919 | FALSE | 2111.493 | 2111.493 | 1.1734 | 15 | 0.00019735 | 407 | 815.191 | 928 | 0.14151 | 565 | 2.1226 |  | 2911
5376 | FORT SEWARD 1121CB | 192321121 | FORT SEWARD 1121 | CB | FALSE | 14807.5224 | 14807.5224 | 8.229 | 54 | 0.00019854 | 400 | 804.6312 | 935 | 0.14139 | 566 | 7.6353 | 0.07 | 1742
4876 | SISQUOC 1102M54 | 182811102 | SISQUOC 1102 | M54 | FALSE | 48740.6445 | 31884.2274 | 17.7191 | 166 | 5.3034e-05 | 2966 | 2348.1035 | 373 | 0.14114 | 567 | 23.4289 | 0.02 | 2478
4881 | LINCOLN 11042070 | 153701104 | LINCOLN 1104 | 2070 | FALSE | 46879.1188 | 28951.6433 | 16.0894 | 303 | 7.9201e-05 | 2227 | 1863.8372 | 485 | 0.14111 | 568 | 42.7554 | 2.76 | 584
8866 | SAN RAMON 2101CB | 14232101 | SAN RAMON 2101 | CB | FALSE | 1579.2012 | 1277.3495 | 0.70987 | 11 | 0.0001171 | 1244 | 1362.5146 | 655 | 0.14108 | 569 | 1.5519 | 0.61 | 848
10487 | HIGGINS 1107746082 | 152691107 | HIGGINS 1107 | 746082 | FALSE | 1306.1318 | 1306.1318 | 0.72586 | 6 | 0.00011547 | 1287 | 1442.5612 | 617 | 0.14016 | 570 | 0.84097 | 0.11 | 1442
3139 | WILLITS 11044650 | 42661104 | WILLITS 1104 | 4650 | FALSE | 9890.161 | 6190.488 | 3.4403 | 80 | 0.0001146 | 1305 | 915.7398 | 878 | 0.14007 | 571 | 11.2058 | 0.03 | 2344
474 | COTTONWOOD 11031616 | 102931103 | COTTONWOOD 1103 | 1616 | FALSE | 79228.8196 | 75536.2374 | 41.978 | 454 | 5.1839e-05 | 2998 | 2965.2949 | 276 | 0.13915 | 572 | 63.1735 | 3.66 | 538
4424 | POSO MOUNTAIN 21014456 | 253642101 | POSO MOUNTAIN 2101 | 4456 | FALSE | 37862.2156 | 37862.2156 | 21.0413 | 102 | 2.7821e-05 | 3462 | 5239.6007 | 58 | 0.13881 | 573 | 14.1582 | 0.11 | 1440
7546 | LAYTONVILLE 11022502 | 42681102 | LAYTONVILLE 1102 | 2502 | FALSE | 28650.0789 | 28650.0789 | 15.9218 | 80 | 0.00011917 | 1201 | 1243.1177 | 705 | 0.13859 | 574 | 11.0874 | 0.04 | 2183
7849 | BEAR VALLEY 21014160 | 252192101 | BEAR VALLEY 2101 | 4160 | FALSE | 36723.9834 | 36723.9834 | 20.4087 | 192 | 7.1016e-05 | 2443 | 2062.9169 | 441 | 0.13839 | 575 | 26.57 | 0.07 | 1759
10064 | WILLOW PASS 1101152874 | 13911101 | WILLOW PASS 1101 | 152874 | TRUE | 1306.3422 | 982.3028 | 0.5459 | 10 | 6.4919e-05 | 2611 | 2044.3409 | 446 | 0.13803 | 576 | 1.3803 |  | 3483
2621 | LINCOLN 1101186060 | 153701101 | LINCOLN 1101 | 186060 | FALSE | 24068.765 | 17542.5963 | 9.749 | 161 | 0.00011716 | 1242 | 1235.1524 | 709 | 0.13732 | 577 | 22.1085 |  | 2791
5254 | SHINGLE SPRINGS 21092679 | 153652109 | SHINGLE SPRINGS 2109 | 2679 | FALSE | 11435.2637 | 11435.2637 | 6.355 | 70 | 6.4611e-05 | 2619 | 2176.5839 | 406 | 0.13732 | 578 | 9.6123 | 23.85 | 281
3959 | SILVERADO 210234959 | 43432102 | SILVERADO 2102 | 34959 | FALSE | 42625.8356 | 41473.2756 | 23.0481 | 205 | 7.1759e-05 | 2428 | 1907.4668 | 473 | 0.13657 | 579 | 27.9958 | 0.46 | 910
4389 | VOLTA 11011516 | 102541101 | VOLTA 1101 | 1516 | FALSE | 41402.7558 | 40856.6045 | 22.7054 | 123 | 9.2444e-05 | 1832 | 1638.3577 | 549 | 0.13616 | 580 | 16.7471 | 0.06 | 1821
9812 | CURTIS 170411300 | 163351704 | CURTIS 1704 | 11300 | FALSE | 5912.6947 | 5912.6947 | 3.2859 | 41 | 0.00013924 | 881 | 1480.6406 | 604 | 0.1361 | 581 | 5.5803 | 0.19 | 1177
4676 | NARROWS 210551582 | 153132105 | NARROWS 2105 | 51582 | FALSE | 15330.2671 | 15330.2671 | 8.5195 | 105 | 0.00014185 | 842 | 981.2465 | 843 | 0.13574 | 582 | 14.2523 | 0.04 | 2150
430 | TEJON 1102732836 | 252931102 | TEJON 1102 | 732836 | FALSE | 24952.5776 | 18788.6293 | 10.4415 | 154 | 4.1312e-05 | 3239 | 3303.5879 | 224 | 0.1353 | 583 | 20.8364 |  | 2673
4932 | MONTICELLO 1101720 | 43051101 | MONTICELLO 1101 | 720 | FALSE | 13087.7745 | 10923.6575 | 6.0706 | 70 | 6.3429e-05 | 2663 | 2299.4316 | 384 | 0.1353 | 584 | 9.4707 | 2.79 | 580
6310 | RIO DELL 11024230 | 192251102 | RIO DELL 1102 | 4230 | FALSE | 36923.3874 | 36847.6248 | 20.4775 | 59 | 0.00036561 | 80 | 373.6796 | 1331 | 0.13512 | 585 | 7.9721 | 0.02 | 2536
517 | CLARKSVILLE 210413352 | 153612104 | CLARKSVILLE 2104 | 13352 | FALSE | 58907.8743 | 55896.819 | 31.0637 | 409 | 0.00012489 | 1100 | 1100.974 | 774 | 0.13486 | 586 | 55.1568 | 30.41 | 238
7402 | MARIPOSA 2102594143 | 254452102 | MARIPOSA 2102 | 594143 | TRUE | 6633.044 | 814.5641 | 0.45268 | 60 | 9.5762e-05 | 1734 | 729.5737 | 990 | 0.13461 | 587 | 8.0769 |  | 3123
19 | CLEAR LAKE 1101406 | 42141101 | CLEAR LAKE 1101 | 406 | FALSE | 53036.2911 | 19984.6537 | 11.1061 | 312 | 8.8388e-05 | 1975 | 1508.2873 | 594 | 0.1343 | 588 | 41.9011 | 0.13 | 1362
4720 | DUNLAP 11027849F | 254061102 | DUNLAP 1102 | 7849F | FALSE | 13949.6344 | 13949.6344 | 7.7523 | 61 | 3.1633e-05 | 3406 | 5019.3612 | 73 | 0.13395 | 589 | 8.1711 | 0.04 | 2222
6125 | JESSUP 1103348657 | 103441103 | JESSUP 1103 | 348657 | FALSE | 3761.8937 | 3253.8359 | 1.8083 | 29 | 8.3622e-05 | 2107 | 2006.4651 | 455 | 0.13388 | 590 | 3.8825 |  | 3007
9100 | BANGOR 1101870548 | 103191101 | BANGOR 1101 | 870548 | FALSE | 8185.9487 | 8185.9487 | 4.5492 | 56 | 0.00010519 | 1515 | 1377.0688 | 649 | 0.13326 | 591 | 7.4625 |  | 3309
7774 | RED BLUFF 110176020 | 103541101 | RED BLUFF 1101 | 76020 | FALSE | 23407.8426 | 15031.7581 | 8.3536 | 137 | 5.4998e-05 | 2910 | 2512.6527 | 342 | 0.13318 | 592 | 18.2456 | 0.45 | 918
5975 | HARTLEY 11011306 | 43211101 | HARTLEY 1101 | 1306 | FALSE | 19638.9419 | 15260.277 | 8.4806 | 117 | 9.0495e-05 | 1898 | 1507.2616 | 595 | 0.13303 | 593 | 15.5648 | 0.07 | 1743
3100 | GARBERVILLE 11022540 | 192221102 | GARBERVILLE 1102 | 2540 | FALSE | 28748.5934 | 26122.3431 | 14.5171 | 135 | 0.00054969 | 24 | 203.3955 | 1636 | 0.13296 | 594 | 17.9496 | 0.02 | 2424
9542 | OLETA 1102CB | 163541102 | OLETA 1102 | CB | TRUE | 1312.9371 | 596.6183 | 0.33156 | 11 | 0.00014984 | 739 | 1023.6412 | 812 | 0.13274 | 595 | 1.4601 | 0.08 | 1591
6900 | SALT SPRINGS 210110416 | 163692101 | SALT SPRINGS 2101 | 10416 | FALSE | 1110.1976 | 1110.1976 | 0.61697 | 7 | 0.00010788 | 1452 | 1426.8175 | 628 | 0.1325 | 596 | 0.92748 | 0.02 | 2491
1019 | HOPLAND 1101770 | 42251101 | HOPLAND 1101 | 770 | FALSE | 24751.8286 | 13838.1959 | 7.6903 | 110 | 0.00012303 | 1134 | 1361.4118 | 656 | 0.13217 | 597 | 14.5382 | 0.02 | 2513
9774 | WILDWOOD 1101384582 | 103611101 | WILDWOOD 1101 | 384582 | FALSE | 7304.3535 | 7304.3535 | 4.0593 | 8 | 5.1941e-05 | 2994 | 4044.7807 | 147 | 0.13184 | 598 | 1.0547 |  | 3417
6290 | WYANDOTTE 110796390 | 102911107 | WYANDOTTE 1107 | 96390 | FALSE | 16282.4885 | 13753.525 | 7.6433 | 124 | 0.00016254 | 620 | 924.5376 | 871 | 0.13125 | 599 | 16.2749 | 0.12 | 1378
8217 | VINEYARD 2110CB | 14502110 | VINEYARD 2110 | CB | FALSE | 16260.0032 | 8994.5064 | 4.9985 | 86 | 9.3599e-05 | 1807 | 1513.1588 | 589 | 0.1308 | 600 | 11.2491 | 0.04 | 2129
7155 | PEORIA 1701CB | 163781701 | PEORIA 1701 | CB | FALSE | 14117.7933 | 14117.7933 | 7.8457 | 70 | 8.3932e-05 | 2095 | 1625.1549 | 551 | 0.13063 | 601 | 9.1442 | 0.03 | 2355
1707 | HIGGINS 11039753 | 152691103 | HIGGINS 1103 | 9753 | FALSE | 3306.1166 | 3306.1166 | 1.8373 | 23 | 6.1494e-05 | 2733 | 2174.098 | 407 | 0.13059 | 602 | 3.0036 | 0.08 | 1584
10679 | COVELO 1101627416 | 43061101 | COVELO 1101 | 627416 | TRUE | 5034.3822 | 971.5124 | 0.5399 | 14 | 9.4498e-05 | 1779 | 1192.7699 | 735 | 0.13024 | 603 | 1.8234 |  | 3590
2248 | CORRAL 110313474 | 162991103 | CORRAL 1103 | 13474 | FALSE | 11606.5963 | 4726.1259 | 2.6265 | 99 | 9.8916e-05 | 1672 | 1472.7962 | 605 | 0.13001 | 604 | 12.8713 | 1.54 | 666
6056 | MARIPOSA 2101309438 | 254452101 | MARIPOSA 2101 | 309438 | FALSE | 13011.7309 | 5938.6322 | 3.3003 | 93 | 0.00010698 | 1474 | 1153.73 | 754 | 0.12966 | 605 | 12.0584 |  | 3000
5806 | COLUMBIA HILL 11012212 | 152471101 | COLUMBIA HILL 1101 | 2212 | FALSE | 14695.9754 | 14695.9754 | 8.167 | 76 | 0.00022108 | 315 | 358.4844 | 1358 | 0.12922 | 606 | 9.8207 | 41.81 | 174
5628 | PUEBLO 11041304 | 43291104 | PUEBLO 1104 | 1304 | FALSE | 30935.6957 | 30935.6957 | 17.192 | 175 | 7.3325e-05 | 2386 | 1973.0848 | 460 | 0.12902 | 607 | 22.578 | 0.29 | 1031
5578 | VASCO 1102886522 | 13751102 | VASCO 1102 | 886522 | FALSE | 30828.6552 | 10908.527 | 6.0622 | 154 | 6.1458e-05 | 2736 | 2215.6632 | 400 | 0.12899 | 608 | 19.8644 |  | 2965
2390 | WYANDOTTE 11091520 | 102911109 | WYANDOTTE 1109 | 1520 | FALSE | 31725.4009 | 6700.2969 | 3.7236 | 230 | 0.00011878 | 1212 | 1243.3344 | 704 | 0.1287 | 609 | 29.6011 | 0.04 | 2162
2104 | LINCOLN 11045391 | 153701104 | LINCOLN 1104 | 5391 | FALSE | 1530.1829 | 1530.1829 | 0.85037 | 7 | 4.9284e-05 | 3055 | 2595.0683 | 333 | 0.12868 | 610 | 0.90075 | 2.85 | 575
826 | TASSAJARA 210419042 | 14662104 | TASSAJARA 2104 | 19042 | FALSE | 13701.0778 | 10069.7209 | 5.5961 | 89 | 0.00010259 | 1584 | 1548.81 | 581 | 0.12861 | 611 | 11.4466 | 0.17 | 1229
7172 | FITCH MOUNTAIN 1113356 | 42751113 | FITCH MOUNTAIN 1113 | 356 | FALSE | 24352.0152 | 17245.1485 | 9.5837 | 136 | 0.00012922 | 1022 | 991.1123 | 839 | 0.12847 | 612 | 17.4723 | 8.54 | 423
761 | BANGOR 11017446 | 103191101 | BANGOR 1101 | 7446 | FALSE | 69991.8942 | 69991.8942 | 38.8968 | 427 | 0.00013367 | 949 | 983.1088 | 842 | 0.12828 | 613 | 54.7764 | 0.18 | 1220
9800 | CALISTOGA 110135588 | 42711101 | CALISTOGA 1101 | 35588 | FALSE | 4954.8551 | 4954.8551 | 2.7536 | 18 | 9.2798e-05 | 1827 | 1278.0574 | 690 | 0.12786 | 614 | 2.3016 | 0.6 | 851
9664 | PASO ROBLES 110359763 | 182611103 | PASO ROBLES 1103 | 59763 | FALSE | 4532.1933 | 4532.1933 | 2.5187 | 30 | 5.4981e-05 | 2912 | 2480.207 | 346 | 0.12716 | 615 | 3.8149 | 2.26 | 616
5583 | RED BLUFF 11031702 | 103541103 | RED BLUFF 1103 | 1702 | FALSE | 29294.348 | 26958.2044 | 14.9816 | 177 | 4.2191e-05 | 3220 | 3360.288 | 216 | 0.12716 | 616 | 22.5069 | 0.14 | 1332
4955 | WILLITS 1104188268 | 42661104 | WILLITS 1104 | 188268 | FALSE | 8709.5262 | 6867.4982 | 3.8165 | 66 | 0.00013545 | 924 | 756.6199 | 968 | 0.1264 | 617 | 8.3425 |  | 2932
9342 | SAND CREEK 11037823F | 254601103 | SAND CREEK 1103 | 7823F | FALSE | 7527.4054 | 7527.4054 | 4.1832 | 49 | 2.6117e-05 | 3486 | 5142.2922 | 63 | 0.12636 | 618 | 6.1917 | 0.06 | 1848
7895 | PEORIA 1704877670 | 163781704 | PEORIA 1704 | 877670 | FALSE | 10595.2996 | 10595.2996 | 5.8882 | 28 | 7.9345e-05 | 2225 | 1606.4027 | 561 | 0.12626 | 619 | 3.5352 | 0.06 | 1803
1593 | MENLO 1102W80 | 24131102 | MENLO 1102 | W80 | FALSE | 30507.2399 | 30491.2345 | 16.945 | 129 | 0.00012461 | 1105 | 990.5879 | 840 | 0.12598 | 620 | 16.2519 | 0.26 | 1062
9134 | SAN LUIS OBISPO 1104350030 | 182631104 | SAN LUIS OBISPO 1104 | 350030 | FALSE | 14009.015 | 9325.238 | 5.1823 | 107 | 0.00012847 | 1039 | 957.5657 | 855 | 0.12598 | 621 | 13.4795 |  | 3314
10634 | EDENVALE 2107288980 | 82952107 | EDENVALE 2107 | 288980 | TRUE | 1137.5268 | 532.3299 | 0.29583 | 6 | 5.3751e-05 | 2947 | 2359.4228 | 370 | 0.12531 | 622 | 0.75188 |  | 3583
8835 | SOLEDAD 2102955138 | 182052102 | SOLEDAD 2102 | 955138 | FALSE | 4475.7732 | 4227.5124 | 2.3494 | 16 | 6.7551e-05 | 2548 | 1883.3994 | 478 | 0.12515 | 623 | 2.0024 |  | 3270
6170 | GIRVAN 11011330 | 103401101 | GIRVAN 1101 | 1330 | FALSE | 50161.9849 | 49990.913 | 27.7816 | 264 | 0.00011447 | 1308 | 1373.7242 | 651 | 0.12503 | 624 | 33.0087 | 0.19 | 1173
9760 | RINCON 11035152 | 43321103 | RINCON 1103 | 5152 | FALSE | 2685.0442 | 2685.0442 | 1.4922 | 17 | 0.00018787 | 456 | 675.7903 | 1038 | 0.1239 | 625 | 2.1064 | 12.52 | 374
6631 | HIGHLANDS 11031282 | 43361103 | HIGHLANDS 1103 | 1282 | FALSE | 26604.6713 | 22934.9277 | 12.7457 | 164 | 7.8872e-05 | 2239 | 1748.6654 | 515 | 0.12376 | 626 | 20.2971 | 4.57 | 514
7124 | SANTA YNEZ 1102CB | 182721102 | SANTA YNEZ 1102 | CB | FALSE | 14342.9846 | 2348.085 | 1.3049 | 124 | 5.5469e-05 | 2900 | 1580.4692 | 569 | 0.12375 | 627 | 15.3456 | 0.03 | 2351
547 | STILLWATER 11021644 | 103561102 | STILLWATER 1102 | 1644 | FALSE | 36747.479 | 36747.479 | 20.4218 | 244 | 0.00010131 | 1620 | 1382.8849 | 646 | 0.12375 | 628 | 30.1941 | 0.08 | 1604
6046 | WOODWARD 210878448 | 255292108 | WOODWARD 2108 | 78448 | FALSE | 47671.1997 | 31387.7639 | 17.4432 | 188 | 3.1679e-05 | 3405 | 4051.9056 | 146 | 0.12365 | 629 | 23.2453 | 0.05 | 2059
7443 | GARBERVILLE 11011770 | 192221101 | GARBERVILLE 1101 | 1770 | FALSE | 13849.8333 | 13849.8333 | 7.6968 | 66 | 0.00044353 | 51 | 343.9532 | 1380 | 0.12342 | 630 | 8.1457 | 0.02 | 2504
2056 | BUELLTON 1101Y06 | 183041101 | BUELLTON 1101 | Y06 | FALSE | 63281.543 | 48855.5405 | 27.1507 | 304 | 5.4903e-05 | 2917 | 2033.2985 | 450 | 0.12317 | 631 | 37.4433 | 0.14 | 1333
1863 | DIAMOND SPRINGS 110610587 | 152261106 | DIAMOND SPRINGS 1106 | 10587 | FALSE | 35336.5514 | 35336.5514 | 19.6377 | 212 | 8.4096e-05 | 2092 | 1469.4238 | 607 | 0.12297 | 632 | 26.0703 | 0.13 | 1334
5060 | CLOVERDALE 1102156 | 42821102 | CLOVERDALE 1102 | 156 | FALSE | 18958.8699 | 9919.8336 | 5.5128 | 110 | 0.00012453 | 1107 | 875.9596 | 896 | 0.12268 | 633 | 13.4944 | 0.21 | 1144
8874 | BRIDGEVILLE 110169866 | 192461101 | BRIDGEVILLE 1101 | 69866 | FALSE | 10571.2356 | 10571.2356 | 5.8748 | 46 | 0.00023172 | 281 | 514.4343 | 1188 | 0.12256 | 634 | 5.6379 | 3.53 | 543
7200 | DIAMOND SPRINGS 1104705100 | 152261104 | DIAMOND SPRINGS 1104 | 705100 | FALSE | 13322.8036 | 11885.1942 | 6.605 | 78 | 0.00013638 | 915 | 900.0548 | 884 | 0.12223 | 635 | 9.5341 |  | 3106
5273 | SAND CREEK 11037110 | 254601103 | SAND CREEK 1103 | 7110 | FALSE | 29983.2616 | 29983.2616 | 16.6627 | 132 | 4.0372e-05 | 3258 | 3332.8764 | 221 | 0.12197 | 636 | 16.0996 | 0.03 | 2230
3234 | FULTON 1107604 | 42561107 | FULTON 1107 | 604 | FALSE | 28058.6741 | 28058.6741 | 15.5931 | 169 | 0.00010038 | 1638 | 1390.9913 | 641 | 0.12169 | 637 | 20.5661 | 38.24 | 196
8992 | TIDEWATER 2106781445 | 14652106 | TIDEWATER 2106 | 781445 | TRUE | 577.8877 | 405.5365 | 0.22537 | 6 | 0.00010546 | 1508 | 1075.6001 | 784 | 0.12145 | 638 | 0.72871 |  | 3291
9503 | SAN LUIS OBISPO 1103153199 | 182631103 | SAN LUIS OBISPO 1103 | 153199 | FALSE | 8788.2197 | 4750.5459 | 2.64 | 53 | 4.9986e-05 | 3037 | 2588.0496 | 334 | 0.1214 | 639 | 6.4339 |  | 3364
8489 | LAYTONVILLE 1102572 | 42681102 | LAYTONVILLE 1102 | 572 | FALSE | 34429.3225 | 34429.3225 | 19.1335 | 155 | 0.00020812 | 372 | 588.4642 | 1115 | 0.12097 | 640 | 18.7503 | 5.06 | 497
1408 | ATASCADERO 1103A16 | 182541103 | ATASCADERO 1103 | A16 | FALSE | 32308.0619 | 31835.9088 | 17.6923 | 122 | 9.9134e-05 | 1665 | 1262.4628 | 693 | 0.12088 | 641 | 14.7476 | 0.07 | 1702
68 | TEJON 11022455 | 252931102 | TEJON 1102 | 2455 | FALSE | 10165.5764 | 10165.5764 | 5.6494 | 84 | 3.5175e-05 | 3348 | 3535.7199 | 196 | 0.12034 | 642 | 10.1082 | 0.08 | 1657
6764 | MAXWELL 11053008 | 62881105 | MAXWELL 1105 | 3008 | FALSE | 24475.225 | 13636.9493 | 7.5785 | 55 | 6.8766e-05 | 2515 | 2119.5029 | 421 | 0.1202 | 643 | 6.6112 | 0.01 | 2614
3997 | APPLE HILL 2102CB | 153662102 | APPLE HILL 2102 | CB | FALSE | 66423.2503 | 66423.2503 | 36.9136 | 448 | 0.00014731 | 770 | 1022.0989 | 813 | 0.12006 | 644 | 53.7868 | 29.66 | 239
4706 | WYANDOTTE 11031504 | 102911103 | WYANDOTTE 1103 | 1504 | FALSE | 23629.2409 | 17735.4007 | 9.8562 | 186 | 0.00021184 | 352 | 618.3499 | 1084 | 0.12006 | 645 | 22.3307 | 0.12 | 1402
8185 | CLARKSVILLE 2109CB | 153612109 | CLARKSVILLE 2109 | CB | FALSE | 1831.3319 | 1593.4993 | 0.88556 | 15 | 0.00021275 | 345 | 713.5234 | 1009 | 0.11989 | 646 | 1.7983 | 0.07 | 1726
5862 | HOLLISTER 2102855412 | 182492102 | HOLLISTER 2102 | 855412 | FALSE | 50683.3516 | 45702.3865 | 25.3983 | 108 | 6.4443e-05 | 2629 | 1812.7947 | 504 | 0.11956 | 647 | 12.9123 | 0.05 | 2051
2833 | MARTELL 11033152 | 163011103 | MARTELL 1103 | 3152 | FALSE | 27364.6036 | 26923.3255 | 14.9622 | 134 | 8.4438e-05 | 2079 | 1552.0849 | 578 | 0.11956 | 648 | 16.0208 | 0.08 | 1624
3141 | DIAMOND SPRINGS 11057722 | 152261105 | DIAMOND SPRINGS 1105 | 7722 | FALSE | 100229.7186 | 96782.5255 | 53.7853 | 572 | 0.00010462 | 1540 | 1087.3028 | 779 | 0.11928 | 649 | 68.2291 | 0.25 | 1084
501 | DOBBINS 11011264 | 153741101 | DOBBINS 1101 | 1264 | FALSE | 56286.9636 | 56286.9636 | 31.2805 | 307 | 0.00011647 | 1260 | 1094.5256 | 776 | 0.11917 | 650 | 36.585 | 0.39 | 957
855 | HIGGINS 1103CB | 152691103 | HIGGINS 1103 | CB | FALSE | 45692.926 | 45174.6839 | 25.1051 | 315 | 0.00014305 | 825 | 1166.4722 | 747 | 0.11916 | 651 | 37.536 | 0.25 | 1090
491 | TIVY VALLEY 1107822606 | 252941107 | TIVY VALLEY 1107 | 822606 | FALSE | 29230.0954 | 21701.9466 | 12.0605 | 144 | 3.2057e-05 | 3400 | 3717.2296 | 181 | 0.11894 | 652 | 17.1275 |  | 2678
8121 | CAYETANO 2109MR186 | 14422109 | CAYETANO 2109 | MR186 | TRUE | 4135.7533 | 818.8837 | 0.45508 | 27 | 8.9465e-05 | 1933 | 1490.2334 | 599 | 0.11874 | 653 | 3.2061 | 0.02 | 2461
2634 | APPLE HILL 21028372 | 153662102 | APPLE HILL 2102 | 8372 | FALSE | 101264.4904 | 94481.7777 | 52.5067 | 629 | 0.00011802 | 1229 | 985.1922 | 841 | 0.11858 | 654 | 74.5861 | 0.21 | 1139
1440 | MARIPOSA 21019400 | 254452101 | MARIPOSA 2101 | 9400 | FALSE | 101537.78 | 101537.78 | 56.4279 | 667 | 6.6859e-05 | 2561 | 1882.7942 | 479 | 0.11849 | 655 | 79.0304 | 1.17 | 705
8059 | OILFIELDS 1103N62 | 182391103 | OILFIELDS 1103 | N62 | FALSE | 8948.1922 | 8948.1922 | 4.9728 | 39 | 7.0521e-05 | 2455 | 1674.5706 | 532 | 0.11842 | 656 | 4.6183 | 0.13 | 1344
1860 | SHINGLE SPRINGS 2105CB | 153652105 | SHINGLE SPRINGS 2105 | CB | FALSE | 30610.8387 | 30610.8387 | 17.0115 | 245 | 0.00018342 | 484 | 745.8005 | 978 | 0.11812 | 657 | 28.9401 | 0.61 | 844
1237 | NARROWS 2102CB | 153132102 | NARROWS 2102 | CB | FALSE | 39248.3153 | 36287.6403 | 20.1663 | 243 | 0.00015786 | 664 | 1177.1526 | 742 | 0.11807 | 658 | 28.6917 | 0.1 | 1491
9931 | CORTINA 1101528460 | 63121101 | CORTINA 1101 | 528460 | FALSE | 6121.8319 | 3043.5918 | 1.6914 | 12 | 3.9909e-05 | 3271 | 3097.7847 | 255 | 0.11792 | 659 | 1.415 |  | 3454
6877 | COARSEGOLD 21036110 | 254432103 | COARSEGOLD 2103 | 6110 | FALSE | 47929.948 | 17714.3763 | 9.8445 | 179 | 4.1885e-05 | 3228 | 2595.4532 | 332 | 0.11737 | 660 | 21.0097 | 0.03 | 2313
3126 | HORSESHOE 110150140 | 152571101 | HORSESHOE 1101 | 50140 | FALSE | 10038.7802 | 6357.3386 | 3.533 | 82 | 0.0001527 | 722 | 724.1364 | 995 | 0.11734 | 661 | 9.6215 | 0.07 | 1721
9916 | SAN LUIS OBISPO 1104777686 | 182631104 | SAN LUIS OBISPO 1104 | 777686 | FALSE | 3079.762 | 2707.2733 | 1.5045 | 17 | 6.1974e-05 | 2721 | 2050.5492 | 444 | 0.11731 | 662 | 1.9944 |  | 3452
8080 | SILVERADO 210258626 | 43432102 | SILVERADO 2102 | 58626 | FALSE | 24491.7338 | 24491.7338 | 13.6109 | 125 | 9.1234e-05 | 1869 | 1427.3169 | 627 | 0.117 | 663 | 14.6249 | 33.89 | 218
4277 | SAN JOAQUIN #2 1103157026 | 252521103 | SAN JOAQUIN #2 1103 | 157026 | FALSE | 5200.077 | 5200.077 | 2.8899 | 44 | 6.6096e-05 | 2586 | 1923.6933 | 467 | 0.11682 | 664 | 5.1403 | 0.05 | 1989
6827 | PEORIA 170411232 | 163781704 | PEORIA 1704 | 11232 | FALSE | 27747.6591 | 20505.608 | 11.3957 | 222 | 7.7668e-05 | 2269 | 1686.0292 | 527 | 0.11656 | 665 | 25.8772 | 3.3 | 550
772 | DIAMOND SPRINGS 11052102 | 152261105 | DIAMOND SPRINGS 1105 | 2102 | FALSE | 62912.0633 | 60307.8799 | 33.5151 | 417 | 0.00013035 | 1002 | 1146.8943 | 755 | 0.11621 | 666 | 48.4576 | 0.75 | 787
1946 | WILLITS 1104CB | 42661104 | WILLITS 1104 | CB | FALSE | 12241.4218 | 6260.0525 | 3.4789 | 90 | 0.00013491 | 927 | 773.6055 | 956 | 0.11609 | 667 | 10.4477 | 0.03 | 2310
2370 | GEYSERVILLE 1102484 | 42891102 | GEYSERVILLE 1102 | 484 | FALSE | 78528.1935 | 53688.8082 | 29.8367 | 379 | 0.00011833 | 1222 | 896.8187 | 885 | 0.11607 | 668 | 43.9888 | 0.17 | 1225
7186 | HIGGINS 1104CB | 152691104 | HIGGINS 1104 | CB | FALSE | 18716.511 | 18050.1072 | 10.031 | 124 | 0.00013241 | 974 | 792.6979 | 948 | 0.11592 | 669 | 14.3743 | 0.08 | 1643
9814 | PENRYN 1105119949 | 152561105 | PENRYN 1105 | 119949 | FALSE | 3756.7927 | 2221.8702 | 1.2348 | 25 | 7.5613e-05 | 2320 | 1497.9784 | 598 | 0.11529 | 670 | 2.8822 |  | 3429
7423 | CLAY 1103CB | 163341103 | CLAY 1103 | CB | FALSE | 21668.4067 | 9680.057 | 5.3795 | 110 | 0.00011397 | 1323 | 734.8074 | 989 | 0.11521 | 671 | 12.6729 | 0.03 | 2334
7292 | TIDEWATER 2106745811 | 14652106 | TIDEWATER 2106 | 745811 | TRUE | 780.426 | 641.2916 | 0.35639 | 8 | 7.9022e-05 | 2235 | 1106.1185 | 773 | 0.11506 | 672 | 0.92047 |  | 3113
8864 | WOODACRE 110191900 | 43021101 | WOODACRE 1101 | 91900 | FALSE | 22248.6035 | 14519.294 | 8.0689 | 91 | 0.00012885 | 1031 | 1012.5441 | 824 | 0.11491 | 673 | 10.4566 | 1.72 | 650
9782 | SAND CREEK 110397354 | 254601103 | SAND CREEK 1103 | 97354 | FALSE | 16339.8299 | 14168.242 | 7.8738 | 59 | 2.3546e-05 | 3509 | 5418.3509 | 49 | 0.11488 | 674 | 6.7778 | 0.06 | 1885
7321 | CLARKSVILLE 210619642 | 153612106 | CLARKSVILLE 2106 | 19642 | FALSE | 2579.2739 | 1246.4399 | 0.69269 | 17 | 0.00024874 | 219 | 453.1258 | 1242 | 0.11477 | 675 | 1.9511 | 0.96 | 739
1291 | MERCED FALLS 11029470 | 252811102 | MERCED FALLS 1102 | 9470 | FALSE | 36749.5976 | 36749.5976 | 20.423 | 277 | 8.8658e-05 | 1964 | 1395.4992 | 639 | 0.11474 | 676 | 31.7833 | 0.01 | 2586
10278 | PUEBLO 2102943820 | 43292102 | PUEBLO 2102 | 943820 | FALSE | 3953.9711 | 3039.5845 | 1.6892 | 13 | 9.0029e-05 | 1913 | 1434.295 | 621 | 0.11464 | 677 | 1.4903 |  | 3527
2358 | WHITMORE 11011594 | 103601101 | WHITMORE 1101 | 1594 | FALSE | 39042.2093 | 39042.2093 | 21.6971 | 160 | 0.00012552 | 1089 | 1126.4421 | 765 | 0.11449 | 678 | 18.3178 | 0.12 | 1390
892 | MARIPOSA 210110240 | 254452101 | MARIPOSA 2101 | 10240 | FALSE | 34689.059 | 34689.059 | 19.2779 | 189 | 7.4292e-05 | 2350 | 1439.7612 | 619 | 0.11431 | 679 | 21.6045 | 0.31 | 1009
4813 | CLOVERDALE 1102674 | 42821102 | CLOVERDALE 1102 | 674 | FALSE | 32462.2926 | 27296.9382 | 15.1698 | 122 | 0.00011908 | 1203 | 1499.689 | 597 | 0.11401 | 680 | 13.9092 | 0.15 | 1285
4778 | SHINGLE SPRINGS 210961892 | 153652109 | SHINGLE SPRINGS 2109 | 61892 | FALSE | 48456.6488 | 48456.6488 | 26.929 | 318 | 8.0969e-05 | 2183 | 1584.3018 | 567 | 0.11372 | 681 | 36.1635 | 38.89 | 193
9093 | BANGOR 110155206 | 103191101 | BANGOR 1101 | 55206 | TRUE | 3467.0084 | 0 | 0 | 28 | 0.00010976 | 1415 | 967.1576 | 851 | 0.11351 | 682 | 3.1783 | 0.04 | 2213
395 | CALISTOGA 1101734 | 42711101 | CALISTOGA 1101 | 734 | FALSE | 26724.941 | 22050.8989 | 12.2544 | 162 | 0.00015037 | 732 | 885.8837 | 889 | 0.11348 | 683 | 18.3842 | 1.06 | 719
7143 | COTATI 1103CB | 42271103 | COTATI 1103 | CB | FALSE | 19422.567 | 19422.567 | 10.7938 | 106 | 0.00011506 | 1297 | 1154.679 | 753 | 0.11341 | 684 | 12.0218 | 5.58 | 484
2744 | WHITMORE 110145262 | 103601101 | WHITMORE 1101 | 45262 | FALSE | 46333.9347 | 46333.9347 | 25.7493 | 221 | 0.00010272 | 1577 | 1038.3077 | 800 | 0.11334 | 685 | 25.0485 | 0.06 | 1915
4167 | COTTONWOOD 11031344 | 102931103 | COTTONWOOD 1103 | 1344 | FALSE | 20065.0071 | 16285.3354 | 9.0503 | 152 | 6.9299e-05 | 2497 | 2362.2491 | 369 | 0.11327 | 686 | 17.2178 | 4.34 | 522
9035 | CLEAR LAKE 1101699062 | 42141101 | CLEAR LAKE 1101 | 699062 | FALSE | 3006.4235 | 1359.6473 | 0.7556 | 20 | 8.6499e-05 | 2024 | 1257.9802 | 696 | 0.11322 | 687 | 2.2645 |  | 3300
2015 | SHINGLE SPRINGS 210912392 | 153652109 | SHINGLE SPRINGS 2109 | 12392 | FALSE | 23572.5391 | 23572.5391 | 13.1 | 178 | 0.00010936 | 1424 | 1246.8521 | 703 | 0.11309 | 688 | 20.1293 | 55.71 | 101
2546 | PLACERVILLE 1110421358 | 153081110 | PLACERVILLE 1110 | 421358 | FALSE | 23870.6711 | 23870.6711 | 13.2657 | 169 | 0.00012254 | 1140 | 802.5537 | 940 | 0.11286 | 689 | 19.0733 |  | 2784
6240 | SILVERADO 2104722 | 43432104 | SILVERADO 2104 | 722 | FALSE | 12705.3582 | 12705.3582 | 7.0608 | 99 | 0.00026082 | 194 | 569.6012 | 1130 | 0.11274 | 690 | 11.1613 | 46.62 | 140
6314 | TEJON 11023751 | 252931102 | TEJON 1102 | 3751 | FALSE | 16451.1737 | 15802.8651 | 8.7822 | 65 | 4.4896e-05 | 3163 | 3153.8117 | 247 | 0.11269 | 691 | 7.325 | 0.03 | 2272
8377 | CAYETANO 2111CB | 14422111 | CAYETANO 2111 | CB | FALSE | 14665.1565 | 5449.7896 | 3.0286 | 81 | 0.00012146 | 1157 | 1050.3758 | 796 | 0.11258 | 692 | 9.1187 | 0.04 | 2099
84 | LINCOLN 110451756 | 153701104 | LINCOLN 1104 | 51756 | FALSE | 56082.3102 | 17440.8058 | 9.6924 | 264 | 8.4998e-05 | 2060 | 1131.9939 | 763 | 0.11252 | 693 | 29.7041 | 1.15 | 707
4410 | MC ARTHUR 1101501106 | 103491101 | MC ARTHUR 1101 | 501106 | FALSE | 16962.6839 | 16083.896 | 8.9384 | 86 | 2.2874e-05 | 3513 | 4753.376 | 97 | 0.11248 | 694 | 9.6734 |  | 2889
1376 | CLARKSVILLE 210419772 | 153612104 | CLARKSVILLE 2104 | 19772 | FALSE | 29712.1582 | 28840.3765 | 16.0276 | 185 | 0.00010637 | 1489 | 1084.3194 | 780 | 0.11233 | 695 | 20.7806 | 41.36 | 177
138 | CLARKSVILLE 2103593454 | 153612103 | CLARKSVILLE 2103 | 593454 | FALSE | 65282.8123 | 51502.8241 | 28.6218 | 324 | 8.6965e-05 | 2012 | 1565.5344 | 572 | 0.11221 | 696 | 36.3549 |  | 2656
6028 | RISING RIVER 11011530 | 103551101 | RISING RIVER 1101 | 1530 | FALSE | 28483.8521 | 18168.0106 | 10.0966 | 167 | 5.6107e-05 | 2884 | 2176.9842 | 405 | 0.11218 | 697 | 18.7349 | 0.01 | 2573
6687 | CLARK ROAD 110281296 | 103091102 | CLARK ROAD 1102 | 81296 | FALSE | 24680.7336 | 17571.0511 | 9.7648 | 124 | 0.00010636 | 1490 | 869.9858 | 899 | 0.11218 | 698 | 13.9107 | 0.05 | 2005
2672 | APPLE HILL 210277546 | 153662102 | APPLE HILL 2102 | 77546 | FALSE | 69346.9327 | 69346.9327 | 38.5384 | 403 | 9.5092e-05 | 1762 | 1309.4241 | 678 | 0.11214 | 699 | 45.1922 | 0.19 | 1189
4377 | MARIPOSA 2101752630 | 254452101 | MARIPOSA 2101 | 752630 | FALSE | 30558.9663 | 30558.9663 | 16.9826 | 154 | 6.484e-05 | 2614 | 1699.6449 | 523 | 0.11205 | 700 | 17.2553 |  | 2886
5474 | COTATI 1105213984 | 42271105 | COTATI 1105 | 213984 | FALSE | 11162.845 | 11162.845 | 6.2036 | 47 | 9.4494e-05 | 1780 | 1225.6338 | 715 | 0.11198 | 701 | 5.263 |  | 2957
6448 | MERCED FALLS 110238748 | 252811102 | MERCED FALLS 1102 | 38748 | FALSE | 24704.6186 | 24704.6186 | 13.7292 | 178 | 7.1784e-05 | 2426 | 1618.5371 | 554 | 0.11192 | 702 | 19.9215 | 0.01 | 2604
1645 | COTATI 110599720 | 42271105 | COTATI 1105 | 99720 | FALSE | 19787.8115 | 14780.8133 | 8.2142 | 134 | 8.8188e-05 | 1977 | 1157.381 | 751 | 0.11177 | 703 | 14.9768 | 7.05 | 453
439 | HIGGINS 1110CB | 152691110 | HIGGINS 1110 | CB | FALSE | 17394.4702 | 14019.0952 | 7.7909 | 134 | 0.00023184 | 280 | 615.3789 | 1088 | 0.11172 | 704 | 14.9707 | 0.06 | 1909
6646 | UPPER LAKE 110175370 | 42871101 | UPPER LAKE 1101 | 75370 | FALSE | 23702.8229 | 17823.7139 | 9.9052 | 133 | 0.0001129 | 1346 | 1122.5953 | 767 | 0.11161 | 705 | 14.8441 | 0.05 | 2009
3320 | LAYTONVILLE 110237586 | 42681102 | LAYTONVILLE 1102 | 37586 | FALSE | 22457.0278 | 22457.0278 | 12.4801 | 72 | 0.00013607 | 919 | 959.2045 | 854 | 0.11137 | 706 | 8.0187 | 0.07 | 1736
8527 | HIGGINS 11097831 | 152691109 | HIGGINS 1109 | 7831 | FALSE | 14300.9674 | 14300.9674 | 7.9475 | 86 | 5.8164e-05 | 2831 | 1904.4724 | 475 | 0.1113 | 707 | 9.5719 | 0.1 | 1473
8404 | TEMPLETON 2110317796 | 183052110 | TEMPLETON 2110 | 317796 | FALSE | 11760.0744 | 8148.5566 | 4.5284 | 65 | 7.0178e-05 | 2466 | 1382.5193 | 647 | 0.11087 | 708 | 7.2063 |  | 3222
9399 | CALAVERAS CEMENT 1101585 | 162211101 | CALAVERAS CEMENT 1101 | 585 | FALSE | 22730.6203 | 22730.6203 | 12.6322 | 95 | 6.2212e-05 | 2714 | 1313.2645 | 677 | 0.11082 | 709 | 10.5283 | 0.1 | 1490
9168 | CAL WATER 1102690954 | 255451102 | CAL WATER 1102 | 690954 | FALSE | 6889.4894 | 6410.0397 | 3.5623 | 12 | 1.5494e-05 | 3583 | 7160.5307 | 9 | 0.11057 | 710 | 1.3268 |  | 3318
1850 | OAKHURST 1103CB | 254421103 | OAKHURST 1103 | CB | FALSE | 53866.9528 | 51789.1777 | 28.781 | 417 | 0.00011056 | 1401 | 1269.855 | 691 | 0.11044 | 711 | 46.0525 | 0.78 | 780
4124 | CALPELLA 1102CB | 43411102 | CALPELLA 1102 | CB | TRUE | 7260.7146 | 263.08 | 0.1462 | 61 | 0.00011907 | 1204 | 713.2367 | 1010 | 0.1104 | 712 | 6.7341 | 0.02 | 2463
10720 | OCEANO 1103839302 | 182601103 | OCEANO 1103 | 839302 | FALSE | 1806.4039 | 1806.4039 | 1.0039 | 8 | 4.4881e-05 | 3164 | 2564.3756 | 337 | 0.11001 | 713 | 0.88007 |  | 3595
2355 | OLETA 11021204 | 163541102 | OLETA 1102 | 1204 | FALSE | 47393.9854 | 41374.6655 | 22.9933 | 233 | 8.8982e-05 | 1950 | 1305.1155 | 679 | 0.10989 | 714 | 25.6033 | 0.09 | 1553
635 | BRUNSWICK 11062790 | 152481106 | BRUNSWICK 1106 | 2790 | FALSE | 17696.042 | 16028.2028 | 8.9074 | 115 | 0.00014264 | 831 | 967.5085 | 850 | 0.10954 | 715 | 12.5971 | 0.18 | 1201
6919 | COTTONWOOD 110168190 | 102931101 | COTTONWOOD 1101 | 68190 | FALSE | 40559.778 | 38588.9503 | 21.4452 | 238 | 3.6266e-05 | 3328 | 3033.8848 | 265 | 0.10937 | 716 | 26.0311 | 0.06 | 1813
10335 | PETALUMA C 1109664732 | 42631109 | PETALUMA C 1109 | 664732 | FALSE | 1437.8147 | 1437.8147 | 0.79904 | 6 | 9.0941e-05 | 1884 | 1650.3416 | 543 | 0.10842 | 717 | 0.65051 | 1.72 | 649
4157 | CALPELLA 1101600 | 43411101 | CALPELLA 1101 | 600 | FALSE | 39281.1533 | 30870.3 | 17.1557 | 164 | 0.00011588 | 1272 | 1083.2564 | 781 | 0.10818 | 718 | 17.7408 | 0.15 | 1297
3546 | LUCERNE 1103CB | 43351103 | LUCERNE 1103 | CB | FALSE | 7158.565 | 3619.1597 | 2.0113 | 59 | 0.00018211 | 497 | 299.7205 | 1447 | 0.10789 | 719 | 6.3658 | 0.1 | 1483
6463 | SONOMA 1105229588 | 42721105 | SONOMA 1105 | 229588 | FALSE | 21565.3961 | 15531.0208 | 8.6311 | 149 | 8.8674e-05 | 1963 | 1224.4513 | 716 | 0.10786 | 720 | 16.0708 |  | 3033
2133 | FROGTOWN 17011623 | 163451701 | FROGTOWN 1701 | 1623 | FALSE | 24554.2111 | 24554.2111 | 13.6456 | 152 | 7.6286e-05 | 2301 | 1590.8242 | 564 | 0.1076 | 721 | 16.3546 | 0.2 | 1165
10925 | GOLDTREE 1105551904 | 182581105 | GOLDTREE 1105 | 551904 | TRUE | 35.7178 | 35.7178 | 0.01985 | 1 | 0.00014066 | 859 | 763.0871 | 960 | 0.10733 | 722 | 0.10733 | 0.87 | 755
9605 | NOTRE DAME 1104937710 | 102041104 | NOTRE DAME 1104 | 937710 | FALSE | 2292.7758 | 1372.1379 | 0.76254 | 8 | 9.5377e-05 | 1748 | 1144.507 | 756 | 0.10733 | 723 | 0.85862 |  | 3387
3953 | JAMESON 11059472 | 63801105 | JAMESON 1105 | 9472 | FALSE | 11800.3384 | 4934.5741 | 2.7423 | 90 | 8.6625e-05 | 2018 | 1503.1801 | 596 | 0.10731 | 724 | 9.6577 | 0.04 | 2109
6952 | OLETA 110151740 | 163541101 | OLETA 1101 | 51740 | FALSE | 34181.0044 | 25031.397 | 13.9108 | 129 | 6.4996e-05 | 2610 | 1615.1565 | 556 | 0.107 | 725 | 13.8028 | 0.06 | 1828
4360 | CORRAL 110236666 | 162991102 | CORRAL 1102 | 36666 | FALSE | 29026.438 | 27295.7526 | 15.1692 | 207 | 7.008e-05 | 2471 | 1591.1088 | 563 | 0.10683 | 726 | 22.1131 | 0.11 | 1436
10467 | BIG BEND 11011704 | 103751101 | BIG BEND 1101 | 1704 | FALSE | 4825.0456 | 4825.0456 | 2.6814 | 9 | 0.00018499 | 473 | 1060.4778 | 792 | 0.1065 | 727 | 0.95854 | 1.47 | 671
2963 | KONOCTI 110275382 | 43311102 | KONOCTI 1102 | 75382 | FALSE | 37601.9152 | 37336.0999 | 20.7489 | 198 | 0.00010957 | 1420 | 1232.3374 | 713 | 0.10636 | 728 | 21.0588 | 11.14 | 387
7719 | GEYSERVILLE 1102220154 | 42891102 | GEYSERVILLE 1102 | 220154 | TRUE | 4466.0624 | 427.7941 | 0.23774 | 30 | 0.00014785 | 765 | 533.1924 | 1168 | 0.10579 | 729 | 3.1738 |  | 3155
4276 | NARROWS 2105CB | 153132105 | NARROWS 2105 | CB | FALSE | 58448.7227 | 58073.6402 | 32.2735 | 382 | 0.00010807 | 1450 | 1111.2712 | 769 | 0.10567 | 730 | 40.3677 | 0.26 | 1065
4123 | MARIPOSA 21014410 | 254452101 | MARIPOSA 2101 | 4410 | FALSE | 36702.381 | 36702.381 | 20.3967 | 232 | 6.2011e-05 | 2720 | 1654.2525 | 541 | 0.10548 | 731 | 24.471 | 0.16 | 1272
5996 | MONTICELLO 1101630 | 43051101 | MONTICELLO 1101 | 630 | FALSE | 31341.2103 | 30113.0466 | 16.7348 | 93 | 5.6908e-05 | 2863 | 1625.0866 | 552 | 0.10515 | 732 | 9.7794 | 0.15 | 1293
7010 | WILLITS 1103966 | 42661103 | WILLITS 1103 | 966 | FALSE | 3670.4356 | 1555.849 | 0.86464 | 34 | 0.00012939 | 1020 | 514.9608 | 1186 | 0.10505 | 733 | 3.5716 | 0.33 | 984
6094 | PARADISE 110443008 | 102831104 | PARADISE 1104 | 43008 | FALSE | 20752.8612 | 20697.7732 | 11.5024 | 145 | 0.00024315 | 238 | 866.3217 | 903 | 0.10501 | 734 | 15.2269 |  | 3002
6540 | MORGAN HILL 2105XR070 | 83242105 | MORGAN HILL 2105 | XR070 | FALSE | 13972.8614 | 10519.5514 | 5.8461 | 90 | 8.0053e-05 | 2203 | 1459.1172 | 612 | 0.10473 | 735 | 9.4261 | 0.15 | 1280
1104 | BRUNSWICK 11042112 | 152481104 | BRUNSWICK 1104 | 2112 | FALSE | 31201.9016 | 31201.9016 | 17.3399 | 222 | 0.00012958 | 1016 | 755.541 | 969 | 0.1046 | 736 | 23.2211 | 9 | 416
3331 | NARROWS 21052216 | 153132105 | NARROWS 2105 | 2216 | FALSE | 93046.0132 | 91192.0768 | 50.6785 | 663 | 0.00017534 | 526 | 744.5838 | 980 | 0.10438 | 737 | 69.2068 | 0.89 | 752
10962 | POINT ARENA 1101CB | 43381101 | POINT ARENA 1101 | CB | TRUE | 64.9169 | 64.9169 | 0.036076 | 2 | 8.2597e-05 | 2140 | 1260.6413 | 694 | 0.10413 | 738 | 0.20825 | 0.04 | 2172
7695 | JAMESON 110265516 | 63801102 | JAMESON 1102 | 65516 | FALSE | 18264.4613 | 12394.5836 | 6.8881 | 137 | 9.0277e-05 | 1904 | 1198.218 | 730 | 0.104 | 739 | 14.2484 | 1.33 | 685
4131 | CURTIS 170565908 | 163351705 | CURTIS 1705 | 65908 | FALSE | 26966.3027 | 22380.0869 | 12.4374 | 205 | 0.00010013 | 1641 | 1026.2121 | 810 | 0.10393 | 740 | 21.3052 | 0.11 | 1441
386 | CORRAL 110112606 | 162991101 | CORRAL 1101 | 12606 | FALSE | 36144.366 | 36144.366 | 20.0866 | 216 | 6.3081e-05 | 2677 | 1680.4042 | 528 | 0.10392 | 741 | 22.4476 | 3.18 | 556
1298 | DESCHUTES 11011652 | 103351101 | DESCHUTES 1101 | 1652 | FALSE | 39344.5137 | 33895.2642 | 18.8367 | 170 | 8.6737e-05 | 2017 | 1367.2683 | 654 | 0.10352 | 742 | 17.5982 | 0.06 | 1779
10344 | CLARKSVILLE 210319572 | 153612103 | CLARKSVILLE 2103 | 19572 | TRUE | 4463.6596 | 595.3794 | 0.33087 | 12 | 8.8886e-05 | 1956 | 995.992 | 836 | 0.10348 | 743 | 1.2418 | 0.4 | 947
2338 | CLAY 110113442 | 163341101 | CLAY 1101 | 13442 | FALSE | 49960.437 | 40749.3903 | 22.6458 | 272 | 6.9011e-05 | 2508 | 1672.073 | 535 | 0.10338 | 744 | 28.1191 | 0.16 | 1269
1080 | PLACER 1103284874 | 152461103 | PLACER 1103 | 284874 | FALSE | 7928.0423 | 3450.771 | 1.9177 | 56 | 0.00016281 | 613 | 825.2112 | 923 | 0.10322 | 745 | 5.7804 |  | 2708
2572 | VACA DIXON 11059792 | 63591105 | VACA DIXON 1105 | 9792 | FALSE | 44037.0343 | 1255.3676 | 0.69765 | 329 | 0.00010469 | 1536 | 1266.1791 | 692 | 0.10322 | 746 | 33.9591 | 1.85 | 639
10829 | MILPITAS 110962157 | 82831109 | MILPITAS 1109 | 62157 | TRUE | 72.1015 | 72.1015 | 0.040069 | 3 | 0.00013141 | 991 | 794.5095 | 944 | 0.10257 | 747 | 0.30771 | 0.04 | 2185
9526 | DOBBINS 110191464 | 153741101 | DOBBINS 1101 | 91464 | FALSE | 11314.1038 | 11314.1038 | 6.2876 | 81 | 0.00016471 | 590 | 737.1972 | 986 | 0.10229 | 748 | 8.2855 | 0.15 | 1286
4686 | ELK CREEK 11012212 | 102781101 | ELK CREEK 1101 | 2212 | FALSE | 54144.6309 | 25107.5196 | 13.9531 | 136 | 5.0479e-05 | 3023 | 1941.9065 | 465 | 0.10222 | 749 | 13.9025 | 0.05 | 2020
2703 | COTATI 110536536 | 42271105 | COTATI 1105 | 36536 | FALSE | 31849.3061 | 27701.0415 | 15.3944 | 206 | 9.0039e-05 | 1912 | 1240.3355 | 706 | 0.10219 | 750 | 21.0515 | 6.79 | 460
261 | CLARK ROAD 11022584 | 103091102 | CLARK ROAD 1102 | 2584 | FALSE | 15108.9141 | 14615.3184 | 8.1222 | 83 | 7.5728e-05 | 2313 | 1697.4775 | 524 | 0.1019 | 751 | 8.4581 | 0.06 | 1883
6202 | COARSEGOLD 210490356 | 254432104 | COARSEGOLD 2104 | 90356 | FALSE | 27619.1431 | 7749.0513 | 4.3064 | 148 | 4.5741e-05 | 3146 | 2250.7696 | 393 | 0.10189 | 752 | 15.079 | 0.02 | 2540
10164 | CALPELLA 1101345230 | 43411101 | CALPELLA 1101 | 345230 | FALSE | 4014.2831 | 1908.1944 | 1.0604 | 22 | 0.00013065 | 997 | 832.9519 | 920 | 0.10181 | 753 | 2.2398 |  | 3505
10372 | CLOVERDALE 11024646 | 42821102 | CLOVERDALE 1102 | 4646 | TRUE | 480.2865 | 242.399 | 0.13471 | 8 | 0.00023752 | 255 | 1510.1147 | 591 | 0.10163 | 754 | 0.81301 | 0.12 | 1368
10615 | STAFFORD 1102CB | 43201102 | STAFFORD 1102 | CB | TRUE | 993.1092 | 957.3027 | 0.53201 | 10 | 0.00022667 | 299 | 666.0518 | 1045 | 0.10116 | 755 | 1.0116 | 1.11 | 714
10097 | GARBERVILLE 110256048 | 192221102 | GARBERVILLE 1102 | 56048 | FALSE | 8009.5026 | 8009.5026 | 4.4511 | 27 | 0.00051047 | 29 | 201.585 | 1638 | 0.10102 | 756 | 2.7275 | 0.04 | 2118
2214 | MONTICELLO 11014360 | 43051101 | MONTICELLO 1101 | 4360 | FALSE | 14899.0043 | 12170.4858 | 6.7635 | 76 | 4.8295e-05 | 3087 | 2072.1488 | 436 | 0.10101 | 757 | 7.6765 | 0.1 | 1496
2869 | NARROWS 21011202 | 153132101 | NARROWS 2101 | 1202 | FALSE | 73649.8789 | 73649.8789 | 40.9297 | 459 | 9.3805e-05 | 1798 | 1469.356 | 608 | 0.10087 | 758 | 46.3007 | 0.24 | 1107
2918 | JESSUP 110338864 | 103441103 | JESSUP 1103 | 38864 | FALSE | 12167.5887 | 2907.107 | 1.6156 | 94 | 9.1373e-05 | 1865 | 1176.5294 | 743 | 0.10076 | 759 | 9.4715 | 0.03 | 2406
8434 | FORT ROSS 1121204 | 42851121 | FORT ROSS 1121 | 204 | FALSE | 31553.8482 | 31553.8482 | 17.5355 | 107 | 0.00017266 | 545 | 673.9659 | 1039 | 0.10067 | 760 | 10.7713 | 11.03 | 390
9462 | BEAR VALLEY 210110019 | 252192101 | BEAR VALLEY 2101 | 10019 | FALSE | 3187.4941 | 3187.4941 | 1.7714 | 11 | 5.9517e-05 | 2788 | 1607.8644 | 559 | 0.10052 | 761 | 1.1057 | 0.01 | 2577
3132 | MORGAN HILL 210542348 | 83242105 | MORGAN HILL 2105 | 42348 | FALSE | 5997.998 | 2160.8096 | 1.2008 | 53 | 6.8961e-05 | 2511 | 1015.3292 | 819 | 0.10037 | 762 | 5.3194 | 0.49 | 895
10415 | SAN LUIS OBISPO 1103934355 | 182631103 | SAN LUIS OBISPO 1103 | 934355 | TRUE | 1942.6666 | 915.6706 | 0.50887 | 12 | 8.3455e-05 | 2118 | 1431.4244 | 623 | 0.10029 | 763 | 1.2035 |  | 3546
800 | NARROWS 210248484 | 153132102 | NARROWS 2102 | 48484 | FALSE | 67054.8672 | 67054.8672 | 37.2646 | 450 | 0.00013313 | 956 | 878.6779 | 893 | 0.09998 | 764 | 44.991 | 0.43 | 927
3794 | HIGGINS 11077559 | 152691107 | HIGGINS 1107 | 7559 | FALSE | 7193.5229 | 7193.5229 | 3.9977 | 52 | 6.8486e-05 | 2522 | 1663.4994 | 538 | 0.099807 | 765 | 5.1899 | 0.1 | 1474
4136 | MONTICELLO 1101718 | 43051101 | MONTICELLO 1101 | 718 | FALSE | 47250.4225 | 43463.4041 | 24.1541 | 247 | 6.3139e-05 | 2675 | 1440.3304 | 618 | 0.099744 | 766 | 24.6369 | 0.18 | 1211
2696 | OLETA 110163500 | 163541101 | OLETA 1101 | 63500 | TRUE | 5562.1132 | 327.1501 | 0.18181 | 46 | 0.00011792 | 1230 | 448.3626 | 1251 | 0.099652 | 767 | 4.584 | 1.81 | 642
3595 | CEDAR CREEK 11011608 | 103321101 | CEDAR CREEK 1101 | 1608 | FALSE | 53827.5719 | 53827.5719 | 29.9138 | 252 | 0.00019009 | 441 | 523.0258 | 1180 | 0.099644 | 768 | 25.1102 | 0.06 | 1838
80 | WHEATLAND 1105248490 | 152811105 | WHEATLAND 1105 | 248490 | FALSE | 43282.2287 | 17726.6224 | 9.8513 | 228 | 9.8358e-05 | 1682 | 1137.7994 | 759 | 0.099611 | 769 | 22.7114 |  | 2654
24 | FITCH MOUNTAIN 1113443164 | 42751113 | FITCH MOUNTAIN 1113 | 443164 | FALSE | 15151.4475 | 4499.5872 | 2.5006 | 111 | 0.00012907 | 1027 | 720.9883 | 997 | 0.099321 | 770 | 11.0246 |  | 2651
6194 | CLARK ROAD 110292622 | 103091102 | CLARK ROAD 1102 | 92622 | FALSE | 50349.3756 | 50311.0535 | 27.9595 | 257 | 0.00011545 | 1291 | 1017.6191 | 817 | 0.098498 | 771 | 25.314 | 0.07 | 1774
643 | PENRYN 1105154362 | 152561105 | PENRYN 1105 | 154362 | FALSE | 11970.1824 | 3480.2712 | 1.9341 | 90 | 0.00011044 | 1403 | 797.5542 | 943 | 0.098415 | 772 | 8.8574 |  | 2686
10663 | SAN RAMON 2102CB | 14232102 | SAN RAMON 2102 | CB | FALSE | 3412.1639 | 2836.6716 | 1.5764 | 16 | 0.00010435 | 1543 | 961.0572 | 853 | 0.098349 | 773 | 1.5736 | 0.87 | 758
7571 | BROWNS VALLEY 110193870 | 152921101 | BROWNS VALLEY 1101 | 93870 | FALSE | 54990.4582 | 29826.9597 | 16.5758 | 342 | 6.6942e-05 | 2559 | 1508.5624 | 593 | 0.098287 | 774 | 33.6143 | 0.09 | 1545
9322 | MONTICELLO 1101CB | 43051101 | MONTICELLO 1101 | CB | TRUE | 859.9008 | 859.9008 | 0.47788 | 5 | 0.00010841 | 1440 | 866.0652 | 904 | 0.098274 | 775 | 0.49137 | 0.05 | 1958
5943 | TEMPLETON 2113A10 | 183052113 | TEMPLETON 2113 | A10 | FALSE | 49945.6996 | 49945.6996 | 27.7565 | 264 | 7.3622e-05 | 2377 | 1325.7939 | 671 | 0.098002 | 776 | 25.8725 | 7.4 | 446
5478 | PENRYN 11072706 | 152561107 | PENRYN 1107 | 2706 | FALSE | 23999.9081 | 9304.8867 | 5.171 | 190 | 0.0001407 | 858 | 837.755 | 918 | 0.09785 | 777 | 18.5915 | 0.94 | 743
3757 | WILLITS 1104934 | 42661104 | WILLITS 1104 | 934 | FALSE | 49660.3767 | 49660.3767 | 27.5979 | 279 | 9.3799e-05 | 1799 | 1233.6573 | 711 | 0.097599 | 778 | 27.2301 | 35.78 | 211
7329 | CORRAL 110213498 | 162991102 | CORRAL 1102 | 13498 | FALSE | 1603.6406 | 1585.9579 | 0.88137 | 13 | 0.00013812 | 892 | 567.2293 | 1131 | 0.097071 | 779 | 1.2619 | 0.06 | 1831
6184 | PEORIA 170190090 | 163781701 | PEORIA 1701 | 90090 | FALSE | 48332.111 | 48332.111 | 26.8598 | 168 | 9.2359e-05 | 1833 | 1129.7718 | 764 | 0.09692 | 780 | 16.2826 | 0.05 | 2011
1027 | OILFIELDS 110383158 | 182391103 | OILFIELDS 1103 | 83158 | FALSE | 31398.3782 | 28429.994 | 15.7995 | 132 | 6.3068e-05 | 2679 | 1552.5213 | 577 | 0.09689 | 781 | 12.7894 | 0.06 | 1781
3208 | WILLITS 11032500 | 42661103 | WILLITS 1103 | 2500 | FALSE | 48136.3959 | 48136.3959 | 26.751 | 143 | 8.5236e-05 | 2049 | 1216.4356 | 720 | 0.096773 | 782 | 13.8385 | 0.21 | 1155
9576 | LLAGAS 2104603392 | 83182104 | LLAGAS 2104 | 603392 | FALSE | 5227.4341 | 4685.9835 | 2.6042 | 17 | 5.2363e-05 | 2983 | 1917.7994 | 469 | 0.096621 | 783 | 1.6426 |  | 3382
211 | APPLE HILL 110313312 | 153661103 | APPLE HILL 1103 | 13312 | FALSE | 28501.0245 | 21155.7388 | 11.757 | 190 | 0.00021994 | 321 | 408.8559 | 1287 | 0.096554 | 784 | 18.3453 | 0.12 | 1376
1106 | BANGOR 11011958 | 103191101 | BANGOR 1101 | 1958 | FALSE | 54465.3426 | 54465.3426 | 30.2682 | 353 | 0.00011848 | 1218 | 944.1299 | 865 | 0.096142 | 785 | 33.9382 | 0.29 | 1022
5073 | LAYTONVILLE 1102CB | 42681102 | LAYTONVILLE 1102 | CB | FALSE | 20899.9329 | 19267.3702 | 10.7075 | 95 | 0.00020717 | 375 | 574.8898 | 1127 | 0.095782 | 786 | 9.0993 | 5.57 | 485
7859 | MOUNTAIN QUARRIES 210135466 | 152282101 | MOUNTAIN QUARRIES 2101 | 35466 | FALSE | 11836.6618 | 11836.6618 | 6.578 | 82 | 0.00016771 | 578 | 531.3358 | 1171 | 0.095562 | 787 | 7.8361 | 0.06 | 1799
871 | PEORIA 17019811 | 163781701 | PEORIA 1701 | 9811 | FALSE | 14351.9184 | 5776.4657 | 3.2102 | 92 | 8.2868e-05 | 2133 | 845.358 | 914 | 0.095333 | 788 | 8.7707 | 0.03 | 2316
669 | CABRILLO 1103CB | 183101103 | CABRILLO 1103 | CB | TRUE | 7060.6838 | 875.6492 | 0.48663 | 45 | 5.6384e-05 | 2879 | 1585.2096 | 566 | 0.095165 | 789 | 4.2824 | 0.89 | 750
3438 | CALISTOGA 1102CB | 42711102 | CALISTOGA 1102 | CB | TRUE | 3890.2841 | 517.8814 | 0.2878 | 37 | 0.00015375 | 712 | 238.7834 | 1569 | 0.095153 | 790 | 3.5207 | 0.1 | 1501
8923 | SUNOL 1101CB | 14241101 | SUNOL 1101 | CB | FALSE | 9278.0237 | 5281.0095 | 2.9348 | 53 | 6.9821e-05 | 2480 | 949.0975 | 862 | 0.095135 | 791 | 5.0422 | 0.02 | 2553
5883 | SILVERADO 2104632 | 43432104 | SILVERADO 2104 | 632 | FALSE | 29843.7661 | 29492.7895 | 16.3901 | 193 | 0.00011902 | 1207 | 950.7759 | 861 | 0.094959 | 792 | 18.327 | 90.53 | 32
5762 | CHALLENGE 11021064 | 103201102 | CHALLENGE 1102 | 1064 | FALSE | 31650.7422 | 31650.7422 | 17.5894 | 179 | 9.295e-05 | 1824 | 1110.3932 | 771 | 0.094905 | 793 | 16.9879 | 64.19 | 79
847 | CURTIS 17026008 | 163351702 | CURTIS 1702 | 6008 | FALSE | 37504.3181 | 37504.3181 | 20.8424 | 236 | 8.3382e-05 | 2122 | 1032.7499 | 806 | 0.094797 | 794 | 22.3721 | 0.31 | 1010
7905 | CAYETANO 2109CB | 14422109 | CAYETANO 2109 | CB | FALSE | 8828.3789 | 2269.8172 | 1.2614 | 51 | 8.6513e-05 | 2023 | 1197.2249 | 732 | 0.094773 | 795 | 4.8334 | 0.08 | 1602
6145 | OAKHURST 110210100 | 254421102 | OAKHURST 1102 | 10100 | FALSE | 18902.6869 | 16723.3035 | 9.2937 | 142 | 0.0001056 | 1504 | 1406.8011 | 635 | 0.094733 | 796 | 13.4521 | 0.13 | 1337
6083 | MILPITAS 1109XR524 | 82831109 | MILPITAS 1109 | XR524 | FALSE | 17990.142 | 17523.6666 | 9.7385 | 59 | 7.365e-05 | 2373 | 1425.9142 | 629 | 0.09443 | 797 | 5.5714 | 0.13 | 1349
370 | UKIAH 1114CB | 42771114 | UKIAH 1114 | CB | FALSE | 14024.7064 | 1067.201 | 0.59308 | 93 | 0.00014666 | 778 | 560.4187 | 1134 | 0.094346 | 798 | 8.7742 | 0.02 | 2531
7085 | MESA 1103854149 | 182821103 | MESA 1103 | 854149 | FALSE | 1703.8848 | 1563.4443 | 0.86886 | 12 | 3.9219e-05 | 3281 | 2116.0059 | 424 | 0.094333 | 799 | 1.132 |  | 3095
8026 | PEORIA 1704CB | 163781704 | PEORIA 1704 | CB | FALSE | 14181.9325 | 13470.2412 | 7.4859 | 64 | 8.6926e-05 | 2014 | 1158.1157 | 750 | 0.094159 | 800 | 6.0262 | 0.04 | 2092
4910 | PUEBLO 2103373667 | 43292103 | PUEBLO 2103 | 373667 | FALSE | 6861.5817 | 5269.4021 | 2.9284 | 45 | 0.00010834 | 1444 | 757.3214 | 967 | 0.09414 | 801 | 4.2363 |  | 2927
3504 | MOLINO 1102396 | 42571102 | MOLINO 1102 | 396 | FALSE | 25908.1895 | 25908.1895 | 14.398 | 182 | 0.00013862 | 887 | 571.5533 | 1129 | 0.093951 | 802 | 17.099 | 46.49 | 141
8266 | LAS POSITAS 2108MR182 | 14402108 | LAS POSITAS 2108 | MR182 | FALSE | 11548.6884 | 10768.7759 | 5.9846 | 56 | 6.1377e-05 | 2738 | 1819.6137 | 502 | 0.093921 | 803 | 5.2596 | 0.09 | 1515
6506 | CALAVERAS CEMENT 11014786 | 162211101 | CALAVERAS CEMENT 1101 | 4786 | FALSE | 28973.985 | 28973.985 | 16.1018 | 173 | 9.6661e-05 | 1720 | 894.0898 | 886 | 0.09378 | 804 | 16.224 | 0.23 | 1115
1161 | WYANDOTTE 110777578 | 102911107 | WYANDOTTE 1107 | 77578 | FALSE | 51848.8987 | 34427.9014 | 19.1327 | 389 | 0.00014958 | 742 | 862.3434 | 907 | 0.09328 | 805 | 36.2858 | 0.14 | 1325
5393 | GARBERVILLE 11024744 | 192221102 | GARBERVILLE 1102 | 4744 | FALSE | 32972.1771 | 27938.0536 | 15.5261 | 161 | 0.00026417 | 184 | 386.3695 | 1311 | 0.093231 | 806 | 15.0101 | 0.03 | 2396
5755 | PENRYN 11072704 | 152561107 | PENRYN 1107 | 2704 | FALSE | 9132.5937 | 2300.3426 | 1.2784 | 76 | 0.00016088 | 633 | 611.8282 | 1093 | 0.093023 | 807 | 7.0698 | 0.54 | 874
8038 | WILLITS 1103826 | 42661103 | WILLITS 1103 | 826 | FALSE | 12455.7726 | 12455.7726 | 6.9221 | 89 | 0.00010691 | 1478 | 923.3771 | 872 | 0.092902 | 808 | 8.2683 | 15.71 | 347
5718 | PETALUMA C 1108233646 | 42631108 | PETALUMA C 1108 | 233646 | FALSE | 18091.6284 | 15102.5612 | 8.393 | 127 | 8.2168e-05 | 2147 | 1174.21 | 744 | 0.092653 | 809 | 11.7669 |  | 2976
7314 | CLARKSVILLE 210575884 | 153612105 | CLARKSVILLE 2105 | 75884 | FALSE | 18035.3275 | 17165.4943 | 9.5394 | 94 | 0.00017444 | 533 | 718.5697 | 1003 | 0.09258 | 810 | 8.7025 | 3.43 | 548
837 | DIAMOND SPRINGS 11071402 | 152261107 | DIAMOND SPRINGS 1107 | 1402 | FALSE | 71104.0432 | 71104.0432 | 39.5149 | 541 | 9.1419e-05 | 1862 | 1211.8423 | 726 | 0.092281 | 811 | 49.924 | 35.4 | 214
1640 | JESSUP 1101CB | 103441101 | JESSUP 1101 | CB | FALSE | 9345.3494 | 2462.2686 | 1.3684 | 66 | 0.00012054 | 1177 | 1190.2745 | 738 | 0.092174 | 812 | 6.0835 | 0.04 | 2090
2558 | PENRYN 1103660 | 152561103 | PENRYN 1103 | 660 | FALSE | 31347.0514 | 16353.7146 | 9.0883 | 233 | 0.00011883 | 1211 | 1011.3875 | 826 | 0.092166 | 813 | 21.4747 | 0.63 | 835
9244 | KERN OIL 110646960 | 252721106 | KERN OIL 1106 | 46960 | FALSE | 3112.6164 | 1465.0556 | 0.81418 | 14 | 5.4278e-05 | 2938 | 2071.3937 | 437 | 0.092145 | 814 | 1.29 | 0.02 | 2539
4181 | MONTICELLO 1101666 | 43051101 | MONTICELLO 1101 | 666 | FALSE | 21923.7063 | 19462.335 | 10.8159 | 90 | 5.9029e-05 | 2805 | 1514.7635 | 588 | 0.092048 | 815 | 8.2843 | 0.87 | 754
8910 | BRIDGEVILLE 110255612 | 192461102 | BRIDGEVILLE 1102 | 55612 | FALSE | 35781.5314 | 35781.5314 | 19.885 | 93 | 0.00015401 | 707 | 611.9681 | 1092 | 0.090894 | 816 | 8.4532 | 0.12 | 1370
3415 | PARADISE 1104409622 | 102831104 | PARADISE 1104 | 409622 | FALSE | 20757.639 | 20534.7896 | 11.4119 | 156 | 0.00034981 | 90 | 622.0881 | 1080 | 0.090831 | 817 | 14.1696 |  | 2825
4056 | CALAVERAS CEMENT 110113424 | 162211101 | CALAVERAS CEMENT 1101 | 13424 | FALSE | 5801.6622 | 2404.2277 | 1.3361 | 43 | 0.00013059 | 1000 | 649.8195 | 1066 | 0.090714 | 818 | 3.9007 | 0.03 | 2394
345 | COTTONWOOD 1101384360 | 102931101 | COTTONWOOD 1101 | 384360 | FALSE | 10034.7798 | 7892.4211 | 4.3861 | 70 | 9.2299e-05 | 1835 | 1163.0519 | 748 | 0.090426 | 819 | 6.3298 |  | 2667
287 | WHITMORE 11011598 | 103601101 | WHITMORE 1101 | 1598 | FALSE | 53928.0023 | 53928.0023 | 29.9696 | 251 | 9.7528e-05 | 1700 | 806.3409 | 933 | 0.09042 | 820 | 22.6955 | 22.35 | 294
8279 | LOW GAP 110186816 | 192411101 | LOW GAP 1101 | 86816 | FALSE | 7103.5026 | 7103.5026 | 3.9477 | 51 | 0.00023289 | 272 | 393.4562 | 1304 | 0.090319 | 821 | 4.6062 | 6.82 | 458
7426 | SANTA MARIA 1108M18 | 182671108 | SANTA MARIA 1108 | M18 | FALSE | 28757.9291 | 24562.1098 | 13.65 | 81 | 5.4886e-05 | 2918 | 1831.3141 | 496 | 0.090027 | 822 | 7.2922 | 0.57 | 861
7586 | KONOCTI 1102948 | 43311102 | KONOCTI 1102 | 948 | FALSE | 12598.6878 | 10159.6075 | 5.646 | 73 | 6.6707e-05 | 2564 | 1385.8323 | 644 | 0.089784 | 823 | 6.5542 | 0.06 | 1788
8787 | GIRVAN 1102212096 | 103401102 | GIRVAN 1102 | 212096 | FALSE | 6500.9175 | 4124.0159 | 2.2919 | 42 | 6.3229e-05 | 2670 | 1654.3016 | 540 | 0.089733 | 824 | 3.7688 |  | 3265
10586 | LOS MOLINOS 1101297862 | 103481101 | LOS MOLINOS 1101 | 297862 | TRUE | 519.2262 | 503.2242 | 0.27966 | 4 | 7.9187e-05 | 2228 | 3345.084 | 219 | 0.089567 | 825 | 0.35827 |  | 3575
6573 | SISQUOC 1103858898 | 182811103 | SISQUOC 1103 | 858898 | FALSE | 31911.4059 | 31551.7735 | 17.5344 | 152 | 4.9929e-05 | 3040 | 1510.095 | 592 | 0.089508 | 826 | 13.6052 |  | 3043
10830 | PETALUMA C 1109373772 | 42631109 | PETALUMA C 1109 | 373772 | TRUE | 28.6691 | 28.6691 | 0.015932 | 2 | 0.00012505 | 1097 | 655.2599 | 1058 | 0.089417 | 827 | 0.17883 | 1.87 | 637
817 | CLOVERDALE 1102570 | 42821102 | CLOVERDALE 1102 | 570 | FALSE | 34272.8021 | 28557.0384 | 15.8701 | 199 | 0.00010582 | 1500 | 921.351 | 874 | 0.089292 | 828 | 17.7691 | 0.22 | 1129
5781 | SAN JOAQUIN #3 11035100 | 252531103 | SAN JOAQUIN #3 1103 | 5100 | FALSE | 34326.3844 | 34326.3844 | 19.0763 | 204 | 8.9144e-05 | 1942 | 1331.1763 | 667 | 0.089218 | 829 | 18.2004 | 0.33 | 989
6729 | SAN LUIS OBISPO 110788962 | 182631107 | SAN LUIS OBISPO 1107 | 88962 | FALSE | 6442.5415 | 3996.9259 | 2.2212 | 45 | 4.8649e-05 | 3070 | 1156.9132 | 752 | 0.089174 | 830 | 4.0128 | 0.04 | 2070
5238 | DIAMOND SPRINGS 110656026 | 152261106 | DIAMOND SPRINGS 1106 | 56026 | FALSE | 24339.1905 | 24339.1905 | 13.5261 | 158 | 0.00012905 | 1028 | 717.5714 | 1005 | 0.089061 | 831 | 14.0716 | 0.07 | 1750
4137 | UKIAH 1114528 | 42771114 | UKIAH 1114 | 528 | FALSE | 19817.3234 | 6048.4547 | 3.3613 | 110 | 0.00013971 | 873 | 614.5051 | 1089 | 0.08906 | 832 | 9.7966 | 0.03 | 2395
2145 | CALISTOGA 1101736 | 42711101 | CALISTOGA 1101 | 736 | FALSE | 55772.0682 | 55772.0682 | 30.9944 | 350 | 0.00013305 | 957 | 690.2141 | 1030 | 0.088841 | 833 | 31.0945 | 98.57 | 21
8817 | WYANDOTTE 1105CB | 102911105 | WYANDOTTE 1105 | CB | FALSE | 21689.1163 | 18499.2196 | 10.2806 | 14 | 0.00021618 | 336 | 754.1992 | 970 | 0.088539 | 834 | 1.2395 | 0.04 | 2124
3899 | PEORIA 170510580 | 163781705 | PEORIA 1705 | 10580 | FALSE | 18949.2019 | 12416.9837 | 6.9005 | 129 | 0.00010187 | 1606 | 1422.4147 | 630 | 0.088489 | 835 | 11.415 | 0.05 | 1984
5666 | WOODSIDE 110147872 | 24251101 | WOODSIDE 1101 | 47872 | FALSE | 6709.5897 | 6709.5897 | 3.7287 | 52 | 0.00017338 | 538 | 451.2799 | 1248 | 0.088422 | 836 | 4.5979 | 1.21 | 701
7241 | ATASCADERO 1103A14 | 182541103 | ATASCADERO 1103 | A14 | FALSE | 40416.4237 | 40416.4237 | 22.4608 | 152 | 7.4204e-05 | 2351 | 1301.8625 | 681 | 0.088418 | 837 | 13.4395 | 0.07 | 1686
878 | FROGTOWN 170275252 | 163451702 | FROGTOWN 1702 | 75252 | FALSE | 98047.1456 | 93174.0996 | 51.78 | 401 | 7.7651e-05 | 2271 | 1110.9654 | 770 | 0.088153 | 838 | 35.3494 | 0.18 | 1204
4836 | GRASS VALLEY 11031700 | 152031103 | GRASS VALLEY 1103 | 1700 | FALSE | 35014.8434 | 34930.2373 | 19.4119 | 255 | 0.00014818 | 762 | 706.0979 | 1016 | 0.087918 | 839 | 22.4191 | 0.15 | 1281
7987 | BELL 1108339792 | 152701108 | BELL 1108 | 339792 | FALSE | 5788.3897 | 4221.2236 | 2.3459 | 43 | 0.00011358 | 1331 | 632.6218 | 1077 | 0.087729 | 840 | 3.7723 |  | 3181
8725 | LLAGAS 2101984552 | 83182101 | LLAGAS 2101 | 984552 | FALSE | 9221.3481 | 7304.6852 | 4.0595 | 53 | 7.8725e-05 | 2243 | 1388.9327 | 642 | 0.087511 | 841 | 4.6381 |  | 3254
4715 | GIRVAN 110280726 | 103401102 | GIRVAN 1102 | 80726 | FALSE | 29692.476 | 12661.4918 | 7.0364 | 217 | 0.00011841 | 1219 | 698.1741 | 1024 | 0.087369 | 842 | 18.9591 | 0.05 | 2014
5678 | SAN LUIS OBISPO 1102348318 | 182631102 | SAN LUIS OBISPO 1102 | 348318 | TRUE | 597.0392 | 597.0392 | 0.33179 | 6 | 4.521e-05 | 3156 | 2033.0031 | 451 | 0.087346 | 843 | 0.52408 |  | 2972
8497 | BEAR VALLEY 210576694 | 252192105 | BEAR VALLEY 2105 | 76694 | FALSE | 7317.351 | 7317.351 | 4.0665 | 37 | 7.2614e-05 | 2401 | 1607.6376 | 560 | 0.087295 | 844 | 3.2299 | 0.06 | 1907
4933 | RACETRACK 17039190 | 163761703 | RACETRACK 1703 | 9190 | FALSE | 14438.9195 | 14438.9195 | 8.0242 | 104 | 0.00015927 | 649 | 560.2186 | 1135 | 0.087115 | 845 | 9.06 | 0.12 | 1405
10437 | RIO DELL 110275970 | 192251102 | RIO DELL 1102 | 75970 | FALSE | 11378.8384 | 11378.8384 | 6.3236 | 33 | 0.0002301 | 284 | 549.4916 | 1145 | 0.08694 | 846 | 2.869 | 0.07 | 1700
3279 | OAKHURST 1101CB | 254421101 | OAKHURST 1101 | CB | FALSE | 4772.9739 | 3724.6766 | 2.0699 | 47 | 0.00012677 | 1067 | 1037.4258 | 802 | 0.086583 | 847 | 4.0694 | 3.02 | 568
6810 | KESWICK 11011590 | 103451101 | KESWICK 1101 | 1590 | FALSE | 10388.8945 | 10388.8945 | 5.7735 | 63 | 0.00013775 | 898 | 828.3749 | 922 | 0.086534 | 848 | 5.4516 | 0.58 | 859
2304 | SAN JOAQUIN #3 1103CB | 252531103 | SAN JOAQUIN #3 1103 | CB | FALSE | 45670.4217 | 45670.4217 | 25.3806 | 294 | 9.5334e-05 | 1751 | 1012.9872 | 821 | 0.086354 | 849 | 25.3881 | 0.47 | 909
7373 | TIVY VALLEY 11077380 | 252941107 | TIVY VALLEY 1107 | 7380 | FALSE | 45386.7416 | 20845.5533 | 11.5846 | 240 | 4.451e-05 | 3175 | 2480.8683 | 345 | 0.086218 | 850 | 20.6923 | 0.07 | 1707
1492 | STILLWATER 110148950 | 103561101 | STILLWATER 1101 | 48950 | FALSE | 20081.7793 | 20081.7793 | 11.1601 | 145 | 0.00013937 | 880 | 612.4235 | 1091 | 0.085979 | 851 | 12.467 | 0.08 | 1608
3172 | RED BLUFF 1105161818 | 103541105 | RED BLUFF 1105 | 161818 | TRUE | 7658.7384 | 212.3638 | 0.11802 | 59 | 5.7073e-05 | 2859 | 1511.2201 | 590 | 0.08588 | 852 | 5.0669 | 0.02 | 2419
5834 | SANTA YNEZ 1102320270 | 182721102 | SANTA YNEZ 1102 | 320270 | FALSE | 27707.7793 | 13648.6049 | 7.585 | 137 | 5.4419e-05 | 2934 | 1519.0093 | 586 | 0.08574 | 853 | 11.7464 | 0.03 | 2384
742 | MORGAN HILL 2105XR176 | 83242105 | MORGAN HILL 2105 | XR176 | FALSE | 44222.2898 | 36252.5852 | 20.1468 | 309 | 8.4526e-05 | 2077 | 1005.2282 | 831 | 0.085689 | 854 | 26.478 | 0.3 | 1018
8450 | MARTELL 1102CB | 163011102 | MARTELL 1102 | CB | FALSE | 10972.0561 | 9142.0744 | 5.0806 | 69 | 0.00014429 | 809 | 861.7339 | 908 | 0.08567 | 855 | 5.9113 | 0.08 | 1609
3883 | COTATI 1102167726 | 42271102 | COTATI 1102 | 167726 | FALSE | 6114.3744 | 6114.3744 | 3.398 | 50 | 7.7871e-05 | 2262 | 1006.5075 | 830 | 0.08544 | 856 | 4.272 |  | 2859
10186 | CLAYTON 22159765 | 12022215 | CLAYTON 2215 | 9765 | TRUE | 1507.3257 | 425.4979 | 0.23646 | 16 | 4.0376e-05 | 3257 | 1304.4493 | 680 | 0.085394 | 857 | 1.3663 | 1.11 | 715
5425 | CORNING 110187304 | 103331101 | CORNING 1101 | 87304 | FALSE | 23764.1584 | 4634.8119 | 2.5757 | 100 | 0.00010497 | 1530 | 1066.2761 | 788 | 0.085339 | 858 | 8.5339 | 0.01 | 2567
4113 | PHILO 1101CB | 42601101 | PHILO 1101 | CB | FALSE | 79932.4071 | 51306.3985 | 28.5127 | 469 | 0.00011158 | 1379 | 802.5661 | 939 | 0.085283 | 859 | 39.9976 | 0.15 | 1300
10106 | GEYSERVILLE 1102537096 | 42891102 | GEYSERVILLE 1102 | 537096 | TRUE | 844.1463 | 775.9765 | 0.43124 | 6 | 0.00013769 | 900 | 635.9861 | 1072 | 0.085228 | 860 | 0.51137 |  | 3492
9409 | CLAY 1102CB | 163341102 | CLAY 1102 | CB | FALSE | 3161.2302 | 1492.4904 | 0.82943 | 19 | 0.00014572 | 793 | 421.9203 | 1271 | 0.085217 | 861 | 1.6191 | 0.04 | 2178
6247 | ELK CREEK 11012004 | 102781101 | ELK CREEK 1101 | 2004 | FALSE | 86935.2431 | 40225.06 | 22.3544 | 174 | 5.0473e-05 | 3024 | 1960.2216 | 462 | 0.085175 | 862 | 14.8204 | 0.02 | 2549
2719 | SAN LUIS OBISPO 1104V10 | 182631104 | SAN LUIS OBISPO 1104 | V10 | FALSE | 7811.0705 | 3504.8307 | 1.9478 | 54 | 0.00010776 | 1457 | 473.6801 | 1219 | 0.085103 | 863 | 4.5956 |  | 2796
541 | TEMPLETON 2113R82 | 183052113 | TEMPLETON 2113 | R82 | FALSE | 111857.9563 | 61789.4025 | 34.3384 | 563 | 6.819e-05 | 2530 | 1317.1207 | 675 | 0.084913 | 864 | 47.806 | 0.03 | 2235
7060 | BIG BEND 1102CB | 103751102 | BIG BEND 1102 | CB | FALSE | 27411.8293 | 27411.8293 | 15.2337 | 139 | 0.00012425 | 1113 | 619.8955 | 1081 | 0.084888 | 865 | 11.7994 | 0.48 | 900
7634 | IONE 1101L3141 | 163881101 | IONE 1101 | L3141 | FALSE | 22528.5486 | 22255.8256 | 12.3683 | 97 | 7.5574e-05 | 2322 | 1221.0879 | 717 | 0.084539 | 866 | 8.2002 | 0.09 | 1535
1449 | FORT SEWARD 1122CB | 192321122 | FORT SEWARD 1122 | CB | FALSE | 35287.6178 | 28413.1031 | 15.7901 | 111 | 0.00022836 | 290 | 382.0524 | 1317 | 0.084457 | 867 | 9.3748 | 0.06 | 1910
3137 | MOLINO 1102104 | 42571102 | MOLINO 1102 | 104 | FALSE | 34991.65 | 34991.65 | 19.446 | 235 | 0.00014639 | 782 | 473.3298 | 1220 | 0.084332 | 868 | 19.818 | 67.59 | 72
4967 | NARROWS 21052748 | 153132105 | NARROWS 2105 | 2748 | FALSE | 31538.4076 | 20831.4864 | 11.5768 | 245 | 0.00018393 | 480 | 692.2861 | 1029 | 0.084145 | 869 | 20.6156 | 0.1 | 1477
9631 | EDENVALE 2107739448 | 82952107 | EDENVALE 2107 | 739448 | FALSE | 3763.2993 | 2860.1443 | 1.5895 | 12 | 4.5704e-05 | 3149 | 1064.5547 | 790 | 0.084104 | 870 | 1.0093 |  | 3393
5449 | PENRYN 110351658 | 152561103 | PENRYN 1103 | 51658 | FALSE | 14039.3789 | 13140.1209 | 7.3024 | 108 | 0.00011684 | 1253 | 818.1348 | 925 | 0.084002 | 871 | 9.0722 | 1.43 | 677
9940 | MILPITAS 110598568 | 82831105 | MILPITAS 1105 | 98568 | TRUE | 2444.4926 | 168.1421 | 0.093442 | 7 | 7.0182e-05 | 2465 | 834.7615 | 919 | 0.083995 | 872 | 0.58797 |  | 3457
4281 | PUEBLO 1105637242 | 43291105 | PUEBLO 1105 | 637242 | FALSE | 35417.2163 | 27085.716 | 15.0524 | 193 | 7.1873e-05 | 2424 | 1184.0184 | 740 | 0.083893 | 873 | 16.1913 |  | 2879
9696 | LAS GALLINAS A 1104507389 | 42991104 | LAS GALLINAS A 1104 | 507389 | TRUE | 305.6652 | 212.3341 | 0.118 | 4 | 8.9376e-05 | 1934 | 719.0918 | 1002 | 0.083842 | 874 | 0.33537 |  | 3399
3446 | ELK CREEK 11012228 | 102781101 | ELK CREEK 1101 | 2228 | FALSE | 16654.619 | 5410.2105 | 3.0066 | 80 | 5.6416e-05 | 2878 | 1582.2639 | 568 | 0.082955 | 875 | 6.6364 | 0.03 | 2232
2644 | WILLITS 110391948 | 42661103 | WILLITS 1103 | 91948 | FALSE | 11942.5868 | 11942.5868 | 6.6369 | 69 | 0.00010599 | 1494 | 1019.808 | 815 | 0.082927 | 876 | 5.7219 | 0.99 | 733
2263 | SWIFT 2110XR366 | 83392110 | SWIFT 2110 | XR366 | FALSE | 17766.1133 | 13567.8022 | 7.5401 | 129 | 7.1306e-05 | 2437 | 1012.8648 | 822 | 0.082848 | 877 | 10.6874 | 0.21 | 1134
9623 | SANTA YNEZ 1104685160 | 182721104 | SANTA YNEZ 1104 | 685160 | TRUE | 2780.4715 | 943.7591 | 0.52448 | 17 | 5.0437e-05 | 3028 | 1467.3789 | 610 | 0.082766 | 878 | 1.407 |  | 3392
7942 | FULTON 11024994 | 42561102 | FULTON 1102 | 4994 | FALSE | 6920.6464 | 2185.8295 | 1.2147 | 45 | 0.00012652 | 1071 | 520.9041 | 1182 | 0.082765 | 879 | 3.7244 | 0.64 | 830
4041 | FROGTOWN 1702737236 | 163451702 | FROGTOWN 1702 | 737236 | FALSE | 14223.4405 | 14101.6239 | 7.8367 | 88 | 0.00012645 | 1074 | 720.3446 | 999 | 0.082425 | 880 | 7.2534 |  | 2868
4759 | COTATI 110379140 | 42271103 | COTATI 1103 | 79140 | FALSE | 19909.2046 | 15742.3512 | 8.7486 | 154 | 9.382e-05 | 1797 | 973.1017 | 848 | 0.082367 | 881 | 12.6845 | 7.99 | 438
1164 | BEAR VALLEY 2105454432 | 252192105 | BEAR VALLEY 2105 | 454432 | FALSE | 23226.2401 | 23226.2401 | 12.9076 | 112 | 5.5708e-05 | 2898 | 1234.8209 | 710 | 0.08233 | 882 | 9.221 |  | 2714
4634 | SHINGLE SPRINGS 211051790 | 153652110 | SHINGLE SPRINGS 2110 | 51790 | FALSE | 13931.0144 | 12725.5168 | 7.072 | 106 | 0.00015838 | 659 | 660.4485 | 1052 | 0.082229 | 883 | 8.7163 | 0.33 | 990
4491 | CALPELLA 1102144510 | 43411102 | CALPELLA 1102 | 144510 | FALSE | 8266.8346 | 5010.1846 | 2.7843 | 41 | 8.3654e-05 | 2104 | 950.8265 | 860 | 0.08218 | 884 | 3.3694 |  | 2896
3945 | DOBBINS 11015202 | 153741101 | DOBBINS 1101 | 5202 | FALSE | 27474.7329 | 26267.8985 | 14.5979 | 162 | 8.8527e-05 | 1973 | 910.6874 | 881 | 0.082155 | 885 | 13.3091 | 0.12 | 1403
5174 | CALAVERAS CEMENT 110111236 | 162211101 | CALAVERAS CEMENT 1101 | 11236 | FALSE | 31777.9091 | 31777.9091 | 17.66 | 143 | 0.00011636 | 1262 | 616.8333 | 1086 | 0.081838 | 886 | 11.7029 | 0.05 | 2012
4695 | SILVERADO 21043485 | 43432104 | SILVERADO 2104 | 3485 | FALSE | 2803.9876 | 2803.9876 | 1.5583 | 23 | 0.00011552 | 1286 | 723.112 | 996 | 0.081749 | 887 | 1.8802 |  | 2910
5312 | PETALUMA C 1108632 | 42631108 | PETALUMA C 1108 | 632 | FALSE | 23697.8024 | 23697.8024 | 13.1697 | 81 | 6.7966e-05 | 2537 | 1288.5976 | 686 | 0.081559 | 888 | 6.6063 | 0.05 | 2027
8333 | BEAR VALLEY 21054609 | 252192105 | BEAR VALLEY 2105 | 4609 | FALSE | 7321.9227 | 7321.9227 | 4.069 | 41 | 3.728e-05 | 3310 | 2145.8949 | 414 | 0.081381 | 889 | 3.3366 | 0.06 | 1911
7354 | JOLON 11027004 | 182981102 | JOLON 1102 | 7004 | FALSE | 31981.9475 | 12745.3246 | 7.083 | 128 | 5.8428e-05 | 2822 | 1357.6846 | 659 | 0.081062 | 890 | 10.3759 | 0.03 | 2338
4785 | MORGAN HILL 2111XR398 | 83242111 | MORGAN HILL 2111 | XR398 | FALSE | 63835.5147 | 60665.5292 | 33.7139 | 341 | 8.3663e-05 | 2103 | 945.2451 | 864 | 0.080766 | 891 | 27.5412 | 0.67 | 814
9589 | CLAY 11031821 | 163341103 | CLAY 1103 | 1821 | FALSE | 6061.921 | 5767.6056 | 3.2053 | 33 | 6.9086e-05 | 2504 | 1429.8724 | 624 | 0.080483 | 892 | 2.6559 | 0.08 | 1594
1075 | LINCOLN 110195756 | 153701101 | LINCOLN 1101 | 95756 | FALSE | 29109.9093 | 11950.3804 | 6.6412 | 200 | 7.0248e-05 | 2461 | 1033.0935 | 805 | 0.080379 | 893 | 16.0759 | 0.03 | 2343
3754 | PALMER 1101M82 | 183031101 | PALMER 1101 | M82 | FALSE | 23986.1463 | 17447.2632 | 9.696 | 149 | 4.471e-05 | 3168 | 1573.1869 | 570 | 0.080327 | 894 | 11.9687 | 0.04 | 2147
5126 | CRESCENT MILLS 21012056 | 103132101 | CRESCENT MILLS 2101 | 2056 | FALSE | 10443.0868 | 8069.9513 | 4.4847 | 70 | 0.00011546 | 1289 | 677.9317 | 1037 | 0.080308 | 895 | 5.6215 | 3.29 | 551
7701 | SILVERADO 2102808 | 43432102 | SILVERADO 2102 | 808 | FALSE | 8110.4608 | 4081.7731 | 2.2684 | 39 | 8.0754e-05 | 2186 | 1061.2531 | 791 | 0.0803 | 896 | 3.1317 | 0.09 | 1528
1034 | HOOPA 11013290 | 192401101 | HOOPA 1101 | 3290 | FALSE | 21820.8937 | 21820.8937 | 12.1266 | 135 | 0.00032761 | 105 | 278.5419 | 1474 | 0.080281 | 897 | 10.8379 | 0.08 | 1641
7166 | GANSNER 1101372132 | 103021101 | GANSNER 1101 | 372132 | TRUE | 2259.794 | 673.2222 | 0.37413 | 13 | 0.00010261 | 1583 | 1099.8675 | 775 | 0.08025 | 898 | 1.0433 |  | 3103
9769 | UKIAH 1111807988 | 42771111 | UKIAH 1111 | 807988 | FALSE | 6722.2779 | 6706.2477 | 3.7269 | 15 | 0.00010987 | 1413 | 855.2361 | 912 | 0.080023 | 899 | 1.2003 |  | 3415
6682 | OILFIELDS 1103643162 | 182391103 | OILFIELDS 1103 | 643162 | FALSE | 9798.1377 | 5532.3244 | 3.0745 | 41 | 6.7079e-05 | 2555 | 1192.2958 | 736 | 0.079941 | 900 | 3.2776 |  | 3054
10896 | CMC 1102CB | 183111102 | CMC 1102 | CB | TRUE | 581.8342 | 581.8342 | 0.32334 | 5 | 0.00015983 | 644 | 548.9355 | 1146 | 0.079905 | 901 | 0.39953 | 0.03 | 2328
2989 | KONOCTI 11024300 | 43311102 | KONOCTI 1102 | 4300 | FALSE | 43675.508 | 43384.1036 | 24.11 | 268 | 0.00011959 | 1194 | 736.9291 | 987 | 0.079811 | 902 | 21.3893 | 28.67 | 249
10408 | POSO MOUNTAIN 21011703 | 253642101 | POSO MOUNTAIN 2101 | 1703 | FALSE | 3959.9015 | 1455.5285 | 0.80889 | 7 | 2.6035e-05 | 3487 | 3088.567 | 257 | 0.079525 | 903 | 0.55668 | 0.01 | 2618
6364 | PLACERVILLE 2106935216 | 153082106 | PLACERVILLE 2106 | 935216 | FALSE | 33848.7529 | 33848.7529 | 18.8109 | 204 | 0.00011214 | 1365 | 509.4897 | 1191 | 0.079474 | 904 | 16.2127 |  | 3025
4098 | WYANDOTTE 11071510 | 102911107 | WYANDOTTE 1107 | 1510 | FALSE | 41028.1557 | 41028.1557 | 22.8007 | 243 | 8.893e-05 | 1952 | 939.2458 | 866 | 0.079411 | 905 | 19.297 | 0.18 | 1216
7076 | CLARKSVILLE 210419632 | 153612104 | CLARKSVILLE 2104 | 19632 | FALSE | 14659.9971 | 8997.9268 | 5.0004 | 110 | 0.00013387 | 944 | 1009.1241 | 828 | 0.07935 | 906 | 8.7285 | 23.44 | 286
1230 | TEMPLETON 2113A08 | 183052113 | TEMPLETON 2113 | A08 | FALSE | 39406.6597 | 16842.5186 | 9.3599 | 257 | 7.6018e-05 | 2308 | 953.5418 | 857 | 0.079335 | 907 | 20.3891 | 0.05 | 2006
5155 | FOOTHILL 1101CB | 182951101 | FOOTHILL 1101 | CB | FALSE | 35256.7174 | 21554.4713 | 11.9785 | 149 | 5.7418e-05 | 2852 | 1255.3202 | 698 | 0.079316 | 908 | 11.8181 | 3.17 | 557
2049 | FRUITLAND 1141CB | 192311141 | FRUITLAND 1141 | CB | FALSE | 5135.5453 | 5135.5453 | 2.854 | 17 | 0.00032833 | 104 | 166.3867 | 1733 | 0.079299 | 909 | 1.3481 | 0.73 | 794
4771 | OCEANO 1104Q12 | 182601104 | OCEANO 1104 | Q12 | FALSE | 25798.2458 | 18203.0478 | 10.116 | 142 | 5.3235e-05 | 2958 | 1483.0103 | 602 | 0.079257 | 910 | 11.2544 | 0.12 | 1401
10844 | SPRING GAP 1702188426 | 162831702 | SPRING GAP 1702 | 188426 | TRUE | 4.572 | 4.572 | 0.0025408 | 1 | 0.00011833 | 1221 | 665.6862 | 1046 | 0.078773 | 911 | 0.078773 |  | 3613
1175 | HIGGINS 11044281 | 152691104 | HIGGINS 1104 | 4281 | FALSE | 21439.832 | 21439.832 | 11.9148 | 138 | 8.4234e-05 | 2085 | 980.9559 | 844 | 0.078646 | 912 | 10.8532 | 0.09 | 1527
9778 | HIGGINS 11097863 | 152691109 | HIGGINS 1109 | 7863 | FALSE | 6797.0988 | 6797.0988 | 3.7774 | 42 | 6.1162e-05 | 2744 | 1254.5183 | 699 | 0.078616 | 913 | 3.3019 | 0.06 | 1859
6230 | MONTICELLO 110193384 | 43051101 | MONTICELLO 1101 | 93384 | FALSE | 27406.0322 | 25967.2197 | 14.4309 | 101 | 6.3629e-05 | 2660 | 1407.9794 | 632 | 0.078583 | 914 | 7.9369 | 0.06 | 1857
9152 | MIDDLETOWN 11011314 | 43141101 | MIDDLETOWN 1101 | 1314 | FALSE | 1489.219 | 1489.219 | 0.82761 | 13 | 0.00014408 | 813 | 554.638 | 1141 | 0.078235 | 915 | 1.0171 | 7.88 | 439
10292 | BIG MEADOWS 21012248 | 102812101 | BIG MEADOWS 2101 | 2248 | FALSE | 14727.9744 | 14727.9744 | 8.1848 | 28 | 6.5811e-05 | 2594 | 1037.9427 | 801 | 0.077859 | 916 | 2.18 | 0.05 | 1922
3275 | OCEANO 1104Q10 | 182601104 | OCEANO 1104 | Q10 | FALSE | 38031.0006 | 38031.0006 | 21.1351 | 289 | 6.4596e-05 | 2621 | 1216.6013 | 719 | 0.077836 | 917 | 22.4946 | 7.07 | 452
5179 | HARTLEY 1102CB | 43211102 | HARTLEY 1102 | CB | FALSE | 18838.7982 | 5515.7018 | 3.0653 | 135 | 0.00010957 | 1419 | 752.8216 | 973 | 0.077778 | 918 | 10.5 | 0.02 | 2544
8256 | MORGAN HILL 2105XR268 | 83242105 | MORGAN HILL 2105 | XR268 | FALSE | 12802.5937 | 12802.5937 | 7.1148 | 61 | 0.00011557 | 1284 | 557.5427 | 1138 | 0.077596 | 919 | 4.7333 | 0.46 | 913
1037 | MIDDLETOWN 11021312 | 43141102 | MIDDLETOWN 1102 | 1312 | FALSE | 15822.8795 | 15822.8795 | 8.7933 | 120 | 0.00013526 | 925 | 772.6153 | 957 | 0.077577 | 920 | 9.3092 | 0.15 | 1291
3607 | OCEANO 1104V38 | 182601104 | OCEANO 1104 | V38 | FALSE | 27926.3564 | 19405.5321 | 10.7843 | 212 | 7.3599e-05 | 2379 | 651.082 | 1062 | 0.077544 | 921 | 16.4392 | 0.17 | 1245
9877 | CLOVERDALE 1102307342 | 42821102 | CLOVERDALE 1102 | 307342 | TRUE | 573.1034 | 354.0238 | 0.19674 | 6 | 0.00013565 | 923 | 341.2059 | 1386 | 0.077416 | 922 | 0.46449 |  | 3441
3974 | FITCH MOUNTAIN 111324550 | 42751113 | FITCH MOUNTAIN 1113 | 24550 | FALSE | 34688.2788 | 17797.4846 | 9.8907 | 203 | 9.3917e-05 | 1795 | 616.7423 | 1087 | 0.077338 | 923 | 15.6996 | 0.07 | 1711
962 | MIDDLETOWN 1102514 | 43141102 | MIDDLETOWN 1102 | 514 | FALSE | 8494.876 | 5391.2208 | 2.9961 | 71 | 0.00014873 | 755 | 482.2809 | 1214 | 0.077302 | 924 | 5.4884 | 0.09 | 1537
10365 | CURTIS 170349746 | 163351703 | CURTIS 1703 | 49746 | TRUE | 601.9007 | 601.9007 | 0.3345 | 3 | 0.00034014 | 97 | 221.8686 | 1601 | 0.077172 | 925 | 0.23152 | 0.04 | 2076
3098 | PETALUMA C 1108630 | 42631108 | PETALUMA C 1108 | 630 | FALSE | 6902.8394 | 2654.0652 | 1.475 | 55 | 7.7866e-05 | 2263 | 873.6447 | 897 | 0.077168 | 926 | 4.2442 | 0.03 | 2363
6234 | SAN JUSTO 1101201311 | 183181101 | SAN JUSTO 1101 | 201311 | FALSE | 17668.9636 | 12645.7551 | 7.0277 | 108 | 6.4312e-05 | 2634 | 1215.4291 | 722 | 0.077053 | 927 | 8.3218 |  | 3015
6221 | GARBERVILLE 110135706 | 192221101 | GARBERVILLE 1101 | 35706 | FALSE | 16269.027 | 16269.027 | 9.0412 | 97 | 0.00041981 | 62 | 185.2954 | 1670 | 0.076898 | 928 | 7.4591 | 4.82 | 505
2802 | PENRYN 11072410 | 152561107 | PENRYN 1107 | 2410 | FALSE | 12099.1952 | 5248.3008 | 2.9167 | 96 | 0.00011208 | 1366 | 705.3971 | 1019 | 0.076748 | 929 | 7.3678 | 0.05 | 1959
8295 | COTATI 110387402 | 42271103 | COTATI 1103 | 87402 | FALSE | 18273.7697 | 18273.7697 | 10.1553 | 42 | 9.1928e-05 | 1846 | 973.3911 | 847 | 0.07664 | 930 | 3.2189 | 1.23 | 698
10268 | TEJON 11023760 | 252931102 | TEJON 1102 | 3760 | FALSE | 10446.6343 | 10415.8967 | 5.7885 | 6 | 4.6244e-05 | 3131 | 4483.9501 | 110 | 0.076506 | 931 | 0.45904 | 0.03 | 2370
10279 | VOLTA 1102CB | 102541102 | VOLTA 1102 | CB | FALSE | 5307.8327 | 5307.8327 | 2.9497 | 25 | 0.0001265 | 1072 | 430.0286 | 1260 | 0.076253 | 932 | 1.9063 | 12.67 | 370
9092 | FORT ROSS 11214614 | 42851121 | FORT ROSS 1121 | 4614 | FALSE | 20206.8972 | 20206.8972 | 11.2296 | 95 | 0.00011071 | 1396 | 701.2564 | 1022 | 0.075773 | 933 | 7.1985 |  | 3306
3923 | AUBERRY 110137536 | 254151101 | AUBERRY 1101 | 37536 | FALSE | 8687.6907 | 8687.6907 | 4.828 | 60 | 4.0037e-05 | 3267 | 1761.4133 | 511 | 0.075515 | 934 | 4.5309 | 0.07 | 1729
5756 | CABRILLO 11031437 | 183101103 | CABRILLO 1103 | 1437 | FALSE | 7854.9148 | 4577.3445 | 2.5438 | 39 | 5.9276e-05 | 2795 | 1361.2842 | 657 | 0.075332 | 935 | 2.9379 | 0.03 | 2404
6109 | FITCH MOUNTAIN 1113583202 | 42751113 | FITCH MOUNTAIN 1113 | 583202 | FALSE | 15783.8472 | 7874.8461 | 4.3763 | 106 | 0.00010066 | 1631 | 594.6514 | 1106 | 0.075101 | 936 | 7.9607 | 0.05 | 2004
4163 | WILLITS 1103538 | 42661103 | WILLITS 1103 | 538 | FALSE | 10176.8073 | 10176.8073 | 5.6556 | 48 | 6.409e-05 | 2642 | 1480.7363 | 603 | 0.074937 | 937 | 3.597 | 2.14 | 620
9780 | SONOMA 1107854266 | 42721107 | SONOMA 1107 | 854266 | TRUE | 966.2653 | 321.4105 | 0.17862 | 6 | 9.5722e-05 | 1736 | 1072.2651 | 785 | 0.074827 | 938 | 0.44896 |  | 3418
260 | BRUNSWICK 11067099 | 152481106 | BRUNSWICK 1106 | 7099 | FALSE | 12439.4387 | 12439.4387 | 6.913 | 83 | 0.00011588 | 1273 | 664.3931 | 1047 | 0.074794 | 939 | 6.2079 | 0.28 | 1036
3084 | GEYSERVILLE 1102274 | 42891102 | GEYSERVILLE 1102 | 274 | FALSE | 29743.739 | 10398.2127 | 5.7786 | 173 | 0.00011599 | 1270 | 494.2707 | 1207 | 0.074787 | 940 | 12.9382 | 1.24 | 695
6342 | MADISON 21011606 | 63172101 | MADISON 2101 | 1606 | TRUE | 42761.0948 | 254.3531 | 0.14135 | 280 | 7.0898e-05 | 2446 | 1248.3017 | 701 | 0.074511 | 941 | 20.863 | 0.02 | 2551
10492 | DRUM 1101CB | 152321101 | DRUM 1101 | CB | FALSE | 3483.5782 | 3483.5782 | 1.9359 | 16 | 0.00013085 | 995 | 558.6934 | 1136 | 0.074456 | 942 | 1.1913 | 21.08 | 302
874 | RISING RIVER 1101CB | 103551101 | RISING RIVER 1101 | CB | FALSE | 21509.9694 | 15956.2359 | 8.8674 | 121 | 5.192e-05 | 2995 | 1288.0652 | 687 | 0.074106 | 943 | 8.9669 | 0.03 | 2320
8386 | PEORIA 1705999 | 163781705 | PEORIA 1705 | 999 | FALSE | 3715.0604 | 3715.0604 | 2.0646 | 22 | 0.00010639 | 1488 | 1017.494 | 818 | 0.074075 | 944 | 1.6297 | 0.09 | 1529
7502 | FITCH MOUNTAIN 11136751 | 42751113 | FITCH MOUNTAIN 1113 | 6751 | FALSE | 36483.9202 | 36483.9202 | 20.2753 | 139 | 0.00018185 | 499 | 410.6545 | 1284 | 0.073927 | 945 | 10.2759 | 39.14 | 190
5338 | SAN JOAQUIN #3 1102CB | 252531102 | SAN JOAQUIN #3 1102 | CB | FALSE | 15601.4012 | 15601.4012 | 8.6702 | 97 | 0.00011323 | 1340 | 789.9349 | 952 | 0.073848 | 946 | 7.1632 | 0.18 | 1203
7052 | CALISTOGA 1101134232 | 42711101 | CALISTOGA 1101 | 134232 | FALSE | 11553.3534 | 2618.9112 | 1.4554 | 89 | 0.0001535 | 717 | 426.3987 | 1264 | 0.0737 | 947 | 6.5593 |  | 3092
10249 | SILVERADO 2102CB | 43432102 | SILVERADO 2102 | CB | TRUE | 2722.4304 | 952.8122 | 0.52951 | 22 | 0.00019758 | 405 | 236.9089 | 1576 | 0.073682 | 948 | 1.621 | 0.13 | 1352
6791 | CABRILLO 1104Y24 | 183101104 | CABRILLO 1104 | Y24 | FALSE | 31605.3339 | 30845.6135 | 17.1419 | 91 | 6.8807e-05 | 2514 | 1387.2959 | 643 | 0.073569 | 949 | 6.6947 | 0.26 | 1061
3606 | HORSESHOE 1101CB | 152571101 | HORSESHOE 1101 | CB | TRUE | 6455.7985 | 567.3027 | 0.31527 | 55 | 0.00018028 | 511 | 272.2112 | 1489 | 0.073561 | 950 | 4.0458 | 0.64 | 831
2673 | PUEBLO 2102792 | 43292102 | PUEBLO 2102 | 792 | FALSE | 33585.8452 | 31119.1615 | 17.294 | 180 | 9.905e-05 | 1667 | 711.86 | 1012 | 0.073389 | 951 | 13.2101 | 87.74 | 36
4637 | SAN LUIS OBISPO 1104V40 | 182631104 | SAN LUIS OBISPO 1104 | V40 | FALSE | 37151.701 | 23652.2282 | 13.1443 | 194 | 7.9558e-05 | 2220 | 1050.089 | 797 | 0.073389 | 952 | 14.2374 | 0.06 | 1795
2241 | CURTIS 170247488 | 163351702 | CURTIS 1702 | 47488 | FALSE | 33425.2179 | 30588.7641 | 16.9992 | 207 | 0.00011402 | 1320 | 706.1851 | 1015 | 0.07338 | 953 | 15.1897 | 0.19 | 1176
9651 | PURISIMA 1101Y44 | 182971101 | PURISIMA 1101 | Y44 | FALSE | 18687.8674 | 16745.9311 | 9.3063 | 45 | 6.0111e-05 | 2770 | 1213.3424 | 724 | 0.073295 | 954 | 3.2983 | 0.1 | 1484
1008 | TEMPLETON 2113A70 | 183052113 | TEMPLETON 2113 | A70 | FALSE | 107377.7331 | 39764.0285 | 22.0982 | 659 | 6.9565e-05 | 2486 | 1197.409 | 731 | 0.073157 | 955 | 48.2106 | 3.57 | 542
3782 | AUBERRY 1101R322 | 254151101 | AUBERRY 1101 | R322 | FALSE | 12336.4699 | 12336.4699 | 6.8558 | 44 | 3.5123e-05 | 3349 | 2118.7775 | 422 | 0.073065 | 956 | 3.2149 | 0.06 | 1886
700 | MERCED FALLS 11029460 | 252811102 | MERCED FALLS 1102 | 9460 | FALSE | 18052.5322 | 17926.192 | 9.9622 | 91 | 8.3561e-05 | 2112 | 856.971 | 910 | 0.073014 | 957 | 6.6443 | 0.01 | 2611
1286 | CURTIS 170384944 | 163351703 | CURTIS 1703 | 84944 | FALSE | 93674.3078 | 93674.3078 | 52.0579 | 439 | 7.7782e-05 | 2268 | 921.9165 | 873 | 0.072725 | 958 | 31.9262 |  | 2719
8476 | ALTO 1124810594 | 42031124 | ALTO 1124 | 810594 | TRUE | 1080.6364 | 899.4073 | 0.49983 | 6 | 0.0001145 | 1307 | 459.6008 | 1235 | 0.072684 | 959 | 0.4361 |  | 3228
1350 | PENRYN 1107CB | 152561107 | PENRYN 1107 | CB | FALSE | 25933.7558 | 8735.2446 | 4.8545 | 200 | 0.00014636 | 784 | 521.6714 | 1181 | 0.072647 | 960 | 14.5295 | 0.55 | 869
10196 | SANTA YNEZ 1101980192 | 182721101 | SANTA YNEZ 1101 | 980192 | FALSE | 6178.6453 | 6178.6453 | 3.4337 | 19 | 3.4326e-05 | 3362 | 2382.3266 | 363 | 0.072592 | 961 | 1.3793 |  | 3513
4126 | VACAVILLE 1104CB | 63601104 | VACAVILLE 1104 | CB | TRUE | 4213.006 | 696.6837 | 0.38717 | 36 | 6.8096e-05 | 2534 | 412.1878 | 1283 | 0.07222 | 962 | 2.5999 | 0.06 | 1816
6142 | JOLON 1103CB | 182981103 | JOLON 1103 | CB | FALSE | 29664.4521 | 21174.1488 | 11.7672 | 91 | 0.00013717 | 905 | 720.7685 | 998 | 0.072102 | 963 | 6.5613 | 0.02 | 2565
4505 | LOW GAP 11014086 | 192411101 | LOW GAP 1101 | 4086 | FALSE | 18494.2051 | 18494.2051 | 10.2778 | 66 | 0.00012787 | 1052 | 634.8288 | 1073 | 0.072098 | 964 | 4.7585 | 0.12 | 1393
5220 | COTATI 1103132 | 42271103 | COTATI 1103 | 132 | FALSE | 40702.0776 | 40702.0776 | 22.6195 | 184 | 7.3728e-05 | 2369 | 1030.4196 | 808 | 0.071994 | 965 | 13.2468 | 4.02 | 529
2886 | VOLTA 11011596 | 102541101 | VOLTA 1101 | 1596 | FALSE | 35104.5465 | 35104.5465 | 19.5088 | 132 | 6.0424e-05 | 2763 | 1180.3203 | 741 | 0.071922 | 966 | 9.4937 | 0.01 | 2583
7748 | PEORIA 170413490 | 163781704 | PEORIA 1704 | 13490 | FALSE | 8773.504 | 6875.4256 | 3.8209 | 49 | 0.00015838 | 660 | 538.4381 | 1161 | 0.071878 | 967 | 3.522 | 0.05 | 1975
1885 | OREGON TRAIL 110249144 | 103521102 | OREGON TRAIL 1102 | 49144 | FALSE | 34128.6869 | 29574.1503 | 16.4353 | 169 | 0.00016343 | 606 | 803.7485 | 937 | 0.071512 | 968 | 12.0855 | 0.08 | 1646
3676 | COTTONWOOD 1101CB | 102931101 | COTTONWOOD 1101 | CB | TRUE | 26588.5909 | 184.0196 | 0.10227 | 188 | 9.7905e-05 | 1694 | 539.3221 | 1159 | 0.0715 | 969 | 13.442 | 0.02 | 2564
7714 | FROGTOWN 17027134 | 163451702 | FROGTOWN 1702 | 7134 | FALSE | 37777.9012 | 32518.1243 | 18.0714 | 172 | 9.5256e-05 | 1759 | 696.6949 | 1025 | 0.071297 | 970 | 12.2631 | 0.09 | 1546
4319 | MESA 11016111 | 182821101 | MESA 1101 | 6111 | FALSE | 41513.5486 | 39023.9015 | 21.6869 | 202 | 4.9757e-05 | 3042 | 1337.456 | 665 | 0.071153 | 971 | 14.3729 | 9.09 | 413
5571 | CLEAR LAKE 1101740076 | 42141101 | CLEAR LAKE 1101 | 740076 | TRUE | 14283.4902 | 632.3767 | 0.35143 | 106 | 0.00010531 | 1512 | 793.8066 | 947 | 0.071071 | 972 | 7.5335 |  | 2963
9268 | OLETA 1102799924 | 163541102 | OLETA 1102 | 799924 | TRUE | 621.6151 | 621.6151 | 0.34545 | 4 | 0.00011059 | 1397 | 1327.4203 | 669 | 0.070818 | 973 | 0.28327 |  | 3334
1141 | BELL 1109724884 | 152701109 | BELL 1109 | 724884 | FALSE | 22726.0215 | 22589.092 | 12.5535 | 167 | 0.00017254 | 546 | 443.793 | 1254 | 0.070791 | 974 | 11.822 |  | 2712
9406 | EDENVALE 2107469810 | 82952107 | EDENVALE 2107 | 469810 | FALSE | 9545.8932 | 3464.1714 | 1.9252 | 14 | 8.3298e-05 | 2125 | 778.0104 | 955 | 0.070672 | 975 | 0.98941 |  | 3354
2788 | WYANDOTTE 1110980944 | 102911110 | WYANDOTTE 1110 | 980944 | FALSE | 26900.3072 | 16783.2453 | 9.327 | 198 | 0.00019807 | 404 | 366.1605 | 1345 | 0.070566 | 976 | 13.9721 |  | 2798
3339 | JESSUP 110276068 | 103441102 | JESSUP 1102 | 76068 | FALSE | 31093.7701 | 27642.9269 | 15.3621 | 232 | 7.7128e-05 | 2284 | 1055.6938 | 794 | 0.070348 | 977 | 16.3207 | 6.25 | 470
6626 | CLAY 1101CB | 163341101 | CLAY 1101 | CB | TRUE | 4411.9174 | 914.1112 | 0.508 | 33 | 8.0383e-05 | 2194 | 401.4638 | 1294 | 0.070136 | 978 | 2.3145 |  | 3048
9158 | COVELO 1101306476 | 43061101 | COVELO 1101 | 306476 | FALSE | 16292.4669 | 3106.377 | 1.7263 | 49 | 0.00010648 | 1486 | 598.7531 | 1101 | 0.069853 | 979 | 3.4228 |  | 3316
5752 | MONTICELLO 110165454 | 43051101 | MONTICELLO 1101 | 65454 | FALSE | 3114.2101 | 2176.3172 | 1.2095 | 23 | 6.0844e-05 | 2754 | 1192.0123 | 737 | 0.069594 | 980 | 1.6007 | 2.09 | 622
2727 | OREGON TRAIL 11031500 | 103521103 | OREGON TRAIL 1103 | 1500 | FALSE | 41880.4686 | 41880.4686 | 23.2744 | 261 | 0.00012847 | 1038 | 750.2992 | 975 | 0.069495 | 981 | 18.1383 | 0.21 | 1153
10741 | HALF MOON BAY 11038920 | 24101103 | HALF MOON BAY 1103 | 8920 | TRUE | 158.1242 | 158.1242 | 0.087875 | 2 | 0.00017718 | 518 | 499.4912 | 1200 | 0.069477 | 982 | 0.13895 | 0.19 | 1196
2684 | BEAR VALLEY 210110000 | 252192101 | BEAR VALLEY 2101 | 10000 | FALSE | 53656.1229 | 47097.1904 | 26.1735 | 230 | 6.3422e-05 | 2664 | 1330.8242 | 668 | 0.069198 | 983 | 15.9156 | 0.02 | 2464
1190 | OCEANO 1104V36 | 182601104 | OCEANO 1104 | V36 | FALSE | 21377.0625 | 18028.895 | 10.0193 | 150 | 6.1929e-05 | 2723 | 1033.145 | 804 | 0.069118 | 984 | 10.3677 | 6.65 | 464
9260 | DIAMOND SPRINGS 110777086 | 152261107 | DIAMOND SPRINGS 1107 | 77086 | FALSE | 6051.2822 | 4371.5846 | 2.4294 | 47 | 0.00020917 | 363 | 405.3593 | 1291 | 0.068998 | 985 | 3.2429 |  | 3331
87 | CORNING 110185152 | 103331101 | CORNING 1101 | 85152 | FALSE | 37332.1384 | 37332.1384 | 20.7467 | 279 | 4.413e-05 | 3188 | 1657.8134 | 539 | 0.068983 | 986 | 19.2463 | 8.2 | 433
2893 | UKIAH 1114544 | 42771114 | UKIAH 1114 | 544 | TRUE | 16214.8056 | 786.2676 | 0.43696 | 98 | 8.9779e-05 | 1918 | 761.7873 | 963 | 0.068781 | 987 | 6.7406 |  | 2803
69 | BROWNS VALLEY 110197188 | 152921101 | BROWNS VALLEY 1101 | 97188 | FALSE | 10919.7899 | 10919.7899 | 6.0685 | 71 | 0.00011852 | 1217 | 794.0069 | 946 | 0.068613 | 988 | 4.8715 | 0.06 | 1870
1342 | AUBERRY 1101R2838 | 254151101 | AUBERRY 1101 | R2838 | FALSE | 32896.73 | 32896.73 | 18.2818 | 210 | 3.7309e-05 | 3308 | 2069.6718 | 438 | 0.068544 | 989 | 14.3942 | 0.21 | 1136
9647 | GARCIA 0401CB | 43040401 | GARCIA 0401 | CB | TRUE | 46.711 | 46.711 | 0.025959 | 1 | 0.00015165 | 723 | 451.5011 | 1247 | 0.068469 | 990 | 0.068469 | 4.71 | 509
2407 | FROGTOWN 1702835115 | 163451702 | FROGTOWN 1702 | 835115 | FALSE | 29192.1081 | 29192.1081 | 16.223 | 191 | 7.8182e-05 | 2253 | 868.4883 | 902 | 0.068398 | 991 | 13.0639 |  | 2775
3939 | ZACA 1101Y70 | 182681101 | ZACA 1101 | Y70 | FALSE | 13947.1347 | 10839.1211 | 6.0237 | 61 | 5.1111e-05 | 3011 | 1300.1446 | 683 | 0.068291 | 992 | 4.1658 | 0.02 | 2489
3966 | SAN BENITO 2101295566 | 182742101 | SAN BENITO 2101 | 295566 | TRUE | 3409.6411 | 751.534 | 0.41765 | 18 | 5.22e-05 | 2987 | 1215.0443 | 723 | 0.068263 | 993 | 1.2287 |  | 2864
1800 | BANGOR 11011804 | 103191101 | BANGOR 1101 | 1804 | FALSE | 69024.1301 | 69024.1301 | 38.359 | 394 | 0.00011734 | 1239 | 495.1119 | 1205 | 0.068197 | 994 | 26.8697 | 0.15 | 1295
1078 | BIG MEADOWS 21012260 | 102812101 | BIG MEADOWS 2101 | 2260 | FALSE | 36303.3353 | 25414.2279 | 14.1235 | 185 | 7.1484e-05 | 2433 | 1004.259 | 833 | 0.067786 | 995 | 12.5404 | 0.08 | 1667
8083 | ANDERSON 1101583708 | 103261101 | ANDERSON 1101 | 583708 | FALSE | 1263.0794 | 1011.3641 | 0.56205 | 11 | 9.3798e-05 | 1800 | 952.2243 | 858 | 0.067762 | 996 | 0.74538 |  | 3189
6638 | SAN RAMON 2117CB | 14232117 | SAN RAMON 2117 | CB | FALSE | 2698.3212 | 1098.894 | 0.61069 | 23 | 9.8521e-05 | 1678 | 430.579 | 1258 | 0.067722 | 997 | 1.5576 | 0.47 | 908
7538 | CABRILLO 1103Y46 | 183101103 | CABRILLO 1103 | Y46 | FALSE | 76660.9296 | 50653.8838 | 28.1501 | 277 | 4.2068e-05 | 3223 | 1429.3656 | 626 | 0.067522 | 998 | 18.7037 | 0.13 | 1364
4175 | MARTELL 1101CB | 163011101 | MARTELL 1101 | CB | FALSE | 21488.1146 | 9459.2642 | 5.2568 | 171 | 0.00014623 | 785 | 382.8028 | 1314 | 0.067405 | 999 | 11.5263 | 0.05 | 1971
9619 | PETALUMA C 1108456397 | 42631108 | PETALUMA C 1108 | 456397 | FALSE | 2239.0721 | 2239.0721 | 1.2443 | 19 | 9.783e-05 | 1696 | 785.4652 | 954 | 0.067328 | 1000 | 1.2792 |  | 3391
3701 | FRENCH GULCH 1101CB | 103381101 | FRENCH GULCH 1101 | CB | FALSE | 3697.5337 | 3697.5337 | 2.0548 | 32 | 0.00012582 | 1082 | 762.0604 | 962 | 0.067293 | 1001 | 2.1534 | 0.05 | 1960
4093 | RED BLUFF 1105146070 | 103541105 | RED BLUFF 1105 | 146070 | FALSE | 22680.3921 | 20479.5896 | 11.3812 | 167 | 6.6917e-05 | 2560 | 1071.9697 | 786 | 0.067012 | 1002 | 11.191 |  | 2871
1562 | LAYTONVILLE 110264908 | 42681102 | LAYTONVILLE 1102 | 64908 | FALSE | 10254.7707 | 6238.0239 | 3.4667 | 84 | 0.00035803 | 84 | 246.1325 | 1550 | 0.066995 | 1003 | 5.6276 | 0.84 | 767
7452 | SAN RAMON 210853732 | 14232108 | SAN RAMON 2108 | 53732 | FALSE | 12542.8 | 12542.8 | 6.9705 | 77 | 9.701e-05 | 1714 | 766.0355 | 959 | 0.066862 | 1004 | 5.1484 | 17.55 | 332
509 | CALISTOGA 110143924 | 42711101 | CALISTOGA 1101 | 43924 | FALSE | 15096.7446 | 12523.7999 | 6.9599 | 107 | 0.00015399 | 708 | 446.2971 | 1252 | 0.066852 | 1005 | 7.1532 | 91.99 | 30
2808 | PASO ROBLES 1104P02 | 182611104 | PASO ROBLES 1104 | P02 | TRUE | 11656.6661 | 515.0322 | 0.28622 | 93 | 5.0919e-05 | 3016 | 803.9256 | 936 | 0.06682 | 1006 | 6.2143 | 0.32 | 993
6977 | CLOVERDALE 1102172096 | 42821102 | CLOVERDALE 1102 | 172096 | TRUE | 1240.5827 | 425.5098 | 0.23647 | 12 | 0.00013435 | 939 | 425.6324 | 1267 | 0.06657 | 1007 | 0.79884 |  | 3077
6400 | PHILO 1102CB | 42601102 | PHILO 1102 | CB | FALSE | 20191.5411 | 12387.7147 | 6.8843 | 131 | 0.00018717 | 460 | 356.2256 | 1362 | 0.06648 | 1008 | 8.7089 | 0.06 | 1904
1390 | CURTIS 170539256 | 163351705 | CURTIS 1705 | 39256 | FALSE | 42581.0612 | 42581.0612 | 23.6637 | 287 | 0.00012638 | 1077 | 694.1209 | 1026 | 0.066296 | 1009 | 19.0271 | 0.26 | 1068
9080 | SUMMIT 110249484 | 152591102 | SUMMIT 1102 | 49484 | FALSE | 4257.4421 | 4257.4421 | 2.366 | 27 | 0.000124 | 1121 | 880.5018 | 890 | 0.06627 | 1010 | 1.7893 | 0.02 | 2543
493 | BRUNSWICK 11102664 | 152481110 | BRUNSWICK 1110 | 2664 | FALSE | 17552.7674 | 12910.8902 | 7.175 | 132 | 0.00019724 | 409 | 283.8161 | 1468 | 0.066185 | 1011 | 8.7364 | 7.85 | 440
6828 | SILVERADO 210298998 | 43432102 | SILVERADO 2102 | 98998 | TRUE | 20001.4994 | 118.1019 | 0.065633 | 136 | 8.5457e-05 | 2044 | 370.2201 | 1337 | 0.066014 | 1012 | 8.9779 | 0.02 | 2466
828 | ATASCADERO 1103A18 | 182541103 | ATASCADERO 1103 | A18 | FALSE | 29115.6622 | 14189.3642 | 7.8855 | 188 | 6.7022e-05 | 2556 | 932.8875 | 868 | 0.065994 | 1013 | 12.4068 | 1.58 | 663
7881 | CALISTOGA 1102141073 | 42711102 | CALISTOGA 1102 | 141073 | FALSE | 3422.9373 | 1996.4523 | 1.1095 | 27 | 0.00018845 | 450 | 208.8541 | 1621 | 0.065722 | 1014 | 1.7745 |  | 3174
5591 | CURTIS 17029220 | 163351702 | CURTIS 1702 | 9220 | FALSE | 18356.5403 | 17704.0281 | 9.8387 | 123 | 0.00012861 | 1036 | 658.7055 | 1055 | 0.065661 | 1015 | 8.0763 | 0.19 | 1191
1187 | PENRYN 11051342 | 152561105 | PENRYN 1105 | 1342 | FALSE | 62297.5033 | 33351.1972 | 18.5344 | 440 | 0.00011151 | 1385 | 593.3765 | 1111 | 0.065366 | 1016 | 28.7609 | 1.74 | 645
8143 | CLAYTON 2215W531R | 12022215 | CLAYTON 2215 | W531R | FALSE | 17380.2917 | 10443.673 | 5.8039 | 100 | 6.9698e-05 | 2483 | 735.723 | 988 | 0.065356 | 1017 | 6.5356 | 0.07 | 1731
2291 | SHINGLE SPRINGS 210913322 | 153652109 | SHINGLE SPRINGS 2109 | 13322 | FALSE | 66617.6825 | 66617.6825 | 37.0217 | 490 | 6.243e-05 | 2708 | 1047.9717 | 798 | 0.065331 | 1018 | 32.0124 | 0.31 | 1005
2286 | BEAR VALLEY 210521160 | 252192105 | BEAR VALLEY 2105 | 21160 | FALSE | 38269.4773 | 38269.4773 | 21.2676 | 194 | 4.477e-05 | 3167 | 1259.0438 | 695 | 0.065187 | 1019 | 12.6462 | 0.07 | 1757
9841 | MESA 1103126697 | 182821103 | MESA 1103 | 126697 | FALSE | 1766.1223 | 1641.863 | 0.91244 | 10 | 6.1082e-05 | 2745 | 1011.3761 | 827 | 0.065062 | 1020 | 0.65062 |  | 3433
9670 | FRENCH GULCH 1102CB | 103381102 | FRENCH GULCH 1102 | CB | FALSE | 2729.0129 | 2729.0129 | 1.5166 | 12 | 0.00018833 | 451 | 298.7993 | 1449 | 0.06474 | 1021 | 0.77689 | 0.03 | 2234
2589 | FORT ROSS 1121124 | 42851121 | FORT ROSS 1121 | 124 | FALSE | 29762.4384 | 29762.4384 | 16.54 | 99 | 0.00011564 | 1282 | 546.7406 | 1151 | 0.064597 | 1022 | 6.3951 | 4.64 | 511
2518 | OCEANO 1104Q08 | 182601104 | OCEANO 1104 | Q08 | FALSE | 19981.628 | 19981.628 | 11.1045 | 148 | 5.6432e-05 | 2876 | 1236.4827 | 708 | 0.064559 | 1023 | 9.5547 | 4.37 | 521
10030 | MC ARTHUR 1102542920 | 103491102 | MC ARTHUR 1102 | 542920 | FALSE | 2484.216 | 2034.8319 | 1.1308 | 10 | 2.943e-05 | 3433 | 2350.3357 | 372 | 0.064427 | 1024 | 0.64427 |  | 3478
4185 | PASO ROBLES 1104R12 | 182611104 | PASO ROBLES 1104 | R12 | FALSE | 64632.5351 | 52796.2686 | 29.3406 | 278 | 5.1483e-05 | 3005 | 1212.0624 | 725 | 0.064341 | 1025 | 17.8868 | 0.1 | 1470
7956 | JESSUP 11011993 | 103441101 | JESSUP 1101 | 1993 | FALSE | 4771.9686 | 4470.3512 | 2.4843 | 39 | 6.0989e-05 | 2747 | 818.0593 | 926 | 0.064212 | 1026 | 2.5043 | 3.17 | 558
10640 | CALISTOGA 110266730 | 42711102 | CALISTOGA 1102 | 66730 | FALSE | 1703.3079 | 1703.3079 | 0.94659 | 6 | 0.00011857 | 1215 | 919.8595 | 875 | 0.064035 | 1027 | 0.38421 | 0.49 | 897
9262 | LAKEVILLE 110287432 | 43371102 | LAKEVILLE 1102 | 87432 | FALSE | 21925.1583 | 15708.5355 | 8.7298 | 81 | 7.1409e-05 | 2436 | 994.1805 | 837 | 0.063901 | 1028 | 5.176 | 0.09 | 1521
6678 | MIDDLETOWN 11011325 | 43141101 | MIDDLETOWN 1101 | 1325 | FALSE | 13829.5499 | 13829.5499 | 7.6855 | 80 | 0.00012793 | 1047 | 449.2232 | 1249 | 0.063613 | 1029 | 5.0891 | 12.01 | 378
5737 | UKIAH 11151216 | 42771115 | UKIAH 1115 | 1216 | FALSE | 30877.2329 | 21628.5531 | 12.0197 | 182 | 0.00012873 | 1035 | 525.6183 | 1178 | 0.063522 | 1030 | 11.561 | 0.07 | 1733
1518 | DIAMOND SPRINGS 110518935 | 152261105 | DIAMOND SPRINGS 1105 | 18935 | FALSE | 10773.8274 | 10773.8274 | 5.9874 | 76 | 0.00011327 | 1337 | 910.0927 | 882 | 0.063224 | 1031 | 4.805 | 8.29 | 432
8962 | TEMPLETON 2110N30 | 183052110 | TEMPLETON 2110 | N30 | FALSE | 32768.3238 | 32768.3238 | 18.2105 | 120 | 6.3151e-05 | 2674 | 927.1943 | 870 | 0.063152 | 1032 | 7.5782 | 0.09 | 1530
5800 | CLARK ROAD 11022070 | 103091102 | CLARK ROAD 1102 | 2070 | FALSE | 15059.4591 | 14786.6222 | 8.2174 | 72 | 0.00014395 | 814 | 498.0458 | 1203 | 0.063106 | 1033 | 4.5436 | 0.07 | 1760
1728 | TEMPLETON 2112116402 | 183052112 | TEMPLETON 2112 | 116402 | FALSE | 11255.0357 | 3810.8828 | 2.1178 | 64 | 5.7437e-05 | 2850 | 1320.2856 | 674 | 0.062979 | 1034 | 4.0307 |  | 2740
727 | APPLE HILL 2102186912 | 153662102 | APPLE HILL 2102 | 186912 | FALSE | 97116.525 | 94273.5723 | 52.391 | 606 | 9.5424e-05 | 1747 | 711.7437 | 1013 | 0.06292 | 1035 | 38.1293 | 0.18 | 1223
7181 | BEAR VALLEY 21054170 | 252192105 | BEAR VALLEY 2105 | 4170 | FALSE | 15319.6405 | 15319.6405 | 8.5136 | 45 | 4.2938e-05 | 3210 | 1356.0496 | 661 | 0.062779 | 1036 | 2.8251 | 0.03 | 2358
8856 | GARBERVILLE 11028189 | 192221102 | GARBERVILLE 1102 | 8189 | FALSE | 1685.4401 | 1685.4401 | 0.93666 | 11 | 0.00035454 | 86 | 166.396 | 1732 | 0.062553 | 1037 | 0.68809 | 0.02 | 2537
1917 | PANORAMA 1101CB | 103461101 | PANORAMA 1101 | CB | FALSE | 27174.1674 | 1828.844 | 1.0163 | 175 | 0.0001054 | 1510 | 467.1503 | 1226 | 0.062374 | 1038 | 10.9155 | 0.02 | 2425
9789 | TASSAJARA 2106203380 | 14662106 | TASSAJARA 2106 | 203380 | TRUE | 3178.2991 | 809.5956 | 0.44992 | 26 | 0.00010239 | 1592 | 687.7534 | 1032 | 0.062335 | 1039 | 1.6207 |  | 3423
8449 | VACAVILLE 111112342 | 63601111 | VACAVILLE 1111 | 12342 | TRUE | 1750.136 | 352.0949 | 0.19567 | 16 | 0.00013409 | 942 | 663.7688 | 1049 | 0.062293 | 1040 | 0.99668 | 0.32 | 996
3572 | OLETA 110113478 | 163541101 | OLETA 1101 | 13478 | FALSE | 24836.1056 | 19846.6513 | 11.0294 | 169 | 0.0001203 | 1180 | 594.448 | 1107 | 0.062159 | 1041 | 10.5049 | 0.09 | 1570
1028 | LOW GAP 11012094 | 192411101 | LOW GAP 1101 | 2094 | FALSE | 27452.3558 | 25248.6295 | 14.0315 | 139 | 0.00021404 | 343 | 379.7853 | 1321 | 0.062103 | 1042 | 8.6323 | 3.85 | 533
3105 | NOTRE DAME 11042028 | 102041104 | NOTRE DAME 1104 | 2028 | FALSE | 17437.7183 | 17437.7183 | 9.6907 | 86 | 0.00015423 | 702 | 243.285 | 1559 | 0.062015 | 1043 | 5.3333 | 0.41 | 939
2667 | FROGTOWN 170212282 | 163451702 | FROGTOWN 1702 | 12282 | FALSE | 58482.1143 | 58482.1143 | 32.5005 | 261 | 0.00011986 | 1190 | 718.4403 | 1004 | 0.061928 | 1044 | 16.1631 | 0.18 | 1206
7606 | NOTRE DAME 11042537 | 102041104 | NOTRE DAME 1104 | 2537 | FALSE | 8030.1143 | 8030.1143 | 4.4626 | 37 | 9.2031e-05 | 1844 | 618.6971 | 1083 | 0.061762 | 1045 | 2.2852 | 0.2 | 1156
2093 | ATASCADERO 1103A46 | 182541103 | ATASCADERO 1103 | A46 | TRUE | 13904.7944 | 633.1098 | 0.35184 | 94 | 8.1941e-05 | 2157 | 550.2411 | 1144 | 0.06175 | 1046 | 5.8045 | 0.02 | 2447
7485 | SHINGLE SPRINGS 210551738 | 153652105 | SHINGLE SPRINGS 2105 | 51738 | TRUE | 1844.3225 | 26.6806 | 0.014827 | 19 | 0.00013923 | 882 | 441.8941 | 1255 | 0.061564 | 1047 | 1.1697 | 17.24 | 335
284 | PERRY 1101V78 | 183071101 | PERRY 1101 | V78 | FALSE | 47471.3302 | 47471.3302 | 26.3814 | 164 | 6.8753e-05 | 2516 | 918.2768 | 876 | 0.061453 | 1048 | 10.0783 | 0.19 | 1179
10468 | CALPINE 1144962 | 48011144 | CALPINE 1144 | 962 | TRUE | 63.3636 | 63.3636 | 0.035213 | 1 | 0.00010321 | 1565 | 595.1616 | 1105 | 0.061428 | 1049 | 0.061428 | 8.51 | 425
8597 | ORO FINO 1102127563 | 103031102 | ORO FINO 1102 | 127563 | FALSE | 11105.9314 | 11105.9314 | 6.1719 | 63 | 7.2173e-05 | 2413 | 803.5682 | 938 | 0.061336 | 1050 | 3.8642 | 23.56 | 283
6425 | MADISON 2101351038 | 63172101 | MADISON 2101 | 351038 | FALSE | 22506.9662 | 2661.6552 | 1.4792 | 130 | 7.0209e-05 | 2462 | 1068.3127 | 787 | 0.061316 | 1051 | 7.971 |  | 3029
5524 | JESSUP 11011496 | 103441101 | JESSUP 1101 | 1496 | FALSE | 26084.969 | 23526.9728 | 13.0747 | 201 | 7.6403e-05 | 2297 | 864.7228 | 905 | 0.06121 | 1052 | 12.3032 | 0.06 | 1790
10127 | SPAULDING 1101CB | 152251101 | SPAULDING 1101 | CB | TRUE | 56.7484 | 56.7484 | 0.031537 | 1 | 0.0001609 | 632 | 380.3958 | 1320 | 0.061207 | 1053 | 0.061207 |  | 3497
4318 | HIGGINS 11102408 | 152691110 | HIGGINS 1110 | 2408 | FALSE | 18614.5661 | 18614.5661 | 10.3447 | 124 | 0.000106 | 1493 | 623.6203 | 1079 | 0.060864 | 1054 | 7.5471 | 0.34 | 981
7906 | PIT NO 7 1101CB | 103501101 | PIT NO 7 1101 | CB | FALSE | 4357.8457 | 4357.8457 | 2.4218 | 3 | 0.00010885 | 1430 | 808.7175 | 931 | 0.060819 | 1055 | 0.18246 | 0.02 | 2472
7035 | SYCAMORE CREEK 1111CB | 102971111 | SYCAMORE CREEK 1111 | CB | TRUE | 11952.1608 | 777.7423 | 0.43222 | 85 | 0.00011707 | 1245 | 452.6669 | 1244 | 0.060715 | 1056 | 5.1608 | 0.06 | 1775
4688 | UPPER LAKE 1101452 | 42871101 | UPPER LAKE 1101 | 452 | FALSE | 31530.7427 | 8129.076 | 4.5176 | 207 | 0.00010226 | 1598 | 743.369 | 981 | 0.060708 | 1057 | 12.5666 | 0.67 | 816
7853 | CLOVERDALE 1102670 | 42821102 | CLOVERDALE 1102 | 670 | TRUE | 4937.5444 | 587.1475 | 0.3263 | 43 | 0.00012733 | 1058 | 393.8186 | 1302 | 0.06056 | 1058 | 2.6041 | 0.03 | 2292
9980 | BRIDGEVILLE 1101CB | 192461101 | BRIDGEVILLE 1101 | CB | FALSE | 13703.2012 | 13703.2012 | 7.6153 | 51 | 0.00018978 | 443 | 315.2875 | 1424 | 0.060495 | 1059 | 3.0852 | 2.08 | 624
3075 | REDBUD 11022013 | 43191102 | REDBUD 1102 | 2013 | TRUE | 7412.4545 | 238.9679 | 0.1328 | 51 | 5.2169e-05 | 2988 | 888.4761 | 888 | 0.06048 | 1060 | 3.0845 | 0.44 | 923
377 | FROGTOWN 1702L5407 | 163451702 | FROGTOWN 1702 | L5407 | FALSE | 29410.8857 | 29410.8857 | 16.3446 | 153 | 4.5895e-05 | 3142 | 1349.9596 | 663 | 0.060463 | 1061 | 9.2508 | 0.09 | 1522
599 | CURTIS 170356972 | 163351703 | CURTIS 1703 | 56972 | FALSE | 13791.0471 | 13791.0471 | 7.6641 | 57 | 0.00011753 | 1234 | 612.4545 | 1090 | 0.060186 | 1062 | 3.4306 | 0.04 | 2114
9546 | COTATI 1102CB | 42271102 | COTATI 1102 | CB | FALSE | 3229.2079 | 2904.3184 | 1.614 | 19 | 0.00016629 | 580 | 366.1668 | 1344 | 0.05984 | 1063 | 1.137 | 0.04 | 2199
9754 | CALPELLA 1102708161 | 43411102 | CALPELLA 1102 | 708161 | FALSE | 1824.6356 | 1615.0007 | 0.89751 | 12 | 0.00012306 | 1133 | 461.5277 | 1234 | 0.059606 | 1064 | 0.71527 |  | 3411
7941 | FRUITLAND 11426064 | 192311142 | FRUITLAND 1142 | 6064 | FALSE | 13322.7276 | 10776.9352 | 5.9891 | 66 | 0.00027944 | 157 | 244.0042 | 1557 | 0.059515 | 1065 | 3.928 | 1.74 | 646
1172 | CORRAL 110336680 | 162991103 | CORRAL 1103 | 36680 | FALSE | 32219.8242 | 15055.3944 | 8.3668 | 265 | 8.2363e-05 | 2143 | 715.9031 | 1008 | 0.059472 | 1066 | 15.7601 | 2.94 | 572
7127 | SONOMA 1107844168 | 42721107 | SONOMA 1107 | 844168 | FALSE | 18710.7045 | 7309.0201 | 4.0619 | 100 | 5.7956e-05 | 2836 | 877.0353 | 894 | 0.059437 | 1067 | 5.9437 |  | 3097
2372 | GRASS VALLEY 11032110 | 152031103 | GRASS VALLEY 1103 | 2110 | FALSE | 32283.1191 | 31798.2221 | 17.6713 | 224 | 0.00013772 | 899 | 464.9832 | 1230 | 0.059423 | 1068 | 13.3106 | 0.21 | 1147
2173 | PUEBLO 1105696 | 43291105 | PUEBLO 1105 | 696 | FALSE | 11659.1184 | 6037.9333 | 3.3555 | 79 | 7.4535e-05 | 2343 | 617.4166 | 1085 | 0.059025 | 1069 | 4.663 | 0.32 | 991
2604 | JESSUP 11031540 | 103441103 | JESSUP 1103 | 1540 | TRUE | 20738.5879 | 256.3874 | 0.14248 | 157 | 0.00010932 | 1426 | 527.982 | 1175 | 0.058865 | 1070 | 9.2418 | 0.04 | 2210
8024 | PENRYN 11072708 | 152561107 | PENRYN 1107 | 2708 | FALSE | 17128.5396 | 15094.9992 | 8.3888 | 124 | 0.00011703 | 1249 | 634.212 | 1074 | 0.058775 | 1071 | 7.2881 | 0.09 | 1533
660 | GABILAN 1101460414 | 182331101 | GABILAN 1101 | 460414 | FALSE | 10774.9077 | 8655.1604 | 4.81 | 38 | 8.546e-05 | 2043 | 785.6181 | 953 | 0.058719 | 1072 | 2.2313 |  | 2688
2838 | MENDOCINO 110148750 | 42951101 | MENDOCINO 1101 | 48750 | FALSE | 28839.2375 | 28839.2375 | 16.0269 | 165 | 9.931e-05 | 1660 | 705.0697 | 1020 | 0.058621 | 1073 | 9.6724 | 19.06 | 315
5642 | ALHAMBRA 110582622 | 14101105 | ALHAMBRA 1105 | 82622 | FALSE | 41703.3816 | 41703.3816 | 23.176 | 254 | 8.8106e-05 | 1980 | 753.4327 | 972 | 0.058508 | 1074 | 14.8609 | 0.2 | 1166
5965 | JOLON 1102CB | 182981102 | JOLON 1102 | CB | FALSE | 38608.5003 | 37939.8486 | 21.0844 | 181 | 6.1591e-05 | 2729 | 1004.6328 | 832 | 0.058399 | 1075 | 10.5701 | 0.03 | 2280
5646 | SANTA YNEZ 1104512912 | 182721104 | SANTA YNEZ 1104 | 512912 | FALSE | 3140.8885 | 1435.1217 | 0.79755 | 23 | 6.2939e-05 | 2682 | 742.0792 | 982 | 0.058383 | 1076 | 1.3428 |  | 2970
1584 | COLUMBIA HILL 1101CB | 152471101 | COLUMBIA HILL 1101 | CB | FALSE | 63324.3345 | 63324.3345 | 35.1914 | 375 | 0.00014192 | 841 | 477.8627 | 1217 | 0.058367 | 1077 | 21.8875 | 0.76 | 785
8255 | CRESCENT MILLS 21012562 | 103132101 | CRESCENT MILLS 2101 | 2562 | FALSE | 55111.7044 | 31122.7322 | 17.2959 | 222 | 5.835e-05 | 2824 | 1193.0263 | 734 | 0.057915 | 1078 | 12.8572 | 0.05 | 1950
2533 | MOLINO 1101338 | 42571101 | MOLINO 1101 | 338 | FALSE | 23338.4107 | 12496.8829 | 6.9449 | 176 | 0.00010195 | 1604 | 593.3845 | 1110 | 0.05791 | 1079 | 10.1921 | 7.05 | 454
9899 | LLAGAS 21014523 | 83182101 | LLAGAS 2101 | 4523 | FALSE | 4420.7892 | 1471.0588 | 0.81752 | 28 | 9.5345e-05 | 1750 | 593.4447 | 1109 | 0.057806 | 1080 | 1.6186 |  | 3449
10017 | PASO ROBLES 1107289947 | 182611107 | PASO ROBLES 1107 | 289947 | TRUE | 3212.1673 | 447.6357 | 0.24877 | 21 | 8.5184e-05 | 2054 | 855.7073 | 911 | 0.057658 | 1081 | 1.2108 |  | 3472
451 | CALISTOGA 11011087 | 42711101 | CALISTOGA 1101 | 1087 | FALSE | 3157.1282 | 3157.1282 | 1.7545 | 22 | 0.00010484 | 1532 | 532.5062 | 1170 | 0.05764 | 1082 | 1.2681 | 7.64 | 443
90 | TYLER 1105816852 | 103571105 | TYLER 1105 | 816852 | FALSE | 70141.7466 | 20545.6876 | 11.4179 | 423 | 4.2631e-05 | 3214 | 1516.9463 | 587 | 0.057549 | 1083 | 24.3431 |  | 2655
67 | WOODACRE 1102CB | 43021102 | WOODACRE 1102 | CB | FALSE | 20142.5456 | 20085.8093 | 11.1624 | 141 | 0.00015851 | 658 | 382.2019 | 1316 | 0.057543 | 1084 | 8.1136 | 0.64 | 827
3103 | JOLON 11027070 | 182981102 | JOLON 1102 | 7070 | FALSE | 26486.1632 | 10307.0829 | 5.728 | 132 | 5.0065e-05 | 3036 | 1217.7073 | 718 | 0.057494 | 1085 | 7.5892 | 0.03 | 2323
6894 | DESCHUTES 11011654 | 103351101 | DESCHUTES 1101 | 1654 | FALSE | 28221.2564 | 28221.2564 | 15.6835 | 168 | 8.908e-05 | 1943 | 662.2613 | 1051 | 0.057486 | 1086 | 9.6576 | 0.1 | 1492
1819 | ALTO 11243745 | 42031124 | ALTO 1124 | 3745 | FALSE | 7247.2343 | 7247.2343 | 4.0275 | 52 | 0.00018327 | 486 | 535.7815 | 1164 | 0.057415 | 1087 | 2.9856 | 1.01 | 730
1989 | ELECTRA 1101CB | 162161101 | ELECTRA 1101 | CB | FALSE | 50985.8349 | 50985.8349 | 28.3345 | 293 | 8.4764e-05 | 2072 | 750.5824 | 974 | 0.05741 | 1088 | 16.8213 | 0.1 | 1456
994 | BUTTE 1105751990 | 103081105 | BUTTE 1105 | 751990 | FALSE | 39452.6049 | 39436.6029 | 21.9162 | 243 | 0.00013521 | 926 | 355.8632 | 1363 | 0.057382 | 1089 | 13.9439 |  | 2702
7429 | MOUNTAIN QUARRIES 210151584 | 152282101 | MOUNTAIN QUARRIES 2101 | 51584 | FALSE | 35041.5534 | 35041.5534 | 19.4738 | 224 | 7.7619e-05 | 2272 | 869.1368 | 901 | 0.057318 | 1090 | 12.8393 | 0.08 | 1655
7628 | WISE 11011404 | 152271101 | WISE 1101 | 1404 | FALSE | 5740.3584 | 2402.8891 | 1.3354 | 47 | 0.0001882 | 452 | 397.9556 | 1298 | 0.057199 | 1091 | 2.6884 | 0.03 | 2347
7386 | SAN RAMON 2108CB | 14232108 | SAN RAMON 2108 | CB | FALSE | 15329.2524 | 14012.7161 | 7.7873 | 102 | 8.2611e-05 | 2139 | 748.7975 | 976 | 0.057183 | 1092 | 5.8326 | 18.75 | 318
9327 | CALISTOGA 110189150 | 42711101 | CALISTOGA 1101 | 89150 | FALSE | 15332.2939 | 15332.2939 | 8.5207 | 88 | 0.00012195 | 1149 | 582.7266 | 1121 | 0.057148 | 1093 | 5.029 | 0.48 | 905
4436 | SAN RAMON 2119CB | 14232119 | SAN RAMON 2119 | CB | FALSE | 2345.4974 | 1187.935 | 0.66018 | 21 | 7.6681e-05 | 2290 | 471.5803 | 1223 | 0.057097 | 1094 | 1.199 | 0.67 | 818
4471 | ELECTRA 11024756 | 162161102 | ELECTRA 1102 | 4756 | FALSE | 18962.2338 | 15139.4165 | 8.4135 | 95 | 0.000145 | 802 | 459.0245 | 1236 | 0.057032 | 1095 | 5.4181 | 0.05 | 1943
10516 | GARBERVILLE 11022124 | 192221102 | GARBERVILLE 1102 | 2124 | FALSE | 5026.2322 | 5026.2322 | 2.7932 | 6 | 0.00058653 | 20 | 170.3508 | 1714 | 0.057006 | 1096 | 0.34203 | 1.87 | 636
10428 | ANNAPOLIS 1101CB | 42861101 | ANNAPOLIS 1101 | CB | FALSE | 1058.7166 | 1058.7166 | 0.58836 | 7 | 0.00022337 | 306 | 221.0499 | 1604 | 0.057005 | 1097 | 0.39904 | 0.06 | 1873
5436 | TEMPLETON 2110901690 | 183052110 | TEMPLETON 2110 | 901690 | FALSE | 63574.4496 | 60028.2631 | 33.3597 | 306 | 5.6692e-05 | 2868 | 1011.6278 | 825 | 0.056927 | 1098 | 17.4196 | 0.62 | 841
1208 | HOPLAND 1101CB | 42251101 | HOPLAND 1101 | CB | FALSE | 36057.8693 | 23579.7024 | 13.104 | 190 | 0.00011058 | 1399 | 511.8263 | 1189 | 0.056867 | 1099 | 10.8047 | 0.02 | 2512
582 | SWIFT 2110853720 | 83392110 | SWIFT 2110 | 853720 | FALSE | 50276.8108 | 50276.8108 | 27.9405 | 140 | 6.2471e-05 | 2705 | 1012.617 | 823 | 0.056625 | 1100 | 7.9275 |  | 2684
6471 | SALMON CREEK 110137368 | 43161101 | SALMON CREEK 1101 | 37368 | FALSE | 9786.5772 | 9786.5772 | 5.4387 | 48 | 7.032e-05 | 2459 | 880.1307 | 892 | 0.056596 | 1101 | 2.7166 | 0.06 | 1898
7036 | WOODACRE 1101CB | 43021101 | WOODACRE 1101 | CB | FALSE | 4540.438 | 4454.6417 | 2.4756 | 35 | 0.00019479 | 417 | 248.765 | 1543 | 0.056508 | 1102 | 1.9778 | 0.3 | 1017
9354 | FRUITLAND 114137410 | 192311141 | FRUITLAND 1141 | 37410 | FALSE | 8875.6069 | 8413.1179 | 4.6755 | 42 | 0.00021128 | 354 | 348.1422 | 1375 | 0.056472 | 1103 | 2.3718 | 0.04 | 2173
8408 | GOLDTREE 1105CB | 182581105 | GOLDTREE 1105 | CB | FALSE | 15108.5071 | 11908.479 | 6.6179 | 76 | 7.9073e-05 | 2231 | 565.89 | 1132 | 0.056447 | 1104 | 4.29 | 0.45 | 919
1036 | FRUITLAND 1142CB | 192311142 | FRUITLAND 1142 | CB | FALSE | 24719.9919 | 16900.9683 | 9.3924 | 116 | 0.0002473 | 224 | 245.6875 | 1552 | 0.056321 | 1105 | 6.5332 | 3.13 | 561
5437 | FITCH MOUNTAIN 1113775992 | 42751113 | FITCH MOUNTAIN 1113 | 775992 | FALSE | 5059.1291 | 3381.5311 | 1.8792 | 34 | 0.00012419 | 1115 | 374.1489 | 1330 | 0.056251 | 1106 | 1.9125 |  | 2954
8868 | SALMON CREEK 1101461703 | 43161101 | SALMON CREEK 1101 | 461703 | FALSE | 1414.65 | 1414.65 | 0.78617 | 8 | 7.7835e-05 | 2265 | 327.199 | 1402 | 0.05614 | 1107 | 0.44912 |  | 3274
1882 | SHINGLE SPRINGS 211051800 | 153652110 | SHINGLE SPRINGS 2110 | 51800 | FALSE | 15718.5986 | 14796.5287 | 8.2229 | 128 | 0.00016264 | 616 | 342.7814 | 1383 | 0.05603 | 1108 | 7.1719 | 3.81 | 534
3611 | SANTA MARIA 1108M80 | 182671108 | SANTA MARIA 1108 | M80 | FALSE | 93735.5013 | 93735.5013 | 52.0919 | 397 | 4.5707e-05 | 3147 | 1161.6823 | 749 | 0.055911 | 1109 | 22.1966 | 0.42 | 930
6376 | MONTE RIO 11131991 | 42811113 | MONTE RIO 1113 | 1991 | FALSE | 11465.3295 | 11465.3295 | 6.3717 | 51 | 0.00016331 | 608 | 395.6046 | 1299 | 0.055786 | 1110 | 2.8451 | 56.35 | 99
1111 | PEORIA 17056697 | 163781705 | PEORIA 1705 | 6697 | FALSE | 6657.3541 | 6657.3541 | 3.6997 | 46 | 0.00010476 | 1534 | 551.7785 | 1143 | 0.055767 | 1111 | 2.5653 | 0.1 | 1462
3012 | RACETRACK 170311270 | 163761703 | RACETRACK 1703 | 11270 | FALSE | 20312.1456 | 20312.1456 | 11.2881 | 123 | 0.00012756 | 1056 | 499.3074 | 1201 | 0.055685 | 1112 | 6.8493 | 0.11 | 1443
722 | MONTE RIO 11125040 | 42811112 | MONTE RIO 1112 | 5040 | FALSE | 6507.5662 | 6507.5662 | 3.6165 | 46 | 0.0002406 | 244 | 218.6982 | 1609 | 0.055628 | 1113 | 2.5589 | 20.75 | 304
9716 | WINDSOR 1103171410 | 43501103 | WINDSOR 1103 | 171410 | FALSE | 7035.3214 | 2217.9639 | 1.2326 | 40 | 0.00011961 | 1192 | 536.0514 | 1163 | 0.055603 | 1114 | 2.2241 |  | 3405
15 | MENDOCINO 1101450 | 42951101 | MENDOCINO 1101 | 450 | FALSE | 30451.6805 | 9311.1997 | 5.1745 | 208 | 0.00012825 | 1043 | 484.352 | 1210 | 0.055438 | 1115 | 11.531 | 0.04 | 2211
6036 | PLACER 1103CB | 152461103 | PLACER 1103 | CB | FALSE | 14529.9116 | 11213.2305 | 6.2316 | 99 | 0.00015794 | 663 | 471.1517 | 1224 | 0.05535 | 1116 | 5.4797 | 0.06 | 1842
6178 | GEYSERVILLE 110135492 | 42891101 | GEYSERVILLE 1101 | 35492 | FALSE | 34847.1678 | 16074.976 | 8.9334 | 219 | 9.7259e-05 | 1708 | 426.1888 | 1265 | 0.055239 | 1117 | 12.0973 | 0.03 | 2257
6625 | WYANDOTTE 1107829470 | 102911107 | WYANDOTTE 1107 | 829470 | FALSE | 16595.0205 | 16595.0205 | 9.2224 | 93 | 0.00011788 | 1231 | 515.0682 | 1185 | 0.055226 | 1118 | 5.136 |  | 3047
7721 | CURTIS 17058110 | 163351705 | CURTIS 1705 | 8110 | FALSE | 13110.3306 | 13110.3306 | 7.2858 | 99 | 0.0001169 | 1252 | 657.3966 | 1057 | 0.055185 | 1119 | 5.4634 | 0.15 | 1283
8806 | CLAYTON 2212859443 | 12022212 | CLAYTON 2212 | 859443 | TRUE | 777.6394 | 475.2837 | 0.26413 | 5 | 4.9574e-05 | 3047 | 1445.6352 | 616 | 0.055167 | 1120 | 0.27584 |  | 3268
8792 | DUNLAP 1103CB | 254061103 | DUNLAP 1103 | CB | FALSE | 9029.352 | 9029.352 | 5.0179 | 38 | 3.4574e-05 | 3359 | 1447.0842 | 615 | 0.055113 | 1121 | 2.0943 | 0 | 2649
4534 | MERCED FALLS 110285002 | 252811102 | MERCED FALLS 1102 | 85002 | FALSE | 57093.5104 | 57093.5104 | 31.7288 | 394 | 7.6265e-05 | 2302 | 729.1639 | 992 | 0.055026 | 1122 | 21.6802 | 0.87 | 759
2247 | FROGTOWN 170113412 | 163451701 | FROGTOWN 1701 | 13412 | FALSE | 62439.7255 | 62439.7255 | 34.6998 | 333 | 0.00011911 | 1202 | 811.1905 | 930 | 0.055018 | 1123 | 18.321 | 0.87 | 756
3205 | COTATI 110361736 | 42271103 | COTATI 1103 | 61736 | FALSE | 26875.6469 | 19558.6498 | 10.8694 | 129 | 6.0018e-05 | 2773 | 726.4231 | 994 | 0.054986 | 1124 | 7.0932 | 0.05 | 1936
9516 | WILDWOOD 11011576 | 103611101 | WILDWOOD 1101 | 1576 | FALSE | 12974.577 | 12974.577 | 7.2104 | 51 | 7.9987e-05 | 2206 | 832.2405 | 921 | 0.054922 | 1125 | 2.801 | 0.07 | 1744
4729 | FITCH MOUNTAIN 1113352 | 42751113 | FITCH MOUNTAIN 1113 | 352 | FALSE | 19238.6019 | 9086.2434 | 5.0495 | 123 | 0.00014867 | 757 | 547.944 | 1149 | 0.054876 | 1126 | 6.7498 | 0.04 | 2196
6906 | IONE 1101CB | 163881101 | IONE 1101 | CB | FALSE | 22613.9915 | 2970.8687 | 1.651 | 85 | 0.00012529 | 1093 | 646.6464 | 1068 | 0.054859 | 1127 | 4.663 | 0.02 | 2492
1910 | FROGTOWN 17016807 | 163451701 | FROGTOWN 1701 | 6807 | FALSE | 7894.5527 | 7894.5527 | 4.3873 | 49 | 0.00014837 | 759 | 586.6523 | 1116 | 0.054517 | 1128 | 2.6713 | 0.08 | 1650
1099 | HIGHLANDS 110275140 | 43361102 | HIGHLANDS 1102 | 75140 | FALSE | 32224.0105 | 13968.9875 | 7.763 | 238 | 4.9487e-05 | 3050 | 824.0667 | 924 | 0.054483 | 1129 | 12.967 | 0.07 | 1713
9073 | CORRAL 1103831781 | 162991103 | CORRAL 1103 | 831781 | FALSE | 2564.8738 | 1186.1396 | 0.65918 | 19 | 7.3782e-05 | 2367 | 806.9369 | 932 | 0.054336 | 1130 | 1.0324 |  | 3304
1018 | APPLE HILL 21029722 | 153662102 | APPLE HILL 2102 | 9722 | FALSE | 62437.5165 | 62437.5165 | 34.6986 | 359 | 0.00010174 | 1610 | 529.226 | 1174 | 0.054308 | 1131 | 19.4965 | 0.52 | 890
882 | MORGAN HILL 2105XR152 | 83242105 | MORGAN HILL 2105 | XR152 | FALSE | 20635.5048 | 14045.9028 | 7.8058 | 156 | 8.0844e-05 | 2185 | 646.2065 | 1069 | 0.054285 | 1132 | 8.4685 | 0.08 | 1583
7464 | CLARKSVILLE 2106CB | 153612106 | CLARKSVILLE 2106 | CB | TRUE | 830.42 | 224.6189 | 0.12483 | 9 | 0.00020912 | 364 | 241.4035 | 1563 | 0.054215 | 1133 | 0.48794 | 0.02 | 2507
8313 | RED BLUFF 1104135854 | 103541104 | RED BLUFF 1104 | 135854 | FALSE | 4250.0634 | 2325.1244 | 1.2921 | 34 | 6.0566e-05 | 2759 | 1134.6908 | 761 | 0.053974 | 1134 | 1.8351 |  | 3213
8191 | KESWICK 11011588 | 103451101 | KESWICK 1101 | 1588 | FALSE | 13991.4401 | 13991.4401 | 7.7755 | 33 | 0.00018106 | 503 | 584.74 | 1118 | 0.053968 | 1135 | 1.7809 | 0.19 | 1195
5209 | OLETA 11022642 | 163541102 | OLETA 1102 | 2642 | FALSE | 7497.8568 | 7497.8568 | 4.1668 | 27 | 9.0401e-05 | 1902 | 716.2407 | 1006 | 0.053841 | 1136 | 1.4537 | 0.03 | 2270
2961 | SYCAMORE CREEK 11112014 | 102971111 | SYCAMORE CREEK 1111 | 2014 | FALSE | 35984.1335 | 35984.1335 | 19.9976 | 181 | 0.00010418 | 1548 | 602.3767 | 1097 | 0.053762 | 1137 | 9.731 | 0.2 | 1157
5221 | EL DORADO PH 210163464 | 152762101 | EL DORADO PH 2101 | 63464 | FALSE | 21920.8692 | 21920.8692 | 12.1822 | 70 | 0.00012137 | 1160 | 659.6276 | 1053 | 0.05356 | 1138 | 3.7492 | 0.13 | 1359
1685 | WILLOW CREEK 110347966 | 192171103 | WILLOW CREEK 1103 | 47966 | FALSE | 27271.3222 | 27271.3222 | 15.1556 | 167 | 0.00020988 | 360 | 215.8045 | 1610 | 0.053445 | 1139 | 8.9254 | 0.13 | 1355
1361 | RED BLUFF 11051564 | 103541105 | RED BLUFF 1105 | 1564 | FALSE | 17092.5832 | 1891.6003 | 1.0512 | 133 | 7.329e-05 | 2387 | 869.3002 | 900 | 0.053412 | 1140 | 7.1038 | 0.62 | 839
566 | MORGAN HILL 2110814616 | 83242110 | MORGAN HILL 2110 | 814616 | TRUE | 3902.6921 | 157.4015 | 0.087473 | 28 | 8.7257e-05 | 2006 | 602.3323 | 1098 | 0.053409 | 1141 | 1.4955 |  | 2683
9804 | FROGTOWN 1702694042 | 163451702 | FROGTOWN 1702 | 694042 | TRUE | 972.0471 | 972.0471 | 0.5402 | 8 | 0.00011883 | 1210 | 338.8363 | 1389 | 0.053395 | 1142 | 0.42716 |  | 3427
548 | SHINGLE SPRINGS 21107742 | 153652110 | SHINGLE SPRINGS 2110 | 7742 | FALSE | 73623.591 | 73535.6671 | 40.8662 | 475 | 9.9171e-05 | 1663 | 595.5649 | 1104 | 0.053392 | 1143 | 25.3612 | 1.43 | 675
4014 | CURTIS 1704CB | 163351704 | CURTIS 1704 | CB | FALSE | 22863.3142 | 22355.1304 | 12.4235 | 170 | 0.0001075 | 1464 | 527.7867 | 1176 | 0.053282 | 1144 | 9.058 | 0.12 | 1366
5744 | WOODSIDE 11018974 | 24251101 | WOODSIDE 1101 | 8974 | FALSE | 21278.6691 | 21278.6691 | 11.8253 | 149 | 0.00020534 | 378 | 324.7416 | 1406 | 0.05299 | 1145 | 7.8956 | 76.03 | 55
4200 | MOLINO 1101322 | 42571101 | MOLINO 1101 | 322 | FALSE | 23201.9813 | 22860.7646 | 12.7045 | 167 | 0.00013802 | 893 | 458.1425 | 1238 | 0.052976 | 1146 | 8.847 | 35.69 | 212
7680 | PALMER 1101M88 | 183031101 | PALMER 1101 | M88 | FALSE | 24723.9577 | 4969.351 | 2.7616 | 85 | 4.85e-05 | 3076 | 599.8118 | 1100 | 0.052933 | 1147 | 4.4993 | 0.01 | 2589
2401 | WOODSIDE 11018884 | 24251101 | WOODSIDE 1101 | 8884 | FALSE | 12033.5669 | 12033.5669 | 6.6875 | 74 | 0.00017464 | 530 | 305.5705 | 1438 | 0.052785 | 1148 | 3.9061 | 48.31 | 129
5333 | GARBERVILLE 11022500 | 192221102 | GARBERVILLE 1102 | 2500 | FALSE | 25777.1884 | 25777.1884 | 14.3252 | 106 | 0.00032433 | 107 | 205.0308 | 1627 | 0.052654 | 1149 | 5.5813 | 11.96 | 380
3787 | BEAR VALLEY 21014500 | 252192101 | BEAR VALLEY 2101 | 4500 | FALSE | 132540.1743 | 38902.9544 | 21.6197 | 516 | 4.6379e-05 | 3128 | 1229.9776 | 714 | 0.052537 | 1150 | 27.1089 | 0.03 | 2255
8553 | RED BLUFF 11041302 | 103541104 | RED BLUFF 1104 | 1302 | FALSE | 23388.5169 | 22389.9711 | 12.4429 | 113 | 5.0169e-05 | 3034 | 1215.8532 | 721 | 0.052453 | 1151 | 5.9272 | 0.06 | 1889
10783 | BEAR VALLEY 2105CB | 252192105 | BEAR VALLEY 2105 | CB | FALSE | 6175.4075 | 6175.4075 | 3.4319 | 9 | 9.2622e-05 | 1830 | 515.1474 | 1184 | 0.052345 | 1152 | 0.4711 | 0.01 | 2588
10429 | BUTTE 1105244246 | 103081105 | BUTTE 1105 | 244246 | FALSE | 1936.2709 | 1936.2709 | 1.0761 | 11 | 0.00016313 | 610 | 330.8536 | 1396 | 0.052269 | 1153 | 0.57496 |  | 3548
1753 | BRUNSWICK 110651484 | 152481106 | BRUNSWICK 1106 | 51484 | FALSE | 26385.5393 | 24741.7275 | 13.7498 | 195 | 0.0001406 | 862 | 372.49 | 1333 | 0.052211 | 1154 | 10.1812 | 0.17 | 1239
7841 | STONE CORRAL 1110975698 | 252921110 | STONE CORRAL 1110 | 975698 | FALSE | 7671.0517 | 1441.7984 | 0.80126 | 44 | 4.3563e-05 | 3200 | 962.1828 | 852 | 0.052194 | 1155 | 2.2966 |  | 3170
10305 | MIDDLETOWN 1101612 | 43141101 | MIDDLETOWN 1101 | 612 | FALSE | 6362.7002 | 6362.7002 | 3.536 | 25 | 8.4863e-05 | 2067 | 719.6048 | 1000 | 0.05213 | 1156 | 1.3033 | 0.42 | 931
9510 | PUEBLO 2103776244 | 43292103 | PUEBLO 2103 | 776244 | TRUE | 783.9385 | 274.5802 | 0.15259 | 5 | 5.5048e-05 | 2909 | 540.4117 | 1158 | 0.052117 | 1157 | 0.26059 |  | 3366
2874 | FORT ROSS 11214947 | 42851121 | FORT ROSS 1121 | 4947 | FALSE | 16652.8009 | 16652.8009 | 9.2545 | 56 | 0.00016312 | 611 | 298.2938 | 1450 | 0.052018 | 1158 | 2.913 | 9.04 | 414
5370 | FROGTOWN 17027108 | 163451702 | FROGTOWN 1702 | 7108 | FALSE | 20715.9427 | 15478.9307 | 8.6022 | 99 | 5.144e-05 | 3007 | 993.4887 | 838 | 0.05186 | 1159 | 5.1341 | 0.06 | 1876
7742 | WEST POINT 110272036 | 163201102 | WEST POINT 1102 | 72036 | FALSE | 21135.8241 | 20864.4611 | 11.5951 | 105 | 8.1485e-05 | 2168 | 844.1543 | 916 | 0.051819 | 1160 | 5.441 | 14.82 | 354
8013 | WILLITS 110337506 | 42661103 | WILLITS 1103 | 37506 | FALSE | 18602.139 | 18602.139 | 10.3378 | 77 | 0.00015655 | 678 | 345.7654 | 1377 | 0.051705 | 1161 | 3.9812 | 4.56 | 516
8123 | OTTER 1102CB | 182941102 | OTTER 1102 | CB | FALSE | 10891.762 | 10891.762 | 6.0529 | 40 | 7.3648e-05 | 2374 | 760.2437 | 965 | 0.051564 | 1162 | 2.0626 | 0.19 | 1197
7649 | HARTLEY 1101CB | 43211101 | HARTLEY 1101 | CB | FALSE | 4864.6418 | 2361.7078 | 1.3125 | 33 | 0.00010062 | 1634 | 651.0467 | 1063 | 0.051416 | 1163 | 1.6967 | 0.02 | 2516
4094 | HOPLAND 1101960 | 42251101 | HOPLAND 1101 | 960 | FALSE | 8826.9021 | 6237.2835 | 3.4663 | 33 | 0.00010013 | 1642 | 470.8479 | 1225 | 0.051413 | 1164 | 1.6966 | 0.04 | 2083
7517 | PENRYN 110790970 | 152561107 | PENRYN 1107 | 90970 | FALSE | 6924.4221 | 2317.6472 | 1.288 | 45 | 0.00014799 | 763 | 359.43 | 1356 | 0.051234 | 1165 | 2.3055 | 0.91 | 749
371 | CURTIS 1701CB | 163351701 | CURTIS 1701 | CB | FALSE | 20034.2871 | 12973.5363 | 7.2098 | 159 | 0.00012464 | 1103 | 555.1824 | 1140 | 0.051116 | 1166 | 8.1275 | 0.08 | 1582
8728 | CORRAL 1103569005 | 162991103 | CORRAL 1103 | 569005 | FALSE | 3858.1769 | 1152.5978 | 0.64054 | 38 | 7.7445e-05 | 2278 | 606.2479 | 1095 | 0.051027 | 1167 | 1.939 |  | 3255
3664 | PLACERVILLE 2106CB | 153082106 | PLACERVILLE 2106 | CB | FALSE | 10545.3693 | 10545.3693 | 5.8604 | 31 | 0.00031506 | 112 | 137.2983 | 1822 | 0.050873 | 1168 | 1.5771 | 0.17 | 1226
10993 | MESA 1103737698 | 182821103 | MESA 1103 | 737698 | TRUE | 340.8251 | 324.8619 | 0.18054 | 3 | 4.5459e-05 | 3153 | 1051.0501 | 795 | 0.050749 | 1169 | 0.15225 |  | 3626
7973 | PENRYN 110550548 | 152561105 | PENRYN 1105 | 50548 | TRUE | 7824.3085 | 154.2272 | 0.085709 | 58 | 0.00014087 | 856 | 418.2026 | 1274 | 0.050695 | 1170 | 2.9403 | 1.85 | 638
9859 | CUYAMA 1103684566 | 253141103 | CUYAMA 1103 | 684566 | FALSE | 4872.6951 | 4856.693 | 2.699 | 4 | 3.3492e-05 | 3376 | 2480.1079 | 347 | 0.050626 | 1171 | 0.20251 |  | 3437
7777 | GANSNER 11012424 | 103021101 | GANSNER 1101 | 2424 | FALSE | 30415.1718 | 30186.9031 | 16.7759 | 141 | 6.6531e-05 | 2572 | 747.4809 | 977 | 0.050559 | 1172 | 7.1288 | 0.17 | 1231
10622 | TEJON 1103286542 | 252931103 | TEJON 1103 | 286542 | FALSE | 9381.8687 | 3501.8559 | 1.9461 | 25 | 2.3634e-05 | 3508 | 2087.6942 | 432 | 0.050527 | 1173 | 1.2632 |  | 3581
2224 | COTATI 1103148 | 42271103 | COTATI 1103 | 148 | FALSE | 24974.2018 | 24850.3478 | 13.8102 | 107 | 5.3405e-05 | 2952 | 932.2932 | 869 | 0.050374 | 1174 | 5.39 | 0.13 | 1343
2728 | MESA 1103M72 | 182821103 | MESA 1103 | M72 | FALSE | 24045.3968 | 13551.8371 | 7.5312 | 180 | 5.9996e-05 | 2776 | 772.2065 | 958 | 0.050224 | 1175 | 9.0403 | 0.09 | 1574
4743 | WYANDOTTE 11031508 | 102911103 | WYANDOTTE 1103 | 1508 | FALSE | 43792.5733 | 43792.5733 | 24.337 | 249 | 0.00022481 | 303 | 269.7872 | 1498 | 0.050062 | 1176 | 12.4656 | 0.5 | 893
1729 | LUCERNE 1106664 | 43351106 | LUCERNE 1106 | 664 | FALSE | 17972.9054 | 15503.1919 | 8.6156 | 140 | 0.00013278 | 964 | 291.1861 | 1461 | 0.050043 | 1177 | 7.006 | 0.12 | 1389
1094 | HIGGINS 110332120 | 152691103 | HIGGINS 1103 | 32120 | FALSE | 65924.4872 | 65394.3269 | 36.3418 | 485 | 0.00015495 | 695 | 454.7289 | 1240 | 0.049959 | 1178 | 24.23 | 0.23 | 1120
1827 | BELL 11082226 | 152701108 | BELL 1108 | 2226 | FALSE | 41003.1194 | 38762.6482 | 21.5417 | 329 | 0.00015086 | 729 | 321.4507 | 1412 | 0.049738 | 1179 | 16.3638 | 0.14 | 1330
971 | KANAKA 110183288 | 103221101 | KANAKA 1101 | 83288 | FALSE | 27936.7507 | 27936.7507 | 15.5254 | 140 | 0.00010219 | 1600 | 523.0336 | 1179 | 0.049736 | 1180 | 6.9631 | 56.24 | 100
6396 | MC ARTHUR 11011490 | 103491101 | MC ARTHUR 1101 | 1490 | FALSE | 24262.143 | 16986.9503 | 9.4402 | 122 | 4.6732e-05 | 3120 | 1014.4444 | 820 | 0.0497 | 1181 | 6.0634 | 0.01 | 2607
1501 | PIERCY 2110XR258 | 83912110 | PIERCY 2110 | XR258 | FALSE | 42613.4021 | 35307.703 | 19.6217 | 117 | 7.1286e-05 | 2438 | 813.0901 | 929 | 0.049692 | 1182 | 5.814 | 0.07 | 1728
4371 | BELLEVUE 2103552 | 43182103 | BELLEVUE 2103 | 552 | FALSE | 24092.9744 | 15233.6156 | 8.4658 | 172 | 0.00013239 | 975 | 420.6103 | 1272 | 0.049565 | 1183 | 8.5251 | 2.64 | 591
774 | MORGAN HILL 2110654924 | 83242110 | MORGAN HILL 2110 | 654924 | FALSE | 8067.2123 | 4423.0701 | 2.458 | 61 | 8.0217e-05 | 2200 | 663.8303 | 1048 | 0.049343 | 1184 | 3.0099 |  | 2692
4796 | SISQUOC 1102M52 | 182811102 | SISQUOC 1102 | M52 | FALSE | 56469.342 | 54530.2399 | 30.3043 | 131 | 6.7691e-05 | 2540 | 719.2711 | 1001 | 0.04915 | 1185 | 6.4386 | 0.09 | 1551
899 | RACETRACK 170455798 | 163761704 | RACETRACK 1704 | 55798 | FALSE | 37886.6196 | 37886.6196 | 21.0549 | 246 | 0.00011154 | 1383 | 632.8382 | 1075 | 0.049086 | 1186 | 12.0752 | 6.76 | 461
8632 | STELLING 11102243 | 83481110 | STELLING 1110 | 2243 | FALSE | 3051.2175 | 3051.2175 | 1.6957 | 16 | 0.00019188 | 434 | 257.113 | 1528 | 0.049051 | 1187 | 0.78482 | 4.86 | 503
4409 | HIGGINS 11071070 | 152691107 | HIGGINS 1107 | 1070 | FALSE | 13188.3135 | 12735.6646 | 7.0776 | 100 | 8.36e-05 | 2108 | 545.0696 | 1153 | 0.048737 | 1188 | 4.8737 | 0.08 | 1639
2076 | SAN JUSTO 110136902 | 183181101 | SAN JUSTO 1101 | 36902 | FALSE | 23754.9885 | 19990.5557 | 11.1094 | 147 | 6.372e-05 | 2656 | 753.8177 | 971 | 0.048735 | 1189 | 7.1641 | 0.05 | 2037
6423 | TASSAJARA 2113MR276 | 14662113 | TASSAJARA 2113 | MR276 | FALSE | 6265.9535 | 6199.9698 | 3.4455 | 42 | 0.00011011 | 1409 | 507.3387 | 1193 | 0.048684 | 1190 | 2.0447 | 0.45 | 920
7009 | PENRYN 110551676 | 152561105 | PENRYN 1105 | 51676 | FALSE | 18975.7232 | 12910.4516 | 7.1748 | 145 | 0.00015332 | 718 | 372.9974 | 1332 | 0.048603 | 1191 | 7.0475 | 1.53 | 667
9522 | STONE CORRAL 1110894956 | 252921110 | STONE CORRAL 1110 | 894956 | FALSE | 2635.3424 | 1243.2231 | 0.6909 | 16 | 4.142e-05 | 3237 | 1280.1289 | 689 | 0.048471 | 1192 | 0.77554 |  | 3371
4908 | DIVIDE 1103567884 | 182571103 | DIVIDE 1103 | 567884 | FALSE | 4535.2993 | 4025.5628 | 2.2371 | 27 | 5.6021e-05 | 2887 | 815.5904 | 927 | 0.048164 | 1193 | 1.3004 |  | 2926
537 | FORT SEWARD 11211602 | 192321121 | FORT SEWARD 1121 | 1602 | FALSE | 36538.7848 | 29307.7542 | 16.2873 | 109 | 0.00014214 | 837 | 344.2493 | 1379 | 0.048111 | 1194 | 5.244 | 0.07 | 1681
522 | MONTE RIO 1111292 | 42811111 | MONTE RIO 1111 | 292 | FALSE | 31568.6739 | 25055.0465 | 13.9239 | 165 | 0.00011528 | 1294 | 534.9666 | 1165 | 0.048057 | 1195 | 7.9294 | 0.1 | 1486
6679 | LAYTONVILLE 11011760 | 42681101 | LAYTONVILLE 1101 | 1760 | FALSE | 20336.5883 | 15610.272 | 8.6751 | 73 | 0.00026452 | 183 | 220.0765 | 1605 | 0.048043 | 1196 | 3.5072 | 0 | 2647
7262 | LOW GAP 11014160 | 192411101 | LOW GAP 1101 | 4160 | FALSE | 34990.3559 | 34990.3559 | 19.4453 | 194 | 0.00015367 | 716 | 332.5299 | 1395 | 0.047994 | 1197 | 9.3109 | 0.11 | 1435
2115 | GARBERVILLE 1102CB | 192221102 | GARBERVILLE 1102 | CB | FALSE | 26803.1335 | 19300.4618 | 10.7259 | 191 | 0.00043617 | 57 | 153.1917 | 1768 | 0.047992 | 1198 | 9.1665 | 0.08 | 1590
859 | SALT SPRINGS 21011216 | 163692101 | SALT SPRINGS 2101 | 1216 | FALSE | 8821.9491 | 8821.9491 | 4.9027 | 32 | 4.4432e-05 | 3178 | 673.2647 | 1041 | 0.04796 | 1199 | 1.5347 | 0.02 | 2470
4717 | CAMBRIA 1101V76 | 182771101 | CAMBRIA 1101 | V76 | FALSE | 30510.6388 | 30510.6388 | 16.9558 | 59 | 6.8997e-05 | 2510 | 662.2635 | 1050 | 0.047925 | 1200 | 2.8276 | 0.05 | 2034
3890 | KANAKA 110165606 | 103221101 | KANAKA 1101 | 65606 | FALSE | 20505.679 | 20505.679 | 11.3957 | 145 | 0.00013634 | 916 | 329.1085 | 1398 | 0.047918 | 1201 | 6.9481 | 65.5 | 77
11044 | SAN LUIS OBISPO 1104753254 | 182631104 | SAN LUIS OBISPO 1104 | 753254 | TRUE | 576.081 | 561.1486 | 0.31185 | 2 | 0.0001316 | 988 | 1237.8633 | 707 | 0.047657 | 1202 | 0.095314 |  | 3631
868 | PEORIA 170459596 | 163781704 | PEORIA 1704 | 59596 | FALSE | 58128.5973 | 33598.813 | 18.672 | 294 | 6.8689e-05 | 2517 | 659.4011 | 1054 | 0.047553 | 1203 | 13.9806 | 0.08 | 1603
5643 | CLEAR LAKE 1102991285 | 42141102 | CLEAR LAKE 1102 | 991285 | TRUE | 2786.1304 | 525.9001 | 0.29226 | 24 | 8.6607e-05 | 2019 | 543.9338 | 1154 | 0.047469 | 1204 | 1.1393 |  | 2968
2996 | BURNEY 11012402 | 103311101 | BURNEY 1101 | 2402 | FALSE | 6035.4639 | 2411.6802 | 1.3403 | 18 | 6.5093e-05 | 2608 | 759.0384 | 966 | 0.047353 | 1205 | 0.85235 | 0.04 | 2096
982 | WEST POINT 11024788 | 163201102 | WEST POINT 1102 | 4788 | FALSE | 111874.9537 | 111874.9537 | 62.1726 | 673 | 7.0255e-05 | 2460 | 791.3267 | 951 | 0.047319 | 1206 | 31.8454 | 1.08 | 718
6337 | MIWUK 170219772 | 163661702 | MIWUK 1702 | 19772 | FALSE | 6198.5938 | 6198.5938 | 3.4448 | 41 | 7.7179e-05 | 2283 | 525.9561 | 1177 | 0.047283 | 1207 | 1.9386 | 48.67 | 125
1317 | MOLINO 1102178 | 42571102 | MOLINO 1102 | 178 | FALSE | 21896.763 | 19626.441 | 10.9071 | 182 | 0.0001498 | 741 | 376.3772 | 1328 | 0.047227 | 1208 | 8.5954 | 24.56 | 276
2756 | AUBERRY 1101R2845 | 254151101 | AUBERRY 1101 | R2845 | FALSE | 28680.0593 | 28680.0593 | 15.9385 | 172 | 4.0941e-05 | 3246 | 1025.9007 | 811 | 0.047182 | 1209 | 8.1154 | 0.19 | 1180
1878 | JESSUP 110168362 | 103441101 | JESSUP 1101 | 68362 | FALSE | 11797.2095 | 8312.3827 | 4.6195 | 96 | 0.00012657 | 1070 | 343.9077 | 1382 | 0.047076 | 1210 | 4.5193 |  | 2751
1899 | SAN BENITO 2104785888 | 182742104 | SAN BENITO 2104 | 785888 | FALSE | 11268.8078 | 7730.7085 | 4.2962 | 49 | 7.806e-05 | 2258 | 321.3673 | 1413 | 0.047021 | 1211 | 2.304 |  | 2753
1312 | MOUNTAIN QUARRIES 210192474 | 152282101 | MOUNTAIN QUARRIES 2101 | 92474 | FALSE | 25104.6477 | 24305.4181 | 13.5073 | 173 | 0.00013452 | 934 | 428.2739 | 1261 | 0.046937 | 1212 | 8.12 | 0.26 | 1060
9280 | FREMONT 1104MR339 | 14351104 | FREMONT 1104 | MR339 | FALSE | 11213.6735 | 1921.2331 | 1.0677 | 73 | 5.8956e-05 | 2809 | 692.7863 | 1028 | 0.046887 | 1213 | 3.4227 | 1 | 731
10367 | PEORIA 170488630 | 163781704 | PEORIA 1704 | 88630 | FALSE | 1252.5971 | 1252.5971 | 0.69611 | 6 | 6.5372e-05 | 2605 | 876.4135 | 895 | 0.046842 | 1214 | 0.28105 | 0.03 | 2399
3920 | LLAGAS 2107XR178 | 83182107 | LLAGAS 2107 | XR178 | FALSE | 20866.1928 | 9493.9491 | 5.2761 | 138 | 8.7818e-05 | 1989 | 483.5128 | 1211 | 0.04683 | 1215 | 6.4625 | 0.94 | 744
9293 | DUNLAP 110239190 | 254061102 | DUNLAP 1102 | 39190 | FALSE | 2877.2566 | 2877.2566 | 1.599 | 17 | 6.3388e-05 | 2665 | 760.9398 | 964 | 0.046743 | 1216 | 0.79463 | 0 | 2644
9995 | GEYSERVILLE 1102180193 | 42891102 | GEYSERVILLE 1102 | 180193 | FALSE | 3981.725 | 3477.0858 | 1.9323 | 23 | 0.00010067 | 1630 | 430.5545 | 1259 | 0.046684 | 1217 | 1.0737 |  | 3467
2795 | BELL 1108467470 | 152701108 | BELL 1108 | 467470 | FALSE | 4805.9002 | 2987.9 | 1.6605 | 40 | 0.00023296 | 271 | 103.254 | 1936 | 0.046424 | 1218 | 1.857 |  | 2799
6866 | EDENVALE 1102XR064 | 82951102 | EDENVALE 1102 | XR064 | FALSE | 6026.8923 | 1175.6095 | 0.65333 | 35 | 8.4777e-05 | 2070 | 462.9277 | 1232 | 0.046387 | 1219 | 1.6236 |  | 3069
2884 | MC ARTHUR 110137388 | 103491101 | MC ARTHUR 1101 | 37388 | FALSE | 20103.5682 | 13050.4067 | 7.2525 | 56 | 2.1126e-05 | 3533 | 2437.488 | 352 | 0.046193 | 1220 | 2.5868 | 0 | 2639
8090 | PENRYN 1105817491 | 152561105 | PENRYN 1105 | 817491 | FALSE | 3153.3616 | 2279.4584 | 1.2668 | 24 | 0.00010509 | 1523 | 532.8427 | 1169 | 0.046183 | 1221 | 1.1084 |  | 3191
196 | MILPITAS 1109XR082 | 82831109 | MILPITAS 1109 | XR082 | FALSE | 32889.5484 | 31674.5025 | 17.6026 | 186 | 6.2383e-05 | 2710 | 716.1395 | 1007 | 0.046133 | 1222 | 8.5807 | 0.21 | 1151
9874 | JARVIS 1108767280 | 13501108 | JARVIS 1108 | 767280 | TRUE | 1164.558 | 816.4039 | 0.4537 | 11 | 4.3875e-05 | 3191 | 579.646 | 1124 | 0.046117 | 1223 | 0.50728 |  | 3440
3653 | PUEBLO 2103678 | 43292103 | PUEBLO 2103 | 678 | FALSE | 57111.2211 | 56857.8795 | 31.5978 | 325 | 0.00011031 | 1406 | 496.7562 | 1204 | 0.046077 | 1224 | 14.9751 | 2.05 | 626
4529 | MC ARTHUR 110138998 | 103491101 | MC ARTHUR 1101 | 38998 | TRUE | 9317.0359 | 189.4976 | 0.10531 | 61 | 3.5e-05 | 3353 | 912.9133 | 879 | 0.046064 | 1225 | 2.8099 | 0.01 | 2570
9562 | MOLINO 1101600112 | 42571101 | MOLINO 1101 | 600112 | FALSE | 2016.2056 | 1283.9759 | 0.71355 | 18 | 0.00016569 | 586 | 185.2798 | 1671 | 0.045774 | 1226 | 0.82393 |  | 3379
8471 | MONTICELLO 1101654 | 43051101 | MONTICELLO 1101 | 654 | FALSE | 14047.9314 | 13220.1574 | 7.3469 | 71 | 8.6928e-05 | 2013 | 576.6406 | 1126 | 0.045547 | 1227 | 3.2338 | 0.06 | 1895
9084 | SWIFT 2110XR254 | 83392110 | SWIFT 2110 | XR254 | FALSE | 40510.5344 | 40510.5344 | 22.5131 | 134 | 6.9418e-05 | 2490 | 745.0432 | 979 | 0.045544 | 1228 | 6.1028 | 0.31 | 1003
5247 | MOLINO 1102658 | 42571102 | MOLINO 1102 | 658 | FALSE | 17510.52 | 17510.52 | 9.7312 | 107 | 0.00014355 | 818 | 343.9435 | 1381 | 0.045341 | 1229 | 4.8515 | 50.23 | 119
1624 | CLAY 11037124 | 163341103 | CLAY 1103 | 7124 | FALSE | 51663.5431 | 17797.9944 | 9.8909 | 286 | 6.2921e-05 | 2684 | 727.3308 | 993 | 0.045279 | 1230 | 12.9498 | 0.05 | 2026
6683 | UKIAH 11143606 | 42771114 | UKIAH 1114 | 3606 | FALSE | 26641.1753 | 17219.5096 | 9.5695 | 129 | 8.6419e-05 | 2025 | 738.4699 | 985 | 0.045178 | 1231 | 5.828 | 0.09 | 1541
6114 | GANSNER 110137550 | 103021101 | GANSNER 1101 | 37550 | TRUE | 5259.0816 | 590.535 | 0.32818 | 33 | 6.5837e-05 | 2592 | 741.2586 | 983 | 0.045042 | 1232 | 1.4864 | 1.25 | 693
10276 | LAKEVILLE 1102367100 | 43371102 | LAKEVILLE 1102 | 367100 | TRUE | 1041.0726 | 900.8036 | 0.50061 | 6 | 8.144e-05 | 2169 | 654.3693 | 1059 | 0.04493 | 1233 | 0.26958 |  | 3526
3592 | CURTIS 17039330 | 163351703 | CURTIS 1703 | 9330 | FALSE | 66516.2766 | 66516.2766 | 36.9653 | 345 | 4.8089e-05 | 3091 | 936.7226 | 867 | 0.044648 | 1234 | 15.4037 | 0.27 | 1056
1338 | SILVERADO 210437632 | 43432104 | SILVERADO 2104 | 37632 | FALSE | 42770.2942 | 42770.2942 | 23.7689 | 304 | 0.0001591 | 651 | 314.3513 | 1426 | 0.044601 | 1235 | 13.5588 | 2.55 | 599
9592 | BELL 1107912460 | 152701107 | BELL 1107 | 912460 | TRUE | 716.9415 | 226.2188 | 0.12572 | 6 | 0.0002094 | 362 | 319.3069 | 1418 | 0.044495 | 1236 | 0.26697 |  | 3384
9543 | GARBERVILLE 110237054 | 192221102 | GARBERVILLE 1102 | 37054 | FALSE | 14849.4038 | 14394.233 | 7.9994 | 76 | 0.00045585 | 46 | 99.7602 | 1954 | 0.044439 | 1237 | 3.3774 | 0.04 | 2218
528 | PLACERVILLE 210692012 | 153082106 | PLACERVILLE 2106 | 92012 | FALSE | 29794.6367 | 29794.6367 | 16.5579 | 219 | 0.00021006 | 358 | 266.7744 | 1505 | 0.044304 | 1238 | 9.7026 | 27.19 | 260
2289 | PASO ROBLES 1103351084 | 182611103 | PASO ROBLES 1103 | 351084 | FALSE | 14339.9461 | 3813.7275 | 2.1194 | 91 | 6.4148e-05 | 2639 | 844.8485 | 915 | 0.044255 | 1239 | 4.0272 |  | 2770
4151 | SHINGLE SPRINGS 2109CB | 153652109 | SHINGLE SPRINGS 2109 | CB | FALSE | 44653.7534 | 44000.0643 | 24.4523 | 341 | 0.00012378 | 1124 | 546.8562 | 1150 | 0.044085 | 1240 | 15.0331 | 0.94 | 742
8694 | MC ARTHUR 11011544 | 103491101 | MC ARTHUR 1101 | 1544 | FALSE | 44972.2866 | 27291.0085 | 15.1665 | 135 | 2.4864e-05 | 3497 | 2130.6474 | 417 | 0.044056 | 1241 | 5.9476 | 0 | 2640
5303 | STONE CORRAL 11087100 | 252921108 | STONE CORRAL 1108 | 7100 | FALSE | 29355.7923 | 3757.8694 | 2.0884 | 130 | 3.9155e-05 | 3282 | 1207.5405 | 728 | 0.04396 | 1242 | 5.7148 | 0.01 | 2576
5138 | SUMMIT 11022302 | 152591102 | SUMMIT 1102 | 2302 | FALSE | 2152.9343 | 2152.9343 | 1.1965 | 19 | 6.3222e-05 | 2671 | 648.1357 | 1067 | 0.043905 | 1243 | 0.8342 | 0.01 | 2616
3403 | PENRYN 11051378 | 152561105 | PENRYN 1105 | 1378 | FALSE | 3084.1467 | 1447.5189 | 0.80443 | 25 | 0.00011131 | 1388 | 372.4728 | 1334 | 0.043839 | 1244 | 1.096 | 0.02 | 2452
5562 | GARBERVILLE 110139524 | 192221101 | GARBERVILLE 1101 | 39524 | FALSE | 24862.4083 | 8232.0089 | 4.5748 | 138 | 0.00038497 | 72 | 130.5694 | 1844 | 0.04372 | 1245 | 6.0334 | 0.03 | 2332
3303 | BIG BEND 1101180398 | 103751101 | BIG BEND 1101 | 180398 | FALSE | 8946.0191 | 8946.0191 | 4.9716 | 48 | 0.0002082 | 371 | 244.7887 | 1555 | 0.04366 | 1246 | 2.0957 | 24.5 | 278
5481 | VACAVILLE 110847860 | 63601108 | VACAVILLE 1108 | 47860 | TRUE | 6236.9476 | 466.0192 | 0.25898 | 54 | 7.3661e-05 | 2372 | 319.7615 | 1416 | 0.043573 | 1247 | 2.353 | 0.02 | 2411
8994 | SAN LUIS OBISPO 1104982992 | 182631104 | SAN LUIS OBISPO 1104 | 982992 | FALSE | 14390.2086 | 14390.2086 | 7.9971 | 52 | 4.6115e-05 | 3136 | 911.2189 | 880 | 0.043526 | 1248 | 2.2633 |  | 3292
6482 | UKIAH 1113691436 | 42771113 | UKIAH 1113 | 691436 | FALSE | 3576.8147 | 1680.7069 | 0.93402 | 28 | 0.00012089 | 1165 | 323.1464 | 1409 | 0.043449 | 1249 | 1.2166 |  | 3034
7283 | COVELO 1101112804 | 43061101 | COVELO 1101 | 112804 | FALSE | 30691.3669 | 16512.5111 | 9.1766 | 67 | 9.7484e-05 | 1701 | 651.0362 | 1064 | 0.043443 | 1250 | 2.9107 |  | 3111
2688 | STILLWATER 11021466 | 103561102 | STILLWATER 1102 | 1466 | FALSE | 33154.3349 | 33039.7041 | 18.3613 | 211 | 0.0001572 | 672 | 705.5165 | 1017 | 0.043245 | 1251 | 9.1248 | 0.07 | 1677
6122 | EEL RIVER 11024814 | 192381102 | EEL RIVER 1102 | 4814 | FALSE | 44262.9015 | 43433.15 | 24.1373 | 117 | 0.00018022 | 512 | 271.8858 | 1490 | 0.043216 | 1252 | 5.0562 | 0.83 | 769
8658 | MENLO 11037902 | 24131103 | MENLO 1103 | 7902 | FALSE | 26218.9532 | 18823.9554 | 10.4611 | 143 | 0.00018704 | 461 | 146.5682 | 1787 | 0.043162 | 1253 | 6.1722 | 0.06 | 1892
5986 | SILVERADO 210478268 | 43432104 | SILVERADO 2104 | 78268 | FALSE | 15647.3206 | 15647.3206 | 8.6957 | 114 | 0.00016165 | 623 | 303.7186 | 1445 | 0.043133 | 1254 | 4.9171 | 73.54 | 60
3705 | ALTO 11221212 | 42031122 | ALTO 1122 | 1212 | FALSE | 3797.0171 | 2977.1941 | 1.6545 | 25 | 0.00010853 | 1436 | 197.8244 | 1646 | 0.043056 | 1255 | 1.0764 | 28.71 | 247
565 | CALPELLA 1101CB | 43411101 | CALPELLA 1101 | CB | FALSE | 32987.4913 | 18947.9362 | 10.53 | 226 | 0.00012255 | 1139 | 327.7945 | 1401 | 0.043018 | 1256 | 9.722 | 0.04 | 2117
1815 | OTTER 110298036 | 182941102 | OTTER 1102 | 98036 | FALSE | 14803.9566 | 14803.9566 | 8.2271 | 64 | 0.00012504 | 1098 | 294.291 | 1456 | 0.042868 | 1257 | 2.7435 | 0.04 | 2216
5821 | HIGHLANDS 11034630 | 43361103 | HIGHLANDS 1103 | 4630 | FALSE | 5558.0773 | 1729.1767 | 0.96096 | 42 | 7.7824e-05 | 2266 | 548.6975 | 1148 | 0.042814 | 1258 | 1.7982 | 0.05 | 2061
1927 | HIGGINS 1110166282 | 152691110 | HIGGINS 1110 | 166282 | FALSE | 38601.364 | 38601.364 | 21.4521 | 256 | 0.00012662 | 1069 | 425.8459 | 1266 | 0.042498 | 1259 | 10.8796 |  | 2757
6705 | GIRVAN 11021028 | 103401102 | GIRVAN 1102 | 1028 | FALSE | 28404.1063 | 28404.1063 | 15.7851 | 208 | 0.00012459 | 1106 | 555.8921 | 1139 | 0.042483 | 1260 | 8.8364 | 8.08 | 437
3470 | OILFIELDS 1103370932 | 182391103 | OILFIELDS 1103 | 370932 | TRUE | 2172.9579 | 619.9296 | 0.34452 | 6 | 3.0451e-05 | 3423 | 729.2934 | 991 | 0.042464 | 1261 | 0.25478 |  | 2828
9825 | GIRVAN 1101CB | 103401101 | GIRVAN 1101 | CB | FALSE | 5303.193 | 2471.5392 | 1.3735 | 31 | 0.0001612 | 628 | 200.4454 | 1640 | 0.042406 | 1262 | 1.3146 | 0.01 | 2593
4531 | CRESCENT MILLS 21013113 | 103132101 | CRESCENT MILLS 2101 | 3113 | FALSE | 1919.7007 | 1919.7007 | 1.0668 | 9 | 5.1754e-05 | 2999 | 970.9306 | 849 | 0.042389 | 1263 | 0.3815 | 12.05 | 376
4502 | WILLITS 1103968 | 42661103 | WILLITS 1103 | 968 | FALSE | 44551.6644 | 42969.09 | 23.8794 | 283 | 0.00010481 | 1533 | 381.6576 | 1318 | 0.042383 | 1264 | 11.9944 | 33.68 | 221
293 | MENDOCINO 110131322 | 42951101 | MENDOCINO 1101 | 31322 | FALSE | 46269.6305 | 9420.014 | 5.235 | 310 | 0.00011583 | 1276 | 412.2583 | 1282 | 0.04237 | 1265 | 13.1348 | 0.05 | 1992
332 | MESA 1101CB | 182821101 | MESA 1101 | CB | FALSE | 40952.4168 | 22299.6831 | 12.3927 | 230 | 5.1221e-05 | 3009 | 603.2532 | 1096 | 0.042367 | 1266 | 9.7444 | 0.03 | 2242
6761 | HORSESHOE 11011682 | 152571101 | HORSESHOE 1101 | 1682 | TRUE | 14763.8266 | 326.6132 | 0.18151 | 112 | 0.00012357 | 1130 | 359.4666 | 1355 | 0.042324 | 1267 | 4.7402 | 0.48 | 906
4789 | APPLE HILL 110412842 | 153661104 | APPLE HILL 1104 | 12842 | FALSE | 27066.2595 | 25454.1408 | 14.1457 | 209 | 0.00018752 | 457 | 122.8933 | 1862 | 0.042311 | 1268 | 8.8429 | 24.93 | 275
5435 | SUNOL 1101MR299 | 14241101 | SUNOL 1101 | MR299 | FALSE | 7955.2462 | 7955.2462 | 4.421 | 58 | 9.0049e-05 | 1910 | 452.8222 | 1243 | 0.042276 | 1269 | 2.452 | 0.4 | 946
5875 | MESA 11016113 | 182821101 | MESA 1101 | 6113 | FALSE | 15649.5972 | 2800.3205 | 1.5562 | 100 | 5.0937e-05 | 3015 | 1017.9876 | 816 | 0.042268 | 1270 | 4.2268 | 0.86 | 762
6536 | PINE GROVE 11026080 | 163751102 | PINE GROVE 1102 | 6080 | FALSE | 55307.7629 | 55307.7629 | 30.7364 | 322 | 0.00011497 | 1300 | 414.8336 | 1277 | 0.042249 | 1271 | 13.6042 | 0.17 | 1242
10453 | RIO DELL 11027124 | 192251102 | RIO DELL 1102 | 7124 | FALSE | 1081.3743 | 1081.3743 | 0.60096 | 5 | 0.0002308 | 283 | 190.3883 | 1663 | 0.042229 | 1272 | 0.21114 | 0.05 | 1941
9767 | SAN BERNARD 1101641042 | 253191101 | SAN BERNARD 1101 | 641042 | FALSE | 10558.7861 | 2300.7684 | 1.2786 | 22 | 2.7605e-05 | 3464 | 1880.7413 | 480 | 0.042194 | 1273 | 0.92827 |  | 3414
7173 | OTTER 110237132 | 182941102 | OTTER 1102 | 37132 | FALSE | 9343.2123 | 9343.2123 | 5.1923 | 50 | 0.00010209 | 1601 | 598.7122 | 1102 | 0.042173 | 1274 | 2.1086 |  | 3104
7839 | FROGTOWN 1702204480 | 163451702 | FROGTOWN 1702 | 204480 | TRUE | 3182.9165 | 807.68 | 0.44885 | 28 | 0.00015459 | 699 | 296.133 | 1455 | 0.04209 | 1275 | 1.1785 |  | 3169
1556 | HOPLAND 110180620 | 42251101 | HOPLAND 1101 | 80620 | FALSE | 8949.87 | 1997.9252 | 1.1103 | 51 | 7.4695e-05 | 2340 | 506.899 | 1194 | 0.04205 | 1276 | 2.1446 | 0.61 | 849
796 | MESA 1101M86 | 182821101 | MESA 1101 | M86 | FALSE | 33517.8054 | 20500.8716 | 11.393 | 217 | 4.9333e-05 | 3053 | 762.6869 | 961 | 0.041844 | 1277 | 9.0801 | 0.04 | 2086
4020 | CABRILLO 1103Y10 | 183101103 | CABRILLO 1103 | Y10 | FALSE | 24460.4132 | 7788.8369 | 4.3285 | 122 | 3.6552e-05 | 3322 | 632.6734 | 1076 | 0.041779 | 1278 | 5.0971 | 0.05 | 1949
4294 | FITCH MOUNTAIN 11134566 | 42751113 | FITCH MOUNTAIN 1113 | 4566 | FALSE | 28160.2778 | 20128.0864 | 11.1858 | 180 | 0.00011406 | 1319 | 393.9766 | 1301 | 0.041761 | 1279 | 7.5169 | 0.11 | 1420
3368 | PEORIA 17051834 | 163781705 | PEORIA 1705 | 1834 | FALSE | 38353.1383 | 37922.7084 | 21.0749 | 217 | 8.1071e-05 | 2182 | 531.0758 | 1172 | 0.041581 | 1280 | 9.0231 | 0.17 | 1247
4811 | CALAVERAS CEMENT 1101502 | 162211101 | CALAVERAS CEMENT 1101 | 502 | FALSE | 65884.6113 | 60591.0346 | 33.6725 | 331 | 9.3364e-05 | 1812 | 435.9933 | 1257 | 0.041554 | 1281 | 13.7543 | 0.21 | 1137
8493 | COTATI 1102282 | 42271102 | COTATI 1102 | 282 | FALSE | 8222.1189 | 4475.09 | 2.487 | 62 | 8.3509e-05 | 2115 | 543.5705 | 1155 | 0.041526 | 1282 | 2.5746 | 2.35 | 612
3229 | WISE 1102CB | 152271102 | WISE 1102 | CB | FALSE | 23260.435 | 22633.2401 | 12.578 | 177 | 0.00014209 | 838 | 392.5466 | 1305 | 0.041442 | 1283 | 7.3353 | 0.11 | 1427
2423 | APPLE HILL 110413512 | 153661104 | APPLE HILL 1104 | 13512 | FALSE | 49131.7705 | 45791.8869 | 25.4481 | 345 | 0.00019634 | 412 | 199.5912 | 1642 | 0.041392 | 1284 | 14.2801 | 59.2 | 89
3013 | BIG MEADOWS 21012586 | 102812101 | BIG MEADOWS 2101 | 2586 | FALSE | 17615.5168 | 10070.6101 | 5.5966 | 91 | 4.8503e-05 | 3075 | 1089.5717 | 778 | 0.041237 | 1285 | 3.7526 | 0.09 | 1567
6401 | COPPERMINE 1104556430 | 252411104 | COPPERMINE 1104 | 556430 | FALSE | 26122.847 | 7792.8441 | 4.3307 | 122 | 1.6369e-05 | 3574 | 2433.0686 | 354 | 0.041063 | 1286 | 5.0096 |  | 3028
9989 | ORO FINO 11022236 | 103031102 | ORO FINO 1102 | 2236 | FALSE | 4120.4561 | 4120.4561 | 2.2899 | 11 | 0.00027956 | 156 | 116.7508 | 1889 | 0.040994 | 1287 | 0.45093 | 0.26 | 1069
3633 | BIG BEND 11021972 | 103751102 | BIG BEND 1102 | 1972 | FALSE | 34265.9827 | 34265.9827 | 19.0428 | 177 | 0.00011711 | 1243 | 377.3246 | 1326 | 0.040961 | 1288 | 7.25 | 73.04 | 64
7419 | MARTELL 110299214 | 163011102 | MARTELL 1102 | 99214 | FALSE | 3296.9506 | 2953.539 | 1.6414 | 21 | 0.00014798 | 764 | 541.677 | 1157 | 0.040838 | 1289 | 0.85759 | 0.04 | 2193
5589 | BUELLTON 1101Y36 | 183041101 | BUELLTON 1101 | Y36 | FALSE | 73124.8896 | 60717.9561 | 33.743 | 283 | 4.3104e-05 | 3207 | 946.8115 | 863 | 0.0408 | 1290 | 11.5464 | 0.14 | 1321
2824 | GEYSERVILLE 1101166 | 42891101 | GEYSERVILLE 1101 | 166 | FALSE | 15936.7517 | 9969.1209 | 5.5402 | 110 | 0.00012238 | 1141 | 339.9187 | 1388 | 0.040759 | 1291 | 4.4835 | 0.03 | 2283
612 | DIAMOND SPRINGS 11062100 | 152261106 | DIAMOND SPRINGS 1106 | 2100 | FALSE | 62879.0761 | 62879.0761 | 34.944 | 403 | 0.00011682 | 1254 | 355.7448 | 1364 | 0.040696 | 1292 | 16.4004 | 0.14 | 1318
4758 | LAYTONVILLE 1101402 | 42681101 | LAYTONVILLE 1101 | 402 | FALSE | 37926.2925 | 37584.6138 | 20.887 | 151 | 0.0001662 | 581 | 293.7692 | 1458 | 0.040695 | 1293 | 6.145 | 0.07 | 1764
7625 | ATASCADERO 1103440856 | 182541103 | ATASCADERO 1103 | 440856 | FALSE | 56881.4108 | 56011.6123 | 31.1275 | 349 | 6.3248e-05 | 2669 | 673.5389 | 1040 | 0.040647 | 1294 | 14.1857 |  | 3143
3291 | FRUITLAND 11426054 | 192311142 | FRUITLAND 1142 | 6054 | FALSE | 11579.672 | 11579.672 | 6.4352 | 58 | 0.00029784 | 132 | 184.0031 | 1677 | 0.040642 | 1295 | 2.3572 | 0.09 | 1573
2753 | CALPELLA 11011204 | 43411101 | CALPELLA 1101 | 1204 | FALSE | 18353.2445 | 15255.8356 | 8.4782 | 124 | 0.00012564 | 1084 | 378.7617 | 1322 | 0.040535 | 1296 | 5.0263 | 0.06 | 1888
6226 | FULTON 1107214 | 42561107 | FULTON 1107 | 214 | FALSE | 18868.3768 | 18868.3768 | 10.4858 | 142 | 0.0001516 | 725 | 205.0666 | 1626 | 0.040503 | 1297 | 5.7514 | 44.57 | 157
6297 | PEORIA 170176030 | 163781701 | PEORIA 1701 | 76030 | FALSE | 10072.8355 | 8222.4339 | 4.5695 | 55 | 9.557e-05 | 1739 | 498.7327 | 1202 | 0.040366 | 1298 | 2.2201 | 0.02 | 2538
4946 | WYANDOTTE 11031976 | 102911103 | WYANDOTTE 1103 | 1976 | FALSE | 38264.4277 | 38264.4277 | 21.2648 | 217 | 7.4462e-05 | 2346 | 572.7278 | 1128 | 0.040282 | 1299 | 8.7412 | 81.96 | 47
3803 | CALAVERAS CEMENT 1101CB | 162211101 | CALAVERAS CEMENT 1101 | CB | FALSE | 29408.7196 | 16846.5197 | 9.3622 | 203 | 0.00013798 | 894 | 318.5868 | 1420 | 0.040232 | 1300 | 8.1671 | 0.05 | 1952
601 | FORESTHILL 11022106 | 152181102 | FORESTHILL 1102 | 2106 | FALSE | 44861.5543 | 44861.5543 | 24.9311 | 264 | 0.00012115 | 1162 | 368.597 | 1341 | 0.040196 | 1301 | 10.6117 | 51.56 | 115
3937 | AUBERRY 1101176050 | 254151101 | AUBERRY 1101 | 176050 | FALSE | 33994.9384 | 33994.9384 | 18.8921 | 168 | 3.5007e-05 | 3352 | 1021.4734 | 814 | 0.040157 | 1302 | 6.7464 |  | 2863
3563 | SHINGLE SPRINGS 21092053 | 153652109 | SHINGLE SPRINGS 2109 | 2053 | FALSE | 9238.0472 | 9238.0472 | 5.1339 | 74 | 7.8295e-05 | 2252 | 578.9534 | 1125 | 0.040131 | 1303 | 2.9697 | 18.91 | 317
639 | LAYTONVILLE 1101CB | 42681101 | LAYTONVILLE 1101 | CB | FALSE | 14777.824 | 9580.003 | 5.3239 | 90 | 0.00019434 | 422 | 250.1874 | 1539 | 0.040116 | 1304 | 3.6104 | 6.07 | 474
8583 | UKIAH 1111168892 | 42771111 | UKIAH 1111 | 168892 | TRUE | 1078.2209 | 264.3207 | 0.14689 | 8 | 7.0494e-05 | 2456 | 277.1976 | 1478 | 0.040099 | 1305 | 0.32079 |  | 3240
6071 | SHINGLE SPRINGS 210981390 | 153652109 | SHINGLE SPRINGS 2109 | 81390 | FALSE | 29957.8137 | 29957.8137 | 16.6486 | 208 | 0.00014065 | 861 | 348.4797 | 1374 | 0.039915 | 1306 | 8.3022 | 0.15 | 1288
5271 | WILLITS 1104504 | 42661104 | WILLITS 1104 | 504 | FALSE | 36253.1832 | 36253.1832 | 20.1471 | 205 | 0.00010544 | 1509 | 471.8115 | 1221 | 0.039748 | 1307 | 8.1484 | 47.4 | 133
8156 | PIKE CITY 1102CB | 152201102 | PIKE CITY 1102 | CB | FALSE | 15315.8587 | 15315.8587 | 8.5115 | 44 | 0.00010811 | 1449 | 444.7581 | 1253 | 0.03956 | 1308 | 1.7406 | 15.25 | 349
1834 | CASTRO VALLEY 1110MR748 | 14091110 | CASTRO VALLEY 1110 | MR748 | FALSE | 10026.1125 | 10026.1125 | 5.5718 | 86 | 9.5898e-05 | 1731 | 353.7631 | 1368 | 0.039516 | 1309 | 3.3984 |  | 2749
4232 | GABILAN 1101989608 | 182331101 | GABILAN 1101 | 989608 | FALSE | 3673.9458 | 1209.612 | 0.67222 | 6 | 0.00015502 | 693 | 503.7259 | 1195 | 0.039513 | 1310 | 0.23708 |  | 2877
2029 | OCEANO 1102V56 | 182601102 | OCEANO 1102 | V56 | FALSE | 15985.6627 | 15022.8264 | 8.3487 | 115 | 6.4252e-05 | 2636 | 557.9025 | 1137 | 0.039442 | 1311 | 4.5359 | 0.1 | 1460
6282 | MOLINO 1101891 | 42571101 | MOLINO 1101 | 891 | FALSE | 5070.4899 | 5070.4899 | 2.8178 | 41 | 0.00012462 | 1104 | 268.5604 | 1501 | 0.03939 | 1312 | 1.615 | 2.7 | 588
7224 | MIRABEL 1101116 | 42091101 | MIRABEL 1101 | 116 | FALSE | 17433.6477 | 16625.8808 | 9.2396 | 112 | 0.00017861 | 515 | 262.5016 | 1515 | 0.039363 | 1313 | 4.4087 | 33.71 | 220
3752 | MONTE RIO 1113539938 | 42811113 | MONTE RIO 1113 | 539938 | FALSE | 4460.237 | 4460.237 | 2.4787 | 26 | 0.00021663 | 334 | 141.7664 | 1805 | 0.039354 | 1314 | 1.0232 |  | 2851
8901 | BRIDGEVILLE 110237486 | 192461102 | BRIDGEVILLE 1102 | 37486 | FALSE | 12199.5088 | 11162.2658 | 6.2032 | 85 | 0.00018807 | 454 | 224.247 | 1597 | 0.039237 | 1315 | 3.3351 | 0 | 2623
3640 | FROGTOWN 1702CB | 163451702 | FROGTOWN 1702 | CB | FALSE | 6932.7551 | 2351.3614 | 1.3067 | 47 | 0.00016197 | 622 | 176.7445 | 1692 | 0.039234 | 1316 | 1.844 | 0.02 | 2556
4627 | SAN LUIS OBISPO 1107V02 | 182631107 | SAN LUIS OBISPO 1107 | V02 | FALSE | 29266.1566 | 29266.1566 | 16.2642 | 202 | 6.7472e-05 | 2550 | 602.2374 | 1099 | 0.039184 | 1317 | 7.9151 | 0.29 | 1026
2477 | CEDAR CREEK 11011656 | 103321101 | CEDAR CREEK 1101 | 1656 | FALSE | 51859.3271 | 51859.3271 | 28.82 | 208 | 0.00010206 | 1602 | 466.1612 | 1228 | 0.039176 | 1318 | 8.1485 | 0.07 | 1727
6350 | NAPA 11121302 | 42021112 | NAPA 1112 | 1302 | FALSE | 55353.0299 | 32333.7369 | 17.9689 | 317 | 6.346e-05 | 2662 | 792.5298 | 949 | 0.039053 | 1319 | 12.3798 | 0.08 | 1620
798 | HIGGINS 1107CB | 152691107 | HIGGINS 1107 | CB | FALSE | 30614.8922 | 9216.7854 | 5.1221 | 243 | 0.00023355 | 268 | 176.6871 | 1693 | 0.03873 | 1320 | 9.4114 | 0.04 | 2075
10498 | CLAYTON 2212158138 | 12022212 | CLAYTON 2212 | 158138 | TRUE | 1490.1049 | 829.4376 | 0.46095 | 10 | 2.484e-05 | 3499 | 1008.6051 | 829 | 0.038704 | 1321 | 0.38704 |  | 3560
9150 | SPANISH CREEK 4401CB | 103104401 | SPANISH CREEK 4401 | CB | FALSE | 12760.2493 | 12447.7538 | 6.9176 | 22 | 0.00012371 | 1125 | 391.2799 | 1306 | 0.038702 | 1322 | 0.85144 | 6.72 | 462
561 | ALTO 11221260 | 42031122 | ALTO 1122 | 1260 | FALSE | 4901.8674 | 4807.0969 | 2.6715 | 36 | 0.00023996 | 246 | 168.4314 | 1724 | 0.038665 | 1323 | 1.3919 |  | 2682
2054 | PUEBLO 1104580658 | 43291104 | PUEBLO 1104 | 580658 | FALSE | 16767.5085 | 15111.3604 | 8.3979 | 107 | 6.1348e-05 | 2739 | 693.004 | 1027 | 0.038518 | 1324 | 4.1214 |  | 2759
3362 | REDBUD 110191960 | 43191101 | REDBUD 1101 | 91960 | FALSE | 11326.1042 | 10487.6883 | 5.8284 | 90 | 7.983e-05 | 2210 | 850.9359 | 913 | 0.038488 | 1325 | 3.4639 | 0.06 | 1880
3879 | WILLITS 11032506 | 42661103 | WILLITS 1103 | 2506 | FALSE | 20286.2385 | 20286.2385 | 11.2737 | 89 | 0.00011138 | 1386 | 409.6677 | 1285 | 0.038425 | 1326 | 3.4198 | 0.12 | 1404
2472 | SANTA ROSA A 1104220 | 42151104 | SANTA ROSA A 1104 | 220 | FALSE | 15438.0154 | 15438.0154 | 8.5794 | 105 | 0.00011441 | 1309 | 311.3432 | 1429 | 0.038284 | 1327 | 4.0198 | 9.46 | 408
2655 | TEMPLETON 2110R90 | 183052110 | TEMPLETON 2110 | R90 | FALSE | 56951.1784 | 48580.6781 | 26.9979 | 259 | 6.3209e-05 | 2672 | 705.4586 | 1018 | 0.038279 | 1328 | 9.9144 | 0.16 | 1275
4442 | OCEANO 1104Q06 | 182601104 | OCEANO 1104 | Q06 | FALSE | 20064.3385 | 20064.3385 | 11.1504 | 154 | 5.9491e-05 | 2790 | 680.2301 | 1036 | 0.038111 | 1329 | 5.8691 | 0.24 | 1099
3161 | MARTELL 110368192 | 163011103 | MARTELL 1103 | 68192 | FALSE | 10168.9958 | 4402.6894 | 2.4467 | 72 | 0.00012081 | 1168 | 238.5636 | 1570 | 0.037972 | 1330 | 2.734 | 0.05 | 1932
7038 | MIRABEL 1102334 | 42091102 | MIRABEL 1102 | 334 | FALSE | 14855.8514 | 9584.4637 | 5.3264 | 84 | 0.00013014 | 1009 | 232.8142 | 1581 | 0.037896 | 1331 | 3.1833 | 0.12 | 1407
6568 | GEYSERVILLE 110137454 | 42891101 | GEYSERVILLE 1101 | 37454 | FALSE | 19681.6074 | 10482.9729 | 5.8257 | 114 | 0.00010014 | 1640 | 404.6575 | 1292 | 0.037721 | 1332 | 4.3002 | 0.03 | 2377
9085 | SAN LUIS OBISPO 1107V62 | 182631107 | SAN LUIS OBISPO 1107 | V62 | FALSE | 11154.8311 | 11108.5021 | 6.1734 | 50 | 5.5981e-05 | 2890 | 671.7711 | 1042 | 0.037409 | 1333 | 1.8704 | 0.29 | 1023
3181 | SONOMA 110478372 | 42721104 | SONOMA 1104 | 78372 | FALSE | 27765.2096 | 26751.8084 | 14.8669 | 198 | 9.64e-05 | 1722 | 422.9319 | 1270 | 0.037304 | 1334 | 7.3862 | 0.18 | 1212
296 | TASSAJARA 2112D514R | 14662112 | TASSAJARA 2112 | D514R | FALSE | 7698.3807 | 5032.0091 | 2.7965 | 73 | 0.00011281 | 1348 | 304.6429 | 1441 | 0.037278 | 1335 | 2.7213 | 0.15 | 1282
5732 | SWIFT 2107XR526 | 83392107 | SWIFT 2107 | XR526 | FALSE | 8725.9018 | 3365.6589 | 1.8704 | 64 | 8.9522e-05 | 1929 | 366.774 | 1343 | 0.037122 | 1336 | 2.3758 | 0.07 | 1699
4671 | PURISIMA 1101Y42 | 182971101 | PURISIMA 1101 | Y42 | FALSE | 26985.4956 | 5628.4599 | 3.1279 | 127 | 5.2153e-05 | 2990 | 480.936 | 1215 | 0.037118 | 1337 | 4.714 | 0.03 | 2346
7642 | PENRYN 1105168616 | 152561105 | PENRYN 1105 | 168616 | FALSE | 13634.7639 | 5078.9905 | 2.8226 | 102 | 0.00012703 | 1064 | 319.4815 | 1417 | 0.03705 | 1338 | 3.7791 |  | 3144
2287 | OCEANO 1104104102 | 182601104 | OCEANO 1104 | 104102 | FALSE | 5954.6843 | 5329.5584 | 2.9618 | 32 | 7.2705e-05 | 2398 | 458.1953 | 1237 | 0.03704 | 1339 | 1.1853 |  | 2769
9499 | OILFIELDS 1103N46 | 182391103 | OILFIELDS 1103 | N46 | FALSE | 9360.6261 | 9360.6261 | 5.202 | 29 | 8.7946e-05 | 1983 | 551.9562 | 1142 | 0.036988 | 1340 | 1.0726 | 4.74 | 508
5619 | NARROWS 21052426 | 153132105 | NARROWS 2105 | 2426 | FALSE | 27934.4989 | 13782.7728 | 7.6595 | 226 | 0.00017076 | 559 | 240.3744 | 1566 | 0.036874 | 1341 | 8.3335 | 0.09 | 1513
3889 | RINCON 1103474 | 43321103 | RINCON 1103 | 474 | FALSE | 29501.1448 | 29501.1448 | 16.3948 | 174 | 9.7853e-05 | 1695 | 328.9251 | 1399 | 0.036813 | 1342 | 6.4055 | 75.79 | 56
6070 | CRESCENT MILLS 21012230 | 103132101 | CRESCENT MILLS 2101 | 2230 | FALSE | 17863.1589 | 10972.6709 | 6.0979 | 112 | 5.685e-05 | 2866 | 738.5033 | 984 | 0.036587 | 1343 | 4.0978 | 1.14 | 710
7395 | HALF MOON BAY 11018902 | 24101101 | HALF MOON BAY 1101 | 8902 | FALSE | 29281.8886 | 22787.1296 | 12.6636 | 145 | 9.4843e-05 | 1771 | 290.9381 | 1462 | 0.036496 | 1344 | 5.2919 | 0.33 | 986
8155 | PIT NO 5 11011606 | 101321101 | PIT NO 5 1101 | 1606 | FALSE | 8892.9459 | 8892.9459 | 4.9421 | 40 | 0.00014678 | 776 | 232.8508 | 1580 | 0.036482 | 1345 | 1.4593 | 0.01 | 2612
6340 | ELECTRA 11011238 | 162161101 | ELECTRA 1101 | 1238 | FALSE | 11344.0767 | 5824.674 | 3.237 | 81 | 0.00010773 | 1458 | 597.355 | 1103 | 0.036431 | 1346 | 2.9509 | 1.29 | 689
988 | FROGTOWN 1701CB | 163451701 | FROGTOWN 1701 | CB | FALSE | 18045.0473 | 16189.7881 | 8.9972 | 76 | 0.00014573 | 792 | 355.2175 | 1365 | 0.036334 | 1347 | 2.7614 | 0.04 | 2159
6703 | POTTER VALLEY P H 110576498 | 42281105 | POTTER VALLEY P H 1105 | 76498 | FALSE | 23942.9529 | 23942.9529 | 13.3059 | 119 | 0.00014996 | 736 | 219.4832 | 1606 | 0.036331 | 1348 | 4.3234 | 0.07 | 1718
10138 | LLAGAS 2107870396 | 83182107 | LLAGAS 2107 | 870396 | FALSE | 4752.0973 | 1326.4884 | 0.73717 | 40 | 7.7997e-05 | 2259 | 529.8735 | 1173 | 0.036327 | 1349 | 1.4531 |  | 3499
7528 | LAYTONVILLE 110189606 | 42681101 | LAYTONVILLE 1101 | 89606 | FALSE | 19260.5468 | 18716.1946 | 10.4012 | 100 | 0.00018082 | 506 | 280.3009 | 1471 | 0.036226 | 1350 | 3.6226 | 2.6 | 595
1489 | CURTIS 1702CB | 163351702 | CURTIS 1702 | CB | FALSE | 36887.0265 | 35506.5152 | 19.7322 | 293 | 0.00013284 | 960 | 388.0347 | 1309 | 0.036175 | 1351 | 10.5993 | 0.18 | 1199
3159 | SALMON CREEK 1101194 | 43161101 | SALMON CREEK 1101 | 194 | FALSE | 13676.557 | 10907.7439 | 6.0618 | 62 | 5.7737e-05 | 2843 | 536.066 | 1162 | 0.03614 | 1352 | 2.2407 | 0.13 | 1363
5649 | MORGAN HILL 2111XR186 | 83242111 | MORGAN HILL 2111 | XR186 | FALSE | 25721.3505 | 4651.2538 | 2.5849 | 191 | 7.0623e-05 | 2453 | 451.6726 | 1246 | 0.036035 | 1353 | 6.8827 | 0.23 | 1109
972 | BRUNSWICK 11062392 | 152481106 | BRUNSWICK 1106 | 2392 | FALSE | 14284.081 | 9811.7074 | 5.4527 | 111 | 0.0001898 | 442 | 159.9243 | 1747 | 0.036 | 1354 | 3.996 |  | 2700
4961 | TEMPLETON 2110R94 | 183052110 | TEMPLETON 2110 | R94 | FALSE | 33827.9009 | 22380.6586 | 12.4377 | 179 | 5.5341e-05 | 2903 | 687.195 | 1033 | 0.035946 | 1355 | 6.4343 | 0.08 | 1614
2592 | CAYUCOS 11014701 | 182551101 | CAYUCOS 1101 | 4701 | FALSE | 14095.9599 | 3388.7478 | 1.8832 | 65 | 6.2737e-05 | 2693 | 533.9217 | 1166 | 0.035932 | 1356 | 2.3356 | 0.03 | 2301
160 | MOUNTAIN QUARRIES 21011346 | 152282101 | MOUNTAIN QUARRIES 2101 | 1346 | FALSE | 49591.6622 | 49591.6622 | 27.5597 | 410 | 0.00012199 | 1148 | 241.2851 | 1564 | 0.035841 | 1357 | 14.6948 | 0.17 | 1232
3187 | SAN MIGUEL 1104R58 | 182661104 | SAN MIGUEL 1104 | R58 | TRUE | 19359.8745 | 870.4973 | 0.48376 | 130 | 8.6053e-05 | 2033 | 466.191 | 1227 | 0.035811 | 1358 | 4.6554 | 0.03 | 2357
8179 | LOS OSITOS 21037062 | 182082103 | LOS OSITOS 2103 | 7062 | FALSE | 19664.1429 | 19664.1429 | 10.928 | 53 | 5.2216e-05 | 2986 | 685.2904 | 1034 | 0.035805 | 1359 | 1.8977 | 0.1 | 1452
7911 | OAKLAND K 110217430 | 12101102 | OAKLAND K 1102 | 17430 | FALSE | 2364.8217 | 2364.8217 | 1.3142 | 15 | 0.00011951 | 1195 | 247.4437 | 1547 | 0.035767 | 1360 | 0.5365 | 32.76 | 224
88 | SILVERADO 2105658898 | 43432105 | SILVERADO 2105 | 658898 | FALSE | 27632.4579 | 27632.4579 | 15.3563 | 151 | 0.00015549 | 689 | 248.309 | 1546 | 0.035763 | 1361 | 5.4002 | 57.88 | 94
2757 | BURNEY 11011358 | 103311101 | BURNEY 1101 | 1358 | FALSE | 15167.5785 | 13566.1241 | 7.5391 | 51 | 5.9055e-05 | 2804 | 689.2289 | 1031 | 0.035574 | 1362 | 1.8143 | 0.06 | 1890
2335 | PLACERVILLE 21067522 | 153082106 | PLACERVILLE 2106 | 7522 | FALSE | 108391.3301 | 108391.3301 | 60.2367 | 745 | 0.00012077 | 1170 | 356.6073 | 1360 | 0.035529 | 1363 | 26.4689 | 0.39 | 959
10054 | GARBERVILLE 110197300 | 192221101 | GARBERVILLE 1101 | 97300 | FALSE | 5161.3802 | 5161.3802 | 2.8684 | 32 | 0.00052613 | 28 | 106.2466 | 1924 | 0.035439 | 1364 | 1.1341 | 0 | 2624
2680 | SAN RAMON 2107MR284 | 14232107 | SAN RAMON 2107 | MR284 | FALSE | 24162.974 | 23633.8875 | 13.1341 | 134 | 7.4599e-05 | 2342 | 581.0664 | 1123 | 0.035373 | 1365 | 4.7399 | 0.73 | 795
6323 | FORT ROSS 112170288 | 42851121 | FORT ROSS 1121 | 70288 | FALSE | 18879.7984 | 18879.7984 | 10.4921 | 94 | 0.00019388 | 426 | 228.6007 | 1590 | 0.035369 | 1366 | 3.3247 | 36.18 | 207
4070 | CLAYTON 2213CB | 12022213 | CLAYTON 2213 | CB | FALSE | 9981.732 | 6230.9216 | 3.4627 | 51 | 2.7369e-05 | 3466 | 650.8554 | 1065 | 0.03535 | 1367 | 1.8029 |  | 2870
5947 | GARCIA 0401666 | 43040401 | GARCIA 0401 | 666 | FALSE | 3872.5577 | 3872.5577 | 2.1521 | 12 | 9.2943e-05 | 1825 | 378.2419 | 1323 | 0.035311 | 1368 | 0.42373 | 4.95 | 500
8699 | UKIAH 1113548420 | 42771113 | UKIAH 1113 | 548420 | FALSE | 8380.7958 | 8369.7684 | 4.6514 | 54 | 8.6035e-05 | 2034 | 589.6218 | 1114 | 0.035261 | 1369 | 1.9041 |  | 3251
7081 | NOVATO 110455398 | 42211104 | NOVATO 1104 | 55398 | FALSE | 18355.8501 | 5879.4418 | 3.2674 | 82 | 9.9295e-05 | 1661 | 371.6607 | 1336 | 0.035221 | 1370 | 2.8881 | 0.05 | 2019
2938 | PETALUMA C 110948000 | 42631109 | PETALUMA C 1109 | 48000 | FALSE | 21345.6496 | 15284.0145 | 8.4938 | 115 | 8.6887e-05 | 2015 | 388.2741 | 1308 | 0.035167 | 1371 | 4.0442 | 0.07 | 1767
9847 | PENRYN 1105CB | 152561105 | PENRYN 1105 | CB | TRUE | 1663.8056 | 978.5043 | 0.54379 | 7 | 0.00029336 | 136 | 117.5975 | 1884 | 0.035133 | 1372 | 0.24593 | 0.22 | 1130
1921 | WYANDOTTE 110641650 | 102911106 | WYANDOTTE 1106 | 41650 | FALSE | 26091.6846 | 1862.3816 | 1.035 | 152 | 9.0143e-05 | 1906 | 368.6652 | 1340 | 0.035126 | 1373 | 5.3392 | 1.15 | 706
7481 | OTTER 11012052 | 182941101 | OTTER 1101 | 2052 | FALSE | 7781.6967 | 7781.6967 | 4.3245 | 53 | 0.00010975 | 1416 | 342.2139 | 1385 | 0.034981 | 1374 | 1.854 | 16.17 | 340
3295 | REDBUD 1102510 | 43191102 | REDBUD 1102 | 510 | FALSE | 13083.2788 | 6767.6989 | 3.761 | 101 | 7.5461e-05 | 2323 | 619.5024 | 1082 | 0.03495 | 1375 | 3.5299 | 0.06 | 1875
4887 | WOODSIDE 11018972 | 24251101 | WOODSIDE 1101 | 8972 | FALSE | 10000.1577 | 10000.1577 | 5.5574 | 60 | 0.00015146 | 726 | 262.3952 | 1516 | 0.034933 | 1376 | 2.096 | 24.19 | 280
9433 | JAMESON 11028842 | 63801102 | JAMESON 1102 | 8842 | TRUE | 4786.8365 | 241.1115 | 0.13399 | 42 | 6.9889e-05 | 2476 | 340.0317 | 1387 | 0.03478 | 1377 | 1.4608 | 1.42 | 678
5225 | SHADY GLEN 110248894 | 152431102 | SHADY GLEN 1102 | 48894 | FALSE | 16156.7591 | 14293.1803 | 7.9432 | 119 | 0.00018242 | 493 | 147.0551 | 1786 | 0.034658 | 1378 | 4.1244 | 4.42 | 518
4594 | WEIMAR 11012058 | 152491101 | WEIMAR 1101 | 2058 | FALSE | 34315.2065 | 34315.2065 | 19.0701 | 256 | 0.00016588 | 583 | 212.3054 | 1613 | 0.034582 | 1379 | 8.853 | 0.1 | 1472
10315 | CLAYTON 2212523764 | 12022212 | CLAYTON 2212 | 523764 | TRUE | 581.2133 | 177.5745 | 0.098684 | 5 | 5.3526e-05 | 2949 | 454.5614 | 1241 | 0.034478 | 1380 | 0.17239 |  | 3531
4872 | SUNOL 1101MR196 | 14241101 | SUNOL 1101 | MR196 | FALSE | 21187.4678 | 6333.1478 | 3.5195 | 96 | 5.2612e-05 | 2979 | 626.9753 | 1078 | 0.034417 | 1381 | 3.304 | 0.62 | 842
1388 | MIWUK 170193062 | 163661701 | MIWUK 1701 | 93062 | FALSE | 13326.2559 | 13326.2559 | 7.4058 | 84 | 5.3764e-05 | 2946 | 519.6534 | 1183 | 0.034301 | 1382 | 2.8813 | 47.16 | 137
10333 | SAN ARDO 1101650772 | 182191101 | SAN ARDO 1101 | 650772 | FALSE | 4368.3364 | 1261.3702 | 0.70099 | 10 | 8.4256e-05 | 2083 | 361.8664 | 1350 | 0.03426 | 1383 | 0.3426 |  | 3534
132 | APPLE HILL 1103CB | 153661103 | APPLE HILL 1103 | CB | FALSE | 36721.9242 | 31128.549 | 17.2992 | 268 | 0.00025192 | 213 | 162.0895 | 1742 | 0.034245 | 1384 | 9.1777 | 0.18 | 1200
7451 | LOW GAP 1101CB | 192411101 | LOW GAP 1101 | CB | FALSE | 3490.2509 | 3490.2509 | 1.9396 | 23 | 0.00020947 | 361 | 222.197 | 1600 | 0.034029 | 1385 | 0.78267 | 9.67 | 405
10038 | JESSUP 110194468 | 103441101 | JESSUP 1101 | 94468 | FALSE | 2757.0604 | 2757.0604 | 1.5322 | 21 | 6.6616e-05 | 2567 | 514.9233 | 1187 | 0.033993 | 1386 | 0.71385 |  | 3480
3608 | PIT NO 1 11011552 | 103721101 | PIT NO 1 1101 | 1552 | FALSE | 42573.1939 | 23841.5992 | 13.2496 | 221 | 3.5304e-05 | 3346 | 839.4452 | 917 | 0.033912 | 1387 | 7.4946 | 0.02 | 2427
5359 | SAN LUIS OBISPO 1104CB | 182631104 | SAN LUIS OBISPO 1104 | CB | TRUE | 10585.951 | 124.2488 | 0.069049 | 65 | 0.00011177 | 1373 | 315.2576 | 1425 | 0.033863 | 1388 | 2.2011 | 0.02 | 2451
9613 | REEDLEY 1112477952 | 252341112 | REEDLEY 1112 | 477952 | TRUE | 2593.1423 | 282.8465 | 0.15719 | 14 | 3.3616e-05 | 3374 | 2064.1113 | 439 | 0.033843 | 1389 | 0.47381 |  | 3390
6901 | JESSUP 11019752 | 103441101 | JESSUP 1101 | 9752 | FALSE | 6185.1828 | 6137.4536 | 3.4108 | 41 | 8.5187e-05 | 2053 | 359.3768 | 1357 | 0.033837 | 1390 | 1.3873 | 0.08 | 1592
8898 | RACETRACK 17036014 | 163761703 | RACETRACK 1703 | 6014 | FALSE | 11167.2532 | 11167.2532 | 6.206 | 73 | 0.00012645 | 1075 | 322.1745 | 1410 | 0.033829 | 1391 | 2.4695 | 0.11 | 1416
7674 | LLAGAS 21011451 | 83182101 | LLAGAS 2101 | 1451 | FALSE | 14799.0551 | 9963.2757 | 5.5369 | 61 | 7.7841e-05 | 2264 | 590.7109 | 1112 | 0.03381 | 1392 | 2.0624 | 0.07 | 1693
5880 | POINT MORETTI 11015076 | 82931101 | POINT MORETTI 1101 | 5076 | FALSE | 14477.3637 | 12059.1468 | 6.7017 | 67 | 0.00010771 | 1459 | 265.797 | 1508 | 0.033758 | 1393 | 2.2618 | 0.04 | 2127
8948 | CLARKSVILLE 2109102734 | 153612109 | CLARKSVILLE 2109 | 102734 | TRUE | 954.1374 | 954.1374 | 0.53025 | 7 | 8.9773e-05 | 1919 | 197.0875 | 1650 | 0.033754 | 1394 | 0.23628 |  | 3280
10958 | CURTIS 170511790 | 163351705 | CURTIS 1705 | 11790 | TRUE | 22.8988 | 22.8988 | 0.012726 | 1 | 0.00070892 | 7 | 47.5828 | 2227 | 0.033732 | 1395 | 0.033732 | 0.2 | 1164
10247 | MILPITAS 1108342498 | 82831108 | MILPITAS 1108 | 342498 | TRUE | 1151.7336 | 49.0072 | 0.027235 | 9 | 7.9908e-05 | 2207 | 500.2762 | 1198 | 0.033722 | 1396 | 0.3035 |  | 3521
5434 | MADISON 1105495270 | 63171105 | MADISON 1105 | 495270 | TRUE | 13307.7021 | 863.3194 | 0.47978 | 50 | 9.0841e-05 | 1888 | 589.9667 | 1113 | 0.033688 | 1397 | 1.6844 |  | 2953
5420 | PETALUMA C 1108600 | 42631108 | PETALUMA C 1108 | 600 | FALSE | 11716.5391 | 5966.5276 | 3.3158 | 107 | 8.5491e-05 | 2040 | 380.66 | 1319 | 0.033514 | 1398 | 3.586 | 2.36 | 611
5203 | HALSEY 11012414 | 152241101 | HALSEY 1101 | 2414 | FALSE | 23793.415 | 23793.415 | 13.2228 | 168 | 0.00014567 | 794 | 312.3629 | 1427 | 0.033489 | 1399 | 5.6261 | 0.1 | 1503
322 | PIKE CITY 11011730 | 152201101 | PIKE CITY 1101 | 1730 | FALSE | 13645.4759 | 13645.4759 | 7.5832 | 73 | 0.00014065 | 860 | 278.461 | 1475 | 0.033438 | 1400 | 2.441 | 45.96 | 146
5994 | RED BLUFF 11011334 | 103541101 | RED BLUFF 1101 | 1334 | FALSE | 25612.9912 | 2886.1165 | 1.6039 | 155 | 6.0867e-05 | 2753 | 682.7098 | 1035 | 0.033359 | 1401 | 5.1706 | 1.21 | 700
3212 | HALF MOON BAY 1103H82 | 24101103 | HALF MOON BAY 1103 | H82 | FALSE | 58651.4755 | 52489.3402 | 29.1701 | 262 | 9.3414e-05 | 1811 | 388.9088 | 1307 | 0.033242 | 1402 | 8.7095 | 0.77 | 782
1462 | GIRVAN 11029012 | 103401102 | GIRVAN 1102 | 9012 | FALSE | 25166.2142 | 25166.2142 | 13.9857 | 176 | 0.00013267 | 966 | 372.3651 | 1335 | 0.033219 | 1403 | 5.8466 | 0.42 | 934
10706 | GONZALES 1104807000 | 182131104 | GONZALES 1104 | 807000 | FALSE | 1709.8584 | 1354.2941 | 0.75263 | 7 | 3.235e-05 | 3394 | 880.4035 | 891 | 0.033203 | 1404 | 0.23242 |  | 3594
5652 | CORRAL 110214028 | 162991102 | CORRAL 1102 | 14028 | FALSE | 12751.8037 | 6133.5417 | 3.4086 | 103 | 0.00010822 | 1447 | 214.1406 | 1611 | 0.033074 | 1405 | 3.4066 | 0.04 | 2224
7408 | KANAKA 11011044 | 103221101 | KANAKA 1101 | 1044 | FALSE | 9889.843 | 9889.843 | 5.4961 | 17 | 0.00010748 | 1465 | 324.5037 | 1407 | 0.033036 | 1406 | 0.56161 | 18.93 | 316
2114 | WYANDOTTE 11091040 | 102911109 | WYANDOTTE 1109 | 1040 | FALSE | 9753.1063 | 1682.9824 | 0.93529 | 62 | 0.00011564 | 1281 | 448.3969 | 1250 | 0.032999 | 1407 | 2.0459 | 0.73 | 796
9307 | LINCOLN 11012310 | 153701101 | LINCOLN 1101 | 2310 | FALSE | 4180.455 | 1304.6994 | 0.72507 | 34 | 0.00013671 | 911 | 509.3332 | 1192 | 0.032911 | 1408 | 1.119 | 0.05 | 1962
4870 | BEAR VALLEY 2101CB | 252192101 | BEAR VALLEY 2101 | CB | FALSE | 30214.013 | 30214.013 | 16.7909 | 154 | 0.00013214 | 980 | 326.6135 | 1403 | 0.03289 | 1409 | 5.065 | 0.04 | 2085
3833 | APPLE HILL 110412832 | 153661104 | APPLE HILL 1104 | 12832 | FALSE | 24421.2649 | 23234.3604 | 12.9121 | 166 | 0.00017093 | 557 | 211.8635 | 1615 | 0.032787 | 1410 | 5.4427 | 28.99 | 245
10090 | TIVY VALLEY 1107599142 | 252941107 | TIVY VALLEY 1107 | 599142 | TRUE | 3668.6338 | 573.3105 | 0.31861 | 19 | 2.2881e-05 | 3512 | 2022.5531 | 452 | 0.03274 | 1411 | 0.62205 |  | 3488
2297 | STANISLAUS 17011812 | 162821701 | STANISLAUS 1701 | 1812 | FALSE | 30912.6745 | 30912.6745 | 17.1792 | 234 | 0.0001396 | 878 | 157.2117 | 1758 | 0.032657 | 1412 | 7.6418 | 0.91 | 748
8485 | HOLLISTER 2102113634 | 182492102 | HOLLISTER 2102 | 113634 | FALSE | 13932.988 | 2941.0752 | 1.6345 | 76 | 7.4759e-05 | 2338 | 364.1214 | 1346 | 0.032654 | 1413 | 2.4817 |  | 3229
7193 | ELECTRA 1102CB | 162161102 | ELECTRA 1102 | CB | FALSE | 4270.3268 | 4270.3268 | 2.3732 | 7 | 0.000239 | 249 | 194.5881 | 1655 | 0.032515 | 1414 | 0.22761 | 0.03 | 2354
5731 | PLACERVILLE 21062224 | 153082106 | PLACERVILLE 2106 | 2224 | FALSE | 16910.6519 | 16910.6519 | 9.3978 | 123 | 0.00022231 | 310 | 204.3067 | 1631 | 0.032512 | 1415 | 3.999 | 31.55 | 229
4312 | MENDOCINO 110137462 | 42951101 | MENDOCINO 1101 | 37462 | FALSE | 7845.6326 | 3795.803 | 2.1095 | 63 | 0.00014083 | 857 | 230.0252 | 1586 | 0.032457 | 1416 | 2.0448 | 0.04 | 2166
8959 | OLETA 1101894006 | 163541101 | OLETA 1101 | 894006 | TRUE | 1042.8451 | 627.9545 | 0.34898 | 8 | 7.1494e-05 | 2432 | 670.4008 | 1043 | 0.03239 | 1417 | 0.25912 |  | 3282
4513 | SAN LUIS OBISPO 1104V14 | 182631104 | SAN LUIS OBISPO 1104 | V14 | FALSE | 13117.1277 | 13103.4117 | 7.282 | 69 | 5.3161e-05 | 2961 | 462.6018 | 1233 | 0.03238 | 1418 | 2.2342 | 0.07 | 1714
4357 | APPLE HILL 11038412 | 153661103 | APPLE HILL 1103 | 8412 | FALSE | 31508.6751 | 31508.6751 | 17.5104 | 201 | 0.00012406 | 1118 | 308.2082 | 1435 | 0.032352 | 1419 | 6.5027 | 0.24 | 1093
2717 | JOLON 11027002 | 182981102 | JOLON 1102 | 7002 | FALSE | 29669.7133 | 13447.6997 | 7.4733 | 117 | 6.5838e-05 | 2591 | 548.8506 | 1147 | 0.032323 | 1420 | 3.7818 | 0.03 | 2407
5768 | BIG BASIN 110210254 | 82841102 | BIG BASIN 1102 | 10254 | FALSE | 3449.8351 | 3449.8351 | 1.9172 | 11 | 0.00025218 | 212 | 138.3979 | 1814 | 0.03232 | 1421 | 0.35552 | 0.29 | 1030
5734 | APPLE HILL 1104CB | 153661104 | APPLE HILL 1104 | CB | FALSE | 6578.3972 | 6578.3972 | 3.6558 | 51 | 0.00035059 | 89 | 89.0767 | 2007 | 0.032289 | 1422 | 1.6467 | 4 | 530
7601 | JARVIS 1111907698 | 13501111 | JARVIS 1111 | 907698 | FALSE | 3034.3117 | 2466.4182 | 1.3707 | 14 | 0.00012445 | 1111 | 261.4537 | 1520 | 0.03225 | 1423 | 0.4515 |  | 3140
7801 | HALF MOON BAY 11012500 | 24101101 | HALF MOON BAY 1101 | 2500 | FALSE | 11167.0911 | 10490.7768 | 5.8301 | 74 | 0.00015128 | 727 | 218.7989 | 1608 | 0.032243 | 1424 | 2.3859 | 57.37 | 96
4135 | BRUNSWICK 11041020 | 152481104 | BRUNSWICK 1104 | 1020 | FALSE | 46299.321 | 46299.321 | 25.7301 | 311 | 9.6344e-05 | 1725 | 368.887 | 1339 | 0.032187 | 1425 | 10.0103 | 69 | 71
7772 | FRUITLAND 11422006 | 192311142 | FRUITLAND 1142 | 2006 | FALSE | 14941.7424 | 13398.0902 | 7.4458 | 75 | 0.00034661 | 94 | 97.9891 | 1968 | 0.03216 | 1426 | 2.412 | 0.09 | 1508
10311 | MADISON 2101760730 | 63172101 | MADISON 2101 | 760730 | TRUE | 4317.2275 | 964.21 | 0.53584 | 17 | 7.566e-05 | 2318 | 407.7093 | 1289 | 0.032096 | 1427 | 0.54562 |  | 3530
1525 | CHALLENGE 11025462 | 103201102 | CHALLENGE 1102 | 5462 | FALSE | 37447.0905 | 37447.0905 | 20.8106 | 248 | 0.00016384 | 602 | 227.1186 | 1593 | 0.032082 | 1428 | 7.9564 | 37.76 | 199
7510 | FRUITLAND 114263170 | 192311142 | FRUITLAND 1142 | 63170 | FALSE | 21717.2784 | 20031.3406 | 11.1321 | 86 | 0.00032558 | 106 | 126.7281 | 1853 | 0.031951 | 1429 | 2.7478 | 0.11 | 1410
8635 | MOLINO 11026917 | 42571102 | MOLINO 1102 | 6917 | FALSE | 11229.1017 | 11229.1017 | 6.2404 | 58 | 0.00011705 | 1246 | 334.9674 | 1393 | 0.031941 | 1430 | 1.8526 | 28.69 | 248
5301 | REEDLEY 1104887932 | 252341104 | REEDLEY 1104 | 887932 | FALSE | 7830.582 | 2732.0868 | 1.5183 | 34 | 3.8049e-05 | 3299 | 1172.2774 | 745 | 0.031896 | 1431 | 1.0845 |  | 2945
8600 | CALPELLA 1101619542 | 43411101 | CALPELLA 1101 | 619542 | FALSE | 2424.259 | 2408.2569 | 1.3383 | 21 | 0.00013244 | 972 | 252.7945 | 1536 | 0.031874 | 1432 | 0.66935 |  | 3241
145 | MOUNTAIN QUARRIES 21011130 | 152282101 | MOUNTAIN QUARRIES 2101 | 1130 | FALSE | 32234.9294 | 32234.9294 | 17.914 | 231 | 8.1217e-05 | 2177 | 401.3828 | 1295 | 0.031834 | 1433 | 7.3538 | 0.19 | 1198
8867 | FORESTHILL 110137238 | 152181101 | FORESTHILL 1101 | 37238 | FALSE | 18384.2813 | 18384.2813 | 10.2168 | 79 | 9.076e-05 | 1890 | 274.1817 | 1485 | 0.031693 | 1434 | 2.5038 | 39.57 | 188
10121 | COARSEGOLD 210210610 | 254432102 | COARSEGOLD 2102 | 10610 | FALSE | 2196.7777 | 2196.7777 | 1.2208 | 22 | 7.4106e-05 | 2354 | 439.5957 | 1256 | 0.031595 | 1435 | 0.6951 | 0.3 | 1012
8481 | PERRY 110185870 | 183071101 | PERRY 1101 | 85870 | FALSE | 27055.9571 | 18409.1169 | 10.2306 | 109 | 5.897e-05 | 2807 | 581.2408 | 1122 | 0.031502 | 1436 | 3.4337 | 0.05 | 1923
3885 | BELLEVUE 2103478 | 43182103 | BELLEVUE 2103 | 478 | FALSE | 32233.0286 | 13396.6859 | 7.445 | 213 | 9.7957e-05 | 1693 | 387.6512 | 1310 | 0.031296 | 1437 | 6.6661 | 6.33 | 468
1942 | UKIAH 1113CB | 42771113 | UKIAH 1113 | CB | TRUE | 9680.979 | 75.4379 | 0.041923 | 69 | 8.4474e-05 | 2078 | 195.8633 | 1653 | 0.031266 | 1438 | 2.1574 | 3.69 | 536
10742 | GEYSERVILLE 1101463260 | 42891101 | GEYSERVILLE 1101 | 463260 | TRUE | 886.169 | 873.7132 | 0.48555 | 6 | 9.5911e-05 | 1730 | 333.1332 | 1394 | 0.031168 | 1439 | 0.18701 |  | 3601
8417 | CURTIS 1703CB | 163351703 | CURTIS 1703 | CB | FALSE | 17669.2412 | 14555.9213 | 8.0892 | 119 | 0.00013143 | 990 | 316.505 | 1422 | 0.031137 | 1440 | 3.7053 | 0.06 | 1894
1279 | ORO FINO 11022556 | 103031102 | ORO FINO 1102 | 2556 | FALSE | 10719.4797 | 10719.4797 | 5.9572 | 41 | 0.00022017 | 320 | 170.5273 | 1713 | 0.031032 | 1441 | 1.2723 | 40.37 | 184
1200 | OCEANO 1106CB | 182601106 | OCEANO 1106 | CB | FALSE | 7207.9497 | 1811.9234 | 1.0069 | 57 | 3.6174e-05 | 3330 | 275.7036 | 1484 | 0.03103 | 1442 | 1.7687 | 0.02 | 2494
766 | SISQUOC 1103M98 | 182811103 | SISQUOC 1103 | M98 | FALSE | 15843.0204 | 12614.6664 | 7.0104 | 56 | 2.6579e-05 | 3477 | 870.0926 | 898 | 0.030988 | 1443 | 1.7353 | 0.06 | 1829
8592 | STELLING 11109265 | 83481110 | STELLING 1110 | 9265 | FALSE | 8915.672 | 8915.672 | 4.9547 | 45 | 9.8e-05 | 1691 | 342.4629 | 1384 | 0.03098 | 1444 | 1.3941 | 0.08 | 1605
5933 | MIRABEL 1102524356 | 42091102 | MIRABEL 1102 | 524356 | FALSE | 4107.6805 | 2088.1166 | 1.1604 | 29 | 0.00010421 | 1547 | 511.0846 | 1190 | 0.030872 | 1445 | 0.89528 |  | 2991
802 | ALLEGHANY 1101806 | 152101101 | ALLEGHANY 1101 | 806 | FALSE | 18143.3915 | 18143.3915 | 10.0829 | 65 | 0.00012168 | 1154 | 338.7274 | 1390 | 0.030867 | 1446 | 2.0063 | 48.53 | 127
1506 | GARBERVILLE 11011750 | 192221101 | GARBERVILLE 1101 | 1750 | FALSE | 13589.0424 | 13584.4704 | 7.5493 | 62 | 0.00032404 | 108 | 98.8868 | 1959 | 0.030822 | 1447 | 1.911 | 0.13 | 1338
4004 | COARSEGOLD 21025380 | 254432102 | COARSEGOLD 2102 | 5380 | FALSE | 22971.0374 | 22971.0374 | 12.7658 | 143 | 7.8304e-05 | 2250 | 414.5903 | 1278 | 0.030806 | 1448 | 4.4053 | 0.46 | 911
1308 | RINCON 1101578 | 43321101 | RINCON 1101 | 578 | FALSE | 29556.6676 | 27517.4977 | 15.2924 | 170 | 8.7604e-05 | 1997 | 393.466 | 1303 | 0.030756 | 1449 | 5.2285 | 37.08 | 203
10309 | BOLINAS 1101806 | 42261101 | BOLINAS 1101 | 806 | FALSE | 4898.4533 | 4898.4533 | 2.7222 | 17 | 0.00027974 | 154 | 135.7877 | 1828 | 0.030667 | 1450 | 0.52134 | 0.55 | 868
6983 | BASALT 1106657038 | 42461106 | BASALT 1106 | 657038 | FALSE | 16275.5331 | 4182.6167 | 2.3244 | 72 | 4.9064e-05 | 3062 | 415.5682 | 1276 | 0.030657 | 1451 | 2.2073 |  | 3078
3194 | DIAMOND SPRINGS 1103467046 | 152261103 | DIAMOND SPRINGS 1103 | 467046 | FALSE | 34550.7467 | 24654.328 | 13.7012 | 266 | 0.00018345 | 482 | 166.8005 | 1729 | 0.030581 | 1452 | 8.1346 |  | 2816
4703 | WISE 1101CB | 152271101 | WISE 1101 | CB | FALSE | 14435.5526 | 7662.7202 | 4.2584 | 112 | 0.00015887 | 652 | 243.3221 | 1558 | 0.030561 | 1453 | 3.4229 | 0.05 | 2032
6843 | DUNBAR 11033127 | 43071103 | DUNBAR 1103 | 3127 | FALSE | 15418.4131 | 15054.5807 | 8.3663 | 78 | 0.00010691 | 1479 | 266.083 | 1507 | 0.030422 | 1454 | 2.3729 | 0.62 | 840
3373 | VOLTA 11021646 | 102541102 | VOLTA 1102 | 1646 | FALSE | 38843.3191 | 38535.0265 | 21.4152 | 215 | 6.2043e-05 | 2718 | 560.4541 | 1133 | 0.030417 | 1455 | 6.5396 | 13.62 | 364
9167 | WILDWOOD 1101CB | 103611101 | WILDWOOD 1101 | CB | TRUE | 200.8618 | 200.8618 | 0.11163 | 2 | 9.0416e-05 | 1899 | 309.1042 | 1433 | 0.030413 | 1456 | 0.060827 | 0.72 | 797
1377 | FROGTOWN 170211212 | 163451702 | FROGTOWN 1702 | 11212 | FALSE | 35943.9954 | 35943.9954 | 19.9753 | 155 | 8.85e-05 | 1974 | 349.3135 | 1372 | 0.030264 | 1457 | 4.691 | 0.06 | 1822
2196 | ATASCADERO 1101A02 | 182541101 | ATASCADERO 1101 | A02 | FALSE | 41006.5742 | 41006.5742 | 22.7887 | 253 | 5.864e-05 | 2818 | 542.8818 | 1156 | 0.030233 | 1458 | 7.649 | 2.41 | 606
6596 | STELLING 111060090 | 83481110 | STELLING 1110 | 60090 | FALSE | 10545.4488 | 10545.4488 | 5.8605 | 62 | 0.00016362 | 604 | 206.0102 | 1623 | 0.030171 | 1459 | 1.8706 | 0.06 | 1906
6029 | PANORAMA 1101713592 | 103461101 | PANORAMA 1101 | 713592 | FALSE | 16948.2792 | 16715.2405 | 9.2892 | 152 | 6.2494e-05 | 2704 | 490.9201 | 1208 | 0.030005 | 1460 | 4.5608 |  | 2997
3261 | CRESCENT MILLS 2101CB | 103132101 | CRESCENT MILLS 2101 | CB | FALSE | 9227.3447 | 4545.9264 | 2.5263 | 60 | 7.4812e-05 | 2336 | 409.6387 | 1286 | 0.029932 | 1461 | 1.7959 | 5.21 | 494
4399 | PLACERVILLE 210619552 | 153082106 | PLACERVILLE 2106 | 19552 | FALSE | 34339.9089 | 34339.9089 | 19.0838 | 238 | 0.0001768 | 520 | 361.0634 | 1351 | 0.029928 | 1462 | 7.123 | 0.45 | 915
10240 | LLAGAS 2105534019 | 83182105 | LLAGAS 2105 | 534019 | FALSE | 1193.5001 | 1147.9573 | 0.63796 | 5 | 0.0001111 | 1391 | 269.5494 | 1499 | 0.029893 | 1463 | 0.14947 |  | 3519
5361 | HOOPA 11013174 | 192401101 | HOOPA 1101 | 3174 | FALSE | 35498.7494 | 29750.1978 | 16.5332 | 162 | 0.00035838 | 83 | 115.2454 | 1894 | 0.029875 | 1464 | 4.8397 | 0.13 | 1336
5027 | PEORIA 17048040 | 163781704 | PEORIA 1704 | 8040 | FALSE | 41434.2849 | 11785.9847 | 6.5499 | 145 | 5.9131e-05 | 2803 | 495.056 | 1206 | 0.02987 | 1465 | 4.3312 | 0.01 | 2600
9000 | CASTRO VALLEY 11088971 | 14091108 | CASTRO VALLEY 1108 | 8971 | FALSE | 12716.2407 | 12716.2407 | 7.0668 | 72 | 0.00010597 | 1496 | 268.1837 | 1504 | 0.029749 | 1466 | 2.1419 |  | 3293
3972 | CORRAL 1103936674 | 162991103 | CORRAL 1103 | 936674 | FALSE | 6354.8382 | 1063.5848 | 0.59107 | 56 | 8.2565e-05 | 2141 | 408.407 | 1288 | 0.029729 | 1467 | 1.6648 |  | 2866
5038 | MOLINO 110241392 | 42571102 | MOLINO 1102 | 41392 | FALSE | 23588.435 | 7062.7077 | 3.925 | 171 | 0.00011368 | 1327 | 289.7407 | 1465 | 0.029696 | 1468 | 5.078 | 3.21 | 554
8758 | PUTAH CREEK 11033783 | 63681103 | PUTAH CREEK 1103 | 3783 | TRUE | 16200.7401 | 142.5109 | 0.079198 | 96 | 9.2314e-05 | 1834 | 351.5102 | 1370 | 0.029685 | 1469 | 2.8498 |  | 3259
10009 | OREGON TRAIL 110346860 | 103521103 | OREGON TRAIL 1103 | 46860 | FALSE | 5362.8484 | 1149.598 | 0.63887 | 15 | 0.0001367 | 912 | 145.8531 | 1790 | 0.029648 | 1470 | 0.44471 | 0.03 | 2247
944 | CURTIS 17036064 | 163351703 | CURTIS 1703 | 6064 | FALSE | 31643.7207 | 30550.9366 | 16.9782 | 199 | 7.5696e-05 | 2315 | 471.6661 | 1222 | 0.029564 | 1471 | 5.8832 | 0.2 | 1167
5754 | SANTA YNEZ 1102Y18 | 182721102 | SANTA YNEZ 1102 | Y18 | FALSE | 12113.6185 | 7856.8971 | 4.3663 | 60 | 4.1779e-05 | 3229 | 658.0763 | 1056 | 0.029555 | 1472 | 1.7733 | 0.08 | 1647
1748 | CLAY 110113450 | 163341101 | CLAY 1101 | 13450 | FALSE | 7994.7686 | 1509.284 | 0.83876 | 42 | 7.6415e-05 | 2295 | 360.8067 | 1352 | 0.029532 | 1473 | 1.2403 |  | 2741
2073 | WILLOW CREEK 11032936 | 192171103 | WILLOW CREEK 1103 | 2936 | FALSE | 53378.6829 | 53378.6829 | 29.6643 | 249 | 0.00014373 | 817 | 191.382 | 1659 | 0.029513 | 1474 | 7.3486 | 0.15 | 1299
3589 | MIRABEL 1101688780 | 42091101 | MIRABEL 1101 | 688780 | TRUE | 2079.7156 | 922.8958 | 0.51288 | 14 | 0.00019275 | 430 | 228.6665 | 1589 | 0.029456 | 1475 | 0.41239 |  | 2839
4182 | GARBERVILLE 11021510 | 192221102 | GARBERVILLE 1102 | 1510 | FALSE | 21171.8285 | 21171.8285 | 11.7659 | 107 | 0.00046286 | 44 | 80.26 | 2047 | 0.029417 | 1476 | 3.1476 | 0.13 | 1358
3154 | CALISTOGA 1102634 | 42711102 | CALISTOGA 1102 | 634 | FALSE | 27022.9414 | 18046.5459 | 10.0291 | 178 | 0.00012722 | 1060 | 223.109 | 1599 | 0.029373 | 1477 | 5.2284 | 0.7 | 808
133 | GEYSERVILLE 1102522 | 42891102 | GEYSERVILLE 1102 | 522 | FALSE | 17218.2435 | 12875.7792 | 7.1555 | 109 | 8.4103e-05 | 2091 | 350.0759 | 1371 | 0.029361 | 1478 | 3.2003 | 0.06 | 1861
10360 | OLEMA 110175686 | 42291101 | OLEMA 1101 | 75686 | FALSE | 8282.1233 | 7450.4021 | 4.1404 | 31 | 0.00011699 | 1250 | 264.1333 | 1511 | 0.029281 | 1479 | 0.90772 | 0.04 | 2067
9801 | KANAKA 1101CB | 103221101 | KANAKA 1101 | CB | FALSE | 7605.9803 | 7605.9803 | 4.2269 | 37 | 0.00011114 | 1390 | 255.7947 | 1533 | 0.029281 | 1480 | 1.0834 | 0.23 | 1113
4062 | WHITMORE 1101CB | 103601101 | WHITMORE 1101 | CB | FALSE | 9497.7631 | 9497.7631 | 5.2782 | 69 | 0.00021208 | 351 | 141.7322 | 1806 | 0.029248 | 1481 | 2.0181 | 0.04 | 2126
1547 | WILLITS 110391810 | 42661103 | WILLITS 1103 | 91810 | FALSE | 47379.4324 | 47379.4324 | 26.3303 | 296 | 0.00010548 | 1507 | 312.0704 | 1428 | 0.029203 | 1482 | 8.6442 | 44.17 | 160
8861 | GEYSERVILLE 1102331444 | 42891102 | GEYSERVILLE 1102 | 331444 | FALSE | 7051.4008 | 3579.9474 | 1.9895 | 44 | 0.00010727 | 1466 | 260.3745 | 1523 | 0.029048 | 1483 | 1.2781 |  | 3273
3080 | PIKE CITY 1101CB | 152201101 | PIKE CITY 1101 | CB | FALSE | 31622.6384 | 31622.6384 | 17.5738 | 162 | 0.00011093 | 1392 | 299.4116 | 1448 | 0.029034 | 1484 | 4.7034 | 78.02 | 52
9245 | FRUITLAND 1142899734 | 192311142 | FRUITLAND 1142 | 899734 | FALSE | 5471.5337 | 5471.5337 | 3.0407 | 36 | 0.00048435 | 35 | 103.6873 | 1931 | 0.028754 | 1485 | 1.0351 |  | 3329
2842 | SAN LUIS OBISPO 1101CB | 182631101 | SAN LUIS OBISPO 1101 | CB | FALSE | 10872.4032 | 5779.9667 | 3.2121 | 75 | 4.9567e-05 | 3048 | 502.0965 | 1196 | 0.028742 | 1486 | 2.1556 | 0.7 | 805
8606 | PUEBLO 1105684564 | 43291105 | PUEBLO 1105 | 684564 | TRUE | 4176.2924 | 443.3906 | 0.24641 | 28 | 6.665e-05 | 2566 | 311.0083 | 1430 | 0.02858 | 1487 | 0.80024 |  | 3243
3749 | VINEYARD 2107978364 | 14502107 | VINEYARD 2107 | 978364 | FALSE | 4026.4295 | 1557.6573 | 0.86564 | 36 | 4.8923e-05 | 3067 | 319.1206 | 1419 | 0.028543 | 1488 | 1.0276 |  | 2850
1264 | TEMPLETON 2113CB | 183052113 | TEMPLETON 2113 | CB | FALSE | 41366.5121 | 1446.4903 | 0.80386 | 288 | 7.2635e-05 | 2400 | 424.917 | 1268 | 0.028499 | 1489 | 8.2077 | 0.17 | 1224
6493 | POINT ARENA 11013702 | 43381101 | POINT ARENA 1101 | 3702 | FALSE | 7962.9538 | 7864.1375 | 4.3704 | 35 | 5.5767e-05 | 2896 | 546.4749 | 1152 | 0.028477 | 1490 | 0.99668 | 0.03 | 2383
2973 | TEMPLETON 2111R86 | 183052111 | TEMPLETON 2111 | R86 | FALSE | 23197.4547 | 17574.2947 | 9.7666 | 160 | 5.7553e-05 | 2847 | 490.6496 | 1209 | 0.028407 | 1491 | 4.5451 | 0.08 | 1637
2170 | MC KEE 1111711900 | 83531111 | MC KEE 1111 | 711900 | FALSE | 20250.2667 | 14456.1594 | 8.0338 | 116 | 7.6946e-05 | 2288 | 301.111 | 1446 | 0.028347 | 1492 | 3.2883 | 0.24 | 1097
7676 | JARVIS 1108289662 | 13501108 | JARVIS 1108 | 289662 | TRUE | 1302.884 | 533.3553 | 0.2964 | 11 | 2.7822e-05 | 3461 | 483.4846 | 1212 | 0.028227 | 1493 | 0.31049 |  | 3149
5235 | BELLEVUE 2103648 | 43182103 | BELLEVUE 2103 | 648 | FALSE | 26216.5179 | 6117.4965 | 3.3997 | 187 | 9.6901e-05 | 1716 | 305.0125 | 1439 | 0.028161 | 1494 | 5.2662 | 2.81 | 578
10298 | PIT NO 5 11011618 | 101321101 | PIT NO 5 1101 | 1618 | FALSE | 9746.1598 | 9746.1598 | 5.4163 | 15 | 0.00010839 | 1441 | 237.7895 | 1574 | 0.028087 | 1495 | 0.42131 | 0 | 2632
5972 | TASSAJARA 2104CB | 14662104 | TASSAJARA 2104 | CB | TRUE | 1951.9603 | 159.1645 | 0.088453 | 22 | 5.9141e-05 | 2802 | 153.2438 | 1767 | 0.028017 | 1496 | 0.61638 | 0.28 | 1038
2469 | ELECTRA 11026014 | 162161102 | ELECTRA 1102 | 6014 | FALSE | 8043.0218 | 8043.0218 | 4.4698 | 50 | 0.000124 | 1120 | 242.0554 | 1562 | 0.027926 | 1497 | 1.3963 | 0.1 | 1478
1225 | SUNOL 1101MR298 | 14241101 | SUNOL 1101 | MR298 | FALSE | 8473.8006 | 8244.1822 | 4.5816 | 39 | 7.0694e-05 | 2452 | 586.0273 | 1117 | 0.027925 | 1498 | 1.0891 | 0.26 | 1070
739 | COTATI 1105CB | 42271105 | COTATI 1105 | CB | FALSE | 4309.0759 | 4309.0759 | 2.3947 | 35 | 0.00011326 | 1338 | 266.28 | 1506 | 0.027854 | 1499 | 0.97488 | 11.62 | 384
1612 | CABRILLO 1104Y22 | 183101104 | CABRILLO 1104 | Y22 | FALSE | 40867.3286 | 16721.66 | 9.2928 | 178 | 4.3833e-05 | 3193 | 413.6922 | 1281 | 0.027743 | 1500 | 4.9383 | 0.04 | 2132
2769 | ANNAPOLIS 110176842 | 42861101 | ANNAPOLIS 1101 | 76842 | FALSE | 9156.7064 | 9156.7064 | 5.0887 | 33 | 0.00012448 | 1109 | 276.9184 | 1479 | 0.027724 | 1501 | 0.91488 | 0.08 | 1635
2631 | TEMPLETON 2111A66 | 183052111 | TEMPLETON 2111 | A66 | FALSE | 54313.8381 | 54313.8381 | 30.184 | 429 | 6.1474e-05 | 2734 | 473.9679 | 1218 | 0.027639 | 1502 | 11.8573 | 0.27 | 1052
2379 | SAN LUIS OBISPO 1103CB | 182631103 | SAN LUIS OBISPO 1103 | CB | TRUE | 10934.0811 | 0 | 0 | 68 | 0.00011128 | 1389 | 204.9489 | 1629 | 0.027594 | 1503 | 1.8764 | 0.03 | 2305
4288 | SAN LUIS OBISPO 1103V82 | 182631103 | SAN LUIS OBISPO 1103 | V82 | FALSE | 22558.9801 | 14130.1147 | 7.8526 | 174 | 7.4918e-05 | 2332 | 326.0495 | 1404 | 0.027572 | 1504 | 4.7975 | 0.06 | 1792
3496 | APPLE HILL 21027502 | 153662102 | APPLE HILL 2102 | 7502 | FALSE | 36933.3454 | 36933.3454 | 20.5251 | 267 | 0.00011381 | 1324 | 264.2675 | 1509 | 0.027532 | 1505 | 7.351 | 38.11 | 197
3795 | SAN LUIS OBISPO 1101V12 | 182631101 | SAN LUIS OBISPO 1101 | V12 | FALSE | 33868.1694 | 33868.1694 | 18.8217 | 127 | 8.411e-05 | 2090 | 399.923 | 1297 | 0.027414 | 1506 | 3.4815 | 0.24 | 1100
5816 | PAUL SWEET 210710986 | 83252107 | PAUL SWEET 2107 | 10986 | FALSE | 31785.0255 | 14988.5933 | 8.3297 | 180 | 9.4351e-05 | 1785 | 282.1821 | 1470 | 0.027411 | 1507 | 4.9339 | 0.19 | 1190
9709 | LAYTONVILLE 1102682 | 42681102 | LAYTONVILLE 1102 | 682 | FALSE | 23844.5349 | 23844.5349 | 13.2512 | 97 | 0.00016349 | 605 | 167.4124 | 1727 | 0.027282 | 1508 | 2.6464 | 2.58 | 596
1461 | LOS OSITOS 21033010 | 182082103 | LOS OSITOS 2103 | 3010 | FALSE | 50085.8598 | 50061.44 | 27.8208 | 229 | 6.2602e-05 | 2699 | 457.2691 | 1239 | 0.027281 | 1509 | 6.2474 | 0.11 | 1434
6161 | HIGHLANDS 1102556 | 43361102 | HIGHLANDS 1102 | 556 | TRUE | 12171.5187 | 285.9131 | 0.15889 | 90 | 6.0969e-05 | 2748 | 422.9587 | 1269 | 0.027227 | 1510 | 2.4505 | 1.68 | 652
8442 | MARTELL 11016074 | 163011101 | MARTELL 1101 | 6074 | FALSE | 5923.6574 | 5923.6574 | 3.292 | 34 | 0.00013034 | 1003 | 156.7867 | 1759 | 0.027132 | 1511 | 0.92248 | 1.63 | 660
7912 | HALF MOON BAY 1101818874 | 24101101 | HALF MOON BAY 1101 | 818874 | FALSE | 10865.8424 | 9148.5425 | 5.0842 | 42 | 8.8075e-05 | 1981 | 323.2606 | 1408 | 0.02708 | 1512 | 1.1374 |  | 3177
5790 | HIGGINS 1110869408 | 152691110 | HIGGINS 1110 | 869408 | TRUE | 710.7103 | 710.7103 | 0.39497 | 6 | 0.00016423 | 597 | 150.5967 | 1775 | 0.027041 | 1513 | 0.16225 |  | 2977
9590 | OILFIELDS 11037006 | 182391103 | OILFIELDS 1103 | 7006 | TRUE | 11204.5058 | 0 | 0 | 42 | 6.1931e-05 | 2722 | 240.1753 | 1567 | 0.027015 | 1514 | 1.1346 | 0 | 2622
9570 | SWIFT 2102889948 | 83392102 | SWIFT 2102 | 889948 | TRUE | 2120.3673 | 706.8877 | 0.39284 | 8 | 7.9649e-05 | 2217 | 479.8183 | 1216 | 0.026886 | 1515 | 0.21509 |  | 3380
9335 | SAN MIGUEL 1106N34 | 182661106 | SAN MIGUEL 1106 | N34 | FALSE | 22008.9702 | 6041.6356 | 3.3575 | 62 | 9.4539e-05 | 1778 | 242.6816 | 1560 | 0.02675 | 1516 | 1.6585 | 0 | 2638
8060 | MONTE RIO 1112120 | 42811112 | MONTE RIO 1112 | 120 | FALSE | 10326.1868 | 10326.1868 | 5.7386 | 67 | 0.00021509 | 341 | 93.788 | 1989 | 0.026687 | 1517 | 1.788 | 79.25 | 50
2780 | HIGHLANDS 1102CB | 43361102 | HIGHLANDS 1102 | CB | FALSE | 11922.4207 | 11922.4207 | 6.6257 | 78 | 6.4644e-05 | 2617 | 270.2338 | 1497 | 0.026652 | 1518 | 2.0789 | 0.11 | 1413
5253 | HOOPA 110182542 | 192401101 | HOOPA 1101 | 82542 | FALSE | 24330.9579 | 19513.0606 | 10.8441 | 150 | 0.00024689 | 227 | 125.8806 | 1856 | 0.026646 | 1519 | 3.9969 | 0.25 | 1073
9493 | BRUNSWICK 1103904574 | 152481103 | BRUNSWICK 1103 | 904574 | FALSE | 2518.7659 | 2518.7659 | 1.3998 | 25 | 0.0002218 | 312 | 119.8467 | 1870 | 0.026628 | 1520 | 0.6657 |  | 3362
2834 | WILLOW PASS 1101CB | 13911101 | WILLOW PASS 1101 | CB | FALSE | 10055.4219 | 1899.3733 | 1.0555 | 75 | 5.022e-05 | 3033 | 198.6367 | 1643 | 0.026552 | 1521 | 1.9914 | 0.04 | 2084
4322 | WYANDOTTE 11095973 | 102911109 | WYANDOTTE 1109 | 5973 | TRUE | 3972.7876 | 138.2354 | 0.076822 | 35 | 0.00011259 | 1351 | 248.9959 | 1541 | 0.026544 | 1522 | 0.92904 |  | 2881
9896 | PUEBLO 2102773926 | 43292102 | PUEBLO 2102 | 773926 | TRUE | 3395.2146 | 706.7417 | 0.39276 | 25 | 7.9069e-05 | 2232 | 668.6259 | 1044 | 0.026524 | 1523 | 0.66311 |  | 3448
7392 | WINDSOR 1103CB | 43501103 | WINDSOR 1103 | CB | TRUE | 8832.9668 | 0 | 0 | 64 | 0.00011152 | 1384 | 254.8686 | 1534 | 0.026458 | 1524 | 1.6933 |  | 3122
7312 | PEABODY 2113CB | 63642113 | PEABODY 2113 | CB | TRUE | 8317.4057 | 587.3881 | 0.32643 | 40 | 7.0186e-05 | 2464 | 270.6989 | 1494 | 0.026426 | 1525 | 1.057 | 2.37 | 608
5020 | BONNIE NOOK 1101CB | 152301101 | BONNIE NOOK 1101 | CB | FALSE | 23251.1044 | 23251.1044 | 12.9214 | 153 | 0.00019229 | 432 | 98.7244 | 1962 | 0.026396 | 1526 | 4.0386 | 44.02 | 163
2080 | NEWBURG 11313446 | 192151131 | NEWBURG 1131 | 3446 | TRUE | 13148.5405 | 475.0126 | 0.26398 | 87 | 0.00014693 | 773 | 117.907 | 1882 | 0.026372 | 1527 | 2.2944 | 0.23 | 1108
5621 | FORT ROSS 112137326 | 42851121 | FORT ROSS 1121 | 37326 | FALSE | 8213.253 | 8213.253 | 4.5644 | 31 | 5.9994e-05 | 2777 | 369.1163 | 1338 | 0.026358 | 1528 | 0.8171 | 0.04 | 2195
7707 | SUMMIT 110148632 | 152591101 | SUMMIT 1101 | 48632 | FALSE | 4391.6286 | 4391.6286 | 2.4406 | 38 | 0.00010681 | 1483 | 115.1661 | 1895 | 0.026323 | 1529 | 1.0003 | 0.07 | 1766
4086 | WEST POINT 110236676 | 163201102 | WEST POINT 1102 | 36676 | FALSE | 27305.8877 | 27305.8877 | 15.1748 | 173 | 8.1258e-05 | 2175 | 346.1968 | 1376 | 0.026145 | 1530 | 4.5232 | 34.1 | 217
3634 | CHALLENGE 11021902 | 103201102 | CHALLENGE 1102 | 1902 | FALSE | 7840.3138 | 7840.3138 | 4.3571 | 44 | 0.00013679 | 909 | 253.4699 | 1535 | 0.026064 | 1531 | 1.1468 | 31.9 | 227
5849 | HOPLAND 11011100 | 42251101 | HOPLAND 1101 | 1100 | FALSE | 10937.7288 | 5979.935 | 3.3232 | 68 | 8.9766e-05 | 1920 | 293.7962 | 1457 | 0.026059 | 1532 | 1.772 | 0.03 | 2389
9887 | NOVATO 1104676060 | 42211104 | NOVATO 1104 | 676060 | TRUE | 1407.162 | 722.7771 | 0.40167 | 9 | 0.00025905 | 197 | 109.1 | 1913 | 0.026046 | 1533 | 0.23441 |  | 3446
6186 | CALAVERAS CEMENT 110111188 | 162211101 | CALAVERAS CEMENT 1101 | 11188 | FALSE | 48202.5217 | 48202.5217 | 26.7878 | 294 | 0.00012846 | 1041 | 211.2891 | 1617 | 0.02599 | 1534 | 7.641 | 0.06 | 1852
6575 | CLARK ROAD 110247006 | 103091102 | CLARK ROAD 1102 | 47006 | FALSE | 7194.664 | 7194.664 | 3.9983 | 51 | 0.00041526 | 65 | 106.8362 | 1923 | 0.025936 | 1535 | 1.3227 | 0.13 | 1347
5041 | MARTELL 1103CB | 163011103 | MARTELL 1103 | CB | FALSE | 10088.6649 | 2844.8661 | 1.581 | 76 | 0.00011862 | 1213 | 152.4537 | 1770 | 0.025924 | 1536 | 1.9702 | 0.01 | 2606
7535 | PARADISE 11042034 | 102831104 | PARADISE 1104 | 2034 | FALSE | 17672.0047 | 17659.7087 | 9.8141 | 99 | 0.00023619 | 258 | 172.9141 | 1707 | 0.025842 | 1537 | 2.5583 | 0.4 | 942
3586 | PENRYN 1107346 | 152561107 | PENRYN 1107 | 346 | FALSE | 40386.1099 | 22629.4944 | 12.576 | 309 | 0.00013985 | 869 | 232.58 | 1582 | 0.025706 | 1538 | 7.9433 | 0.07 | 1770
8624 | JESSUP 11012839 | 103441101 | JESSUP 1101 | 2839 | FALSE | 2358.3859 | 2358.3859 | 1.3106 | 20 | 0.00011836 | 1220 | 279.5294 | 1473 | 0.02569 | 1539 | 0.5138 | 0.07 | 1683
2763 | GOLDTREE 1108CB | 182581108 | GOLDTREE 1108 | CB | FALSE | 7803.1232 | 3646.1026 | 2.0263 | 50 | 6.1558e-05 | 2731 | 249.9677 | 1540 | 0.025673 | 1540 | 1.2836 | 0.06 | 1893
9750 | COVELO 1101430286 | 43061101 | COVELO 1101 | 430286 | FALSE | 8696.3655 | 5942.5051 | 3.3024 | 13 | 7.0159e-05 | 2468 | 482.818 | 1213 | 0.025652 | 1541 | 0.33348 |  | 3410
8494 | BRENTWOOD 2105502672 | 14592105 | BRENTWOOD 2105 | 502672 | FALSE | 30486.256 | 2285.3291 | 1.27 | 127 | 5.9745e-05 | 2781 | 641.4967 | 1071 | 0.025636 | 1542 | 3.2558 | 0.03 | 2388
5780 | GREEN VALLEY 210111054 | 83192101 | GREEN VALLEY 2101 | 11054 | FALSE | 41601.4757 | 39167.0021 | 21.7664 | 272 | 0.00015629 | 682 | 157.984 | 1754 | 0.025605 | 1543 | 6.9646 | 1.82 | 640
5526 | LLAGAS 2107XR188 | 83182107 | LLAGAS 2107 | XR188 | TRUE | 5000.7034 | 608.151 | 0.33797 | 43 | 0.00010266 | 1579 | 145.3531 | 1791 | 0.025596 | 1544 | 1.1006 | 0.05 | 1999
3427 | COTATI 1105616 | 42271105 | COTATI 1105 | 616 | FALSE | 49320.745 | 4247.523 | 2.3605 | 198 | 8.18e-05 | 2160 | 268.44 | 1503 | 0.025585 | 1545 | 5.0659 | 0.02 | 2449
9956 | CLARKSVILLE 2109781566 | 153612109 | CLARKSVILLE 2109 | 781566 | FALSE | 1246.3402 | 1113.5139 | 0.61882 | 11 | 0.00014318 | 824 | 155.6264 | 1762 | 0.025518 | 1546 | 0.28069 |  | 3459
1199 | BEAR VALLEY 21059560 | 252192105 | BEAR VALLEY 2105 | 9560 | FALSE | 35435.963 | 35435.963 | 19.6929 | 226 | 5.282e-05 | 2976 | 582.977 | 1120 | 0.025353 | 1547 | 5.7297 | 0.31 | 1001
4849 | ELECTRA 11017104 | 162161101 | ELECTRA 1101 | 7104 | FALSE | 19430.6652 | 19430.6652 | 10.7983 | 148 | 0.0001151 | 1296 | 163.538 | 1738 | 0.025302 | 1548 | 3.7447 | 13.46 | 365
4914 | JESSUP 11019002 | 103441101 | JESSUP 1101 | 9002 | FALSE | 9863.4451 | 1568.4919 | 0.87166 | 74 | 0.0001072 | 1468 | 178.96 | 1685 | 0.025292 | 1549 | 1.8716 | 0.04 | 2144
6329 | SILVERADO 2102636 | 43432102 | SILVERADO 2102 | 636 | FALSE | 10208.6635 | 8793.2474 | 4.8867 | 81 | 0.00012369 | 1126 | 135.9278 | 1827 | 0.025287 | 1550 | 2.0483 | 0.41 | 940
7235 | BRIDGEVILLE 110137484 | 192461101 | BRIDGEVILLE 1101 | 37484 | FALSE | 15938.0756 | 12688.6958 | 7.0515 | 74 | 0.0001949 | 416 | 197.6391 | 1647 | 0.025267 | 1551 | 1.8698 | 3.58 | 540
4335 | UKIAH 1114844294 | 42771114 | UKIAH 1114 | 844294 | FALSE | 9847.8884 | 3879.784 | 2.1561 | 55 | 0.0001067 | 1485 | 276.8057 | 1480 | 0.025242 | 1552 | 1.3883 |  | 2882
5817 | TIVY VALLEY 110737522 | 252941107 | TIVY VALLEY 1107 | 37522 | TRUE | 4999.5672 | 833.6297 | 0.46328 | 43 | 3.7339e-05 | 3307 | 997.9464 | 835 | 0.025221 | 1553 | 1.0845 | 0.42 | 937
402 | REDBUD 1102922 | 43191102 | REDBUD 1102 | 922 | FALSE | 12634.8407 | 12589.4258 | 6.9964 | 84 | 5.9231e-05 | 2798 | 352.2884 | 1369 | 0.025187 | 1554 | 2.1157 | 0.06 | 1854
4837 | SAN LUIS OBISPO 1104V46 | 182631104 | SAN LUIS OBISPO 1104 | V46 | FALSE | 33477.4498 | 32077.3964 | 17.8265 | 206 | 6.5385e-05 | 2604 | 359.6086 | 1354 | 0.025184 | 1555 | 5.1879 | 0.58 | 860
6418 | DUNLAP 1102CB | 254061102 | DUNLAP 1102 | CB | FALSE | 10840.0956 | 10840.0956 | 6.0242 | 79 | 5.5221e-05 | 2906 | 463.403 | 1231 | 0.025156 | 1556 | 1.9873 | 0 | 2629
8607 | ANNAPOLIS 1101608 | 42861101 | ANNAPOLIS 1101 | 608 | FALSE | 28658.1175 | 28658.1175 | 15.9263 | 74 | 9.5295e-05 | 1755 | 248.4816 | 1545 | 0.025135 | 1557 | 1.86 | 0.18 | 1210
8805 | FRUITLAND 114293234 | 192311142 | FRUITLAND 1142 | 93234 | FALSE | 18471.7273 | 18471.7273 | 10.2654 | 96 | 0.0002481 | 222 | 135.7036 | 1830 | 0.025062 | 1558 | 2.4059 | 7.72 | 442
3300 | FULTON 1102CB | 42561102 | FULTON 1102 | CB | TRUE | 6358.3504 | 326.8592 | 0.18165 | 48 | 0.00010128 | 1621 | 121.8474 | 1865 | 0.025061 | 1559 | 1.2029 | 0.07 | 1754
4515 | GIRVAN 11019732 | 103401101 | GIRVAN 1101 | 9732 | FALSE | 33758.8908 | 33758.8908 | 18.7609 | 267 | 0.00010167 | 1613 | 282.8705 | 1469 | 0.025046 | 1560 | 6.6872 | 4.84 | 504
602 | STAFFORD 1102524 | 43201102 | STAFFORD 1102 | 524 | FALSE | 20718.9245 | 9871.5042 | 5.4859 | 162 | 9.4892e-05 | 1769 | 289.834 | 1464 | 0.02502 | 1561 | 4.0533 | 3.23 | 553
6121 | OTTER 110263868 | 182941102 | OTTER 1102 | 63868 | FALSE | 25546.2406 | 25546.2406 | 14.1969 | 171 | 8.8626e-05 | 1968 | 190.8082 | 1660 | 0.024964 | 1562 | 4.2689 | 0.04 | 2158
4102 | SPAULDING 1101578852 | 152251101 | SPAULDING 1101 | 578852 | FALSE | 38890.7673 | 33210.6867 | 18.4563 | 173 | 9.1712e-05 | 1853 | 190.7466 | 1661 | 0.024946 | 1563 | 4.3156 | 0 | 2630
9390 | COAST RD 04015134 | 88820401 | COAST RD 0401 | 5134 | FALSE | 4886.1695 | 1018.6198 | 0.56608 | 23 | 6.0194e-05 | 2767 | 173.1479 | 1703 | 0.024922 | 1564 | 0.57321 | 0.02 | 2554
9959 | BRIDGEVILLE 1102384530 | 192461102 | BRIDGEVILLE 1102 | 384530 | FALSE | 6144.6716 | 6144.6716 | 3.4148 | 12 | 0.00011661 | 1259 | 223.8048 | 1598 | 0.024779 | 1565 | 0.29735 |  | 3460
2322 | KANAKA 11011034 | 103221101 | KANAKA 1101 | 1034 | FALSE | 17942.0463 | 17942.0463 | 9.971 | 80 | 8.3104e-05 | 2129 | 308.8782 | 1434 | 0.024689 | 1566 | 1.9751 | 37.44 | 201
5230 | BANGOR 11011806 | 103191101 | BANGOR 1101 | 1806 | FALSE | 6482.8365 | 6482.8365 | 3.6027 | 17 | 0.00015564 | 687 | 310.6981 | 1431 | 0.024567 | 1567 | 0.41764 | 0.08 | 1588
4084 | JOLON 11027040 | 182981102 | JOLON 1102 | 7040 | FALSE | 36891.8795 | 33515.8907 | 18.6259 | 119 | 0.00010008 | 1645 | 276.795 | 1481 | 0.02433 | 1568 | 2.8953 | 0.03 | 2398
7751 | MIWUK 17018050 | 163661701 | MIWUK 1701 | 8050 | FALSE | 19488.3045 | 19488.3045 | 10.8303 | 137 | 6.4562e-05 | 2624 | 296.266 | 1454 | 0.024311 | 1569 | 3.3307 | 82.85 | 41
10676 | KERN OIL 1106397902 | 252721106 | KERN OIL 1106 | 397902 | TRUE | 2608.3236 | 717.5326 | 0.39876 | 9 | 1.8967e-05 | 3553 | 1301.6353 | 682 | 0.024302 | 1570 | 0.21872 |  | 3589
5615 | ELECTRA 110161816 | 162161101 | ELECTRA 1101 | 61816 | FALSE | 37826.9874 | 37826.9874 | 21.0217 | 228 | 9.0781e-05 | 1889 | 261.0762 | 1521 | 0.0243 | 1571 | 5.5405 | 0.1 | 1458
801 | OCEANO 1102CB | 182601102 | OCEANO 1102 | CB | FALSE | 26239.5079 | 25449.7716 | 14.1433 | 183 | 5.9389e-05 | 2793 | 407.261 | 1290 | 0.024236 | 1572 | 4.4352 | 0.24 | 1103
8403 | MOLINO 1101472660 | 42571101 | MOLINO 1101 | 472660 | FALSE | 2333.6937 | 2333.6937 | 1.2969 | 18 | 0.00011189 | 1371 | 307.8995 | 1436 | 0.024226 | 1573 | 0.43606 |  | 3221
4244 | BRUNSWICK 1104CB | 152481104 | BRUNSWICK 1104 | CB | TRUE | 2139.8633 | 621.7387 | 0.34552 | 28 | 0.00025903 | 198 | 63.383 | 2133 | 0.024194 | 1574 | 0.67743 | 1.36 | 681
10152 | SPENCE 1102321000 | 182201102 | SPENCE 1102 | 321000 | FALSE | 4053.5113 | 2330.3266 | 1.295 | 13 | 3.5425e-05 | 3341 | 465.5516 | 1229 | 0.024187 | 1575 | 0.31443 |  | 3503
3391 | COTATI 1105734248 | 42271105 | COTATI 1105 | 734248 | TRUE | 774.6582 | 774.6582 | 0.4305 | 9 | 9.7301e-05 | 1706 | 238.3995 | 1571 | 0.024166 | 1576 | 0.2175 |  | 2824
9545 | WYANDOTTE 110942650 | 102911109 | WYANDOTTE 1109 | 42650 | FALSE | 4322.5083 | 1459.6214 | 0.81116 | 37 | 0.00018107 | 502 | 100.7676 | 1951 | 0.024082 | 1577 | 0.89104 | 0.04 | 2229
4392 | CLARK ROAD 110290548 | 103091102 | CLARK ROAD 1102 | 90548 | FALSE | 28870.4925 | 28870.4925 | 16.0443 | 168 | 0.00013973 | 872 | 196.9334 | 1651 | 0.024003 | 1578 | 4.0325 | 0.67 | 811
9548 | FROGTOWN 1702224708 | 163451702 | FROGTOWN 1702 | 224708 | FALSE | 1049.1603 | 1033.1582 | 0.57416 | 9 | 0.00015636 | 681 | 235.0194 | 1578 | 0.02399 | 1579 | 0.21591 |  | 3374
2473 | COLUMBIA HILL 110135424 | 152471101 | COLUMBIA HILL 1101 | 35424 | FALSE | 22308.0719 | 22308.0719 | 12.3973 | 147 | 0.00020736 | 374 | 171.1392 | 1711 | 0.023757 | 1580 | 3.4923 | 74.11 | 58
3207 | SHADY GLEN 110151696 | 152431101 | SHADY GLEN 1101 | 51696 | FALSE | 32551.2584 | 28077.2635 | 15.6035 | 238 | 0.00017871 | 514 | 165.4297 | 1734 | 0.023753 | 1581 | 5.6532 | 0.86 | 763
7684 | PETALUMA C 1109738866 | 42631109 | PETALUMA C 1109 | 738866 | FALSE | 4335.7412 | 3280.2516 | 1.8229 | 28 | 6.3795e-05 | 2653 | 268.4844 | 1502 | 0.023732 | 1582 | 0.66451 | 0.1 | 1506
10885 | MORGAN HILL 2111940112 | 83242111 | MORGAN HILL 2111 | 940112 | TRUE | 489.7385 | 455.0253 | 0.25287 | 2 | 5.8767e-05 | 2813 | 268.9489 | 1500 | 0.023701 | 1583 | 0.047401 |  | 3616
10683 | SAN BERNARD 1101438074 | 253191101 | SAN BERNARD 1101 | 438074 | TRUE | 2039.2275 | 516.2478 | 0.2869 | 6 | 3.2276e-05 | 3397 | 1470.0727 | 606 | 0.023646 | 1584 | 0.14187 |  | 3592
274 | GEYSERVILLE 1102350 | 42891102 | GEYSERVILLE 1102 | 350 | FALSE | 31334.246 | 8365.2365 | 4.6488 | 194 | 8.9262e-05 | 1940 | 270.3135 | 1496 | 0.023632 | 1585 | 4.5846 | 0.09 | 1536
6780 | FOOTHILL 1102CB | 182951102 | FOOTHILL 1102 | CB | FALSE | 15763.1114 | 12699.351 | 7.0575 | 97 | 5.9509e-05 | 2789 | 274.1428 | 1486 | 0.023627 | 1586 | 2.2918 | 0.1 | 1488
5469 | FROGTOWN 1701L3361 | 163451701 | FROGTOWN 1701 | L3361 | FALSE | 3015.6838 | 3015.6838 | 1.6759 | 21 | 6.3649e-05 | 2658 | 377.9344 | 1325 | 0.023616 | 1587 | 0.49595 | 0.09 | 1563
279 | GEYSERVILLE 1101122 | 42891101 | GEYSERVILLE 1101 | 122 | FALSE | 11125.688 | 2112.7276 | 1.1741 | 54 | 6.2796e-05 | 2689 | 203.6365 | 1635 | 0.023602 | 1588 | 1.2745 | 0.03 | 2263
1737 | FORT BRAGG A 110195294 | 42761101 | FORT BRAGG A 1101 | 95294 | FALSE | 43494.7194 | 43494.7194 | 24.1715 | 186 | 0.00012237 | 1142 | 194.7256 | 1654 | 0.023449 | 1589 | 4.3615 | 0.05 | 2049
1091 | COLUMBIA HILL 1101764 | 152471101 | COLUMBIA HILL 1101 | 764 | FALSE | 23643.468 | 23643.468 | 13.1395 | 146 | 0.00012366 | 1128 | 171.5032 | 1710 | 0.023389 | 1590 | 3.4148 | 57.88 | 95
9377 | COVELO 1101516510 | 43061101 | COVELO 1101 | 516510 | FALSE | 13673.0725 | 6073.3479 | 3.3752 | 73 | 9.3061e-05 | 1818 | 270.871 | 1493 | 0.02337 | 1591 | 1.706 |  | 3347
2700 | PINE GROVE 11023172 | 163751102 | PINE GROVE 1102 | 3172 | FALSE | 60635.9905 | 60635.9905 | 33.6974 | 448 | 0.00020312 | 385 | 59.0594 | 2161 | 0.023346 | 1592 | 10.4588 | 67.49 | 73
10187 | LLAGAS 2105154256 | 83182105 | LLAGAS 2105 | 154256 | TRUE | 446.5228 | 430.6088 | 0.2393 | 2 | 0.00011705 | 1248 | 293.424 | 1459 | 0.023318 | 1593 | 0.046636 |  | 3510
8561 | FROGTOWN 1702307998 | 163451702 | FROGTOWN 1702 | 307998 | TRUE | 911.4775 | 895.4026 | 0.49761 | 6 | 0.00010251 | 1588 | 237.8428 | 1573 | 0.023314 | 1594 | 0.13989 |  | 3235
4078 | PENNGROVE 1101170 | 43471101 | PENNGROVE 1101 | 170 | FALSE | 33470.2158 | 28905.2433 | 16.0636 | 223 | 9.0997e-05 | 1881 | 278.3702 | 1476 | 0.023285 | 1595 | 5.1925 | 10.49 | 396
7270 | LAKEVILLE 1102347280 | 43371102 | LAKEVILLE 1102 | 347280 | FALSE | 20187.7037 | 12761.9341 | 7.0922 | 99 | 7.6036e-05 | 2307 | 290.5041 | 1463 | 0.023256 | 1596 | 2.3024 |  | 3109
2895 | ALHAMBRA 11058302 | 14101105 | ALHAMBRA 1105 | 8302 | FALSE | 13154.2224 | 13154.2224 | 7.3102 | 83 | 9.5232e-05 | 1760 | 244.7794 | 1556 | 0.023206 | 1597 | 1.9261 | 0.09 | 1552
9502 | WILLOW CREEK 11033090 | 192171103 | WILLOW CREEK 1103 | 3090 | FALSE | 17393.6531 | 17393.6531 | 9.6662 | 58 | 0.00018901 | 447 | 142.6437 | 1798 | 0.023177 | 1598 | 1.3443 | 0.06 | 1843
6394 | ORO FINO 11022040 | 103031102 | ORO FINO 1102 | 2040 | FALSE | 14724.8662 | 14724.8662 | 8.1831 | 21 | 0.00015655 | 679 | 141.5532 | 1807 | 0.023168 | 1599 | 0.48652 | 17.99 | 328
2990 | HICKS 2101XR548 | 83432101 | HICKS 2101 | XR548 | FALSE | 14288.8839 | 2708.1629 | 1.505 | 95 | 8.7871e-05 | 1987 | 271.2652 | 1492 | 0.023159 | 1600 | 2.2001 | 0.04 | 2088
633 | RACETRACK 170310870 | 163761703 | RACETRACK 1703 | 10870 | FALSE | 4188.8092 | 3071.5505 | 1.707 | 28 | 0.00010127 | 1622 | 246.1327 | 1549 | 0.023077 | 1601 | 0.64616 | 0.04 | 2108
4692 | PINE GROVE 11023168 | 163751102 | PINE GROVE 1102 | 3168 | FALSE | 48228.3961 | 48228.3961 | 26.8021 | 285 | 0.00015583 | 684 | 176.2133 | 1695 | 0.023045 | 1602 | 6.5678 | 0.24 | 1095
10488 | HALF MOON BAY 1103531594 | 24101103 | HALF MOON BAY 1103 | 531594 | FALSE | 4284.5499 | 3998.7287 | 2.2222 | 25 | 5.9727e-05 | 2782 | 338.5434 | 1391 | 0.022917 | 1603 | 0.57293 |  | 3558
1419 | CURTIS 17048140 | 163351704 | CURTIS 1704 | 8140 | FALSE | 42456.9039 | 42456.9039 | 23.5947 | 260 | 8.2014e-05 | 2153 | 273.2886 | 1487 | 0.022915 | 1604 | 5.958 | 41.27 | 178
5050 | ATASCADERO 1101A22 | 182541101 | ATASCADERO 1101 | A22 | TRUE | 21048.1737 | 0 | 0 | 167 | 6.0117e-05 | 2769 | 362.8063 | 1349 | 0.022889 | 1605 | 3.8224 | 0.03 | 2288
10722 | TASSAJARA 2103557000 | 14662103 | TASSAJARA 2103 | 557000 | TRUE | 398.6933 | 335.0317 | 0.18619 | 3 | 0.00012959 | 1015 | 348.9375 | 1373 | 0.022855 | 1606 | 0.068564 |  | 3596
4033 | GANSNER 11012006 | 103021101 | GANSNER 1101 | 2006 | FALSE | 27571.1883 | 27571.1883 | 15.3222 | 151 | 6.0918e-05 | 2751 | 384.5024 | 1313 | 0.022834 | 1607 | 3.4479 | 0.22 | 1125
5518 | BIG BEND 1101641808 | 103751101 | BIG BEND 1101 | 641808 | FALSE | 41435.7029 | 41435.7029 | 23.0272 | 234 | 0.00014735 | 768 | 181.2789 | 1681 | 0.022822 | 1608 | 5.3404 | 0.36 | 973
8814 | CLAY 11037142 | 163341103 | CLAY 1103 | 7142 | FALSE | 24816.4121 | 6275.5413 | 3.4875 | 100 | 7.7237e-05 | 2282 | 356.2375 | 1361 | 0.022773 | 1609 | 2.2773 | 0.03 | 2276
9514 | HALF MOON BAY 110258448 | 24101102 | HALF MOON BAY 1102 | 58448 | FALSE | 7774.1256 | 7141.1012 | 3.9685 | 22 | 8.8643e-05 | 1966 | 261.6309 | 1519 | 0.022766 | 1610 | 0.50086 |  | 3368
4404 | EEL RIVER 1102630456 | 192381102 | EEL RIVER 1102 | 630456 | FALSE | 8616.6169 | 8616.6169 | 4.7885 | 37 | 0.00023208 | 277 | 84.9164 | 2030 | 0.022761 | 1611 | 0.84216 |  | 2888
9626 | SAUSALITO 110284278 | 42491102 | SAUSALITO 1102 | 84278 | FALSE | 2506.1692 | 2490.1671 | 1.3839 | 18 | 7.3083e-05 | 2392 | 245.6104 | 1553 | 0.022717 | 1612 | 0.4089 | 2.62 | 594
5345 | ELK 11011300 | 42981101 | ELK 1101 | 1300 | FALSE | 15995.4516 | 5711.2619 | 3.1739 | 64 | 8.5201e-05 | 2052 | 259.4524 | 1525 | 0.02261 | 1613 | 1.447 | 0.01 | 2613
3272 | KESWICK 11019712 | 103451101 | KESWICK 1101 | 9712 | FALSE | 29909.7326 | 29909.7326 | 16.6218 | 214 | 0.00017251 | 547 | 156.1721 | 1761 | 0.022607 | 1614 | 4.838 | 0.65 | 825
7529 | EEL RIVER 11021902 | 192381102 | EEL RIVER 1102 | 1902 | FALSE | 11685.375 | 10562.7391 | 5.8701 | 43 | 0.00014928 | 746 | 134.194 | 1834 | 0.022585 | 1615 | 0.97115 | 0.08 | 1666
9292 | PUEBLO 2102895310 | 43292102 | PUEBLO 2102 | 895310 | TRUE | 4366.1321 | 592.9592 | 0.32953 | 31 | 6.4236e-05 | 2637 | 241.124 | 1565 | 0.022565 | 1616 | 0.69951 |  | 3336
3684 | VASCO 1102MR178 | 13751102 | VASCO 1102 | MR178 | FALSE | 21546.6859 | 2579.6297 | 1.4336 | 117 | 6.7557e-05 | 2547 | 427.86 | 1263 | 0.022562 | 1617 | 2.6398 |  | 2847
6059 | RINCON 1103198 | 43321103 | RINCON 1103 | 198 | FALSE | 10335.8179 | 10335.8179 | 5.744 | 62 | 0.0001183 | 1224 | 193.0004 | 1658 | 0.02256 | 1618 | 1.3987 | 41.1 | 181
8232 | FOOTHILL 1101251688 | 182951101 | FOOTHILL 1101 | 251688 | FALSE | 12475.4445 | 11233.7101 | 6.2429 | 68 | 7.4101e-05 | 2355 | 394.4035 | 1300 | 0.022486 | 1619 | 1.5291 |  | 3207
9659 | CAMBRIA 1101858200 | 182771101 | CAMBRIA 1101 | 858200 | FALSE | 9571.0308 | 9200.2096 | 5.1129 | 31 | 6.601e-05 | 2588 | 330.1244 | 1397 | 0.022446 | 1620 | 0.69582 |  | 3395
5819 | COTTONWOOD 110359128 | 102931103 | COTTONWOOD 1103 | 59128 | FALSE | 11301.2737 | 1201.9482 | 0.66796 | 65 | 0.00010017 | 1639 | 414.1368 | 1279 | 0.022397 | 1621 | 1.4558 |  | 2980
9234 | WILDWOOD 110185112 | 103611101 | WILDWOOD 1101 | 85112 | FALSE | 10932.2503 | 10932.2503 | 6.0754 | 54 | 7.2027e-05 | 2417 | 306.4662 | 1437 | 0.022386 | 1622 | 1.2088 | 0.07 | 1740
2051 | LAYTONVILLE 1101518 | 42681101 | LAYTONVILLE 1101 | 518 | FALSE | 36303.8238 | 4840.0159 | 2.6898 | 165 | 0.0001564 | 680 | 133.4232 | 1837 | 0.02237 | 1623 | 3.6911 | 0.31 | 1002
4400 | CALISTOGA 1102769230 | 42711102 | CALISTOGA 1102 | 769230 | FALSE | 27505.7293 | 17732.852 | 9.8547 | 160 | 0.00011179 | 1372 | 159.0323 | 1749 | 0.022338 | 1624 | 3.574 | 0.28 | 1034
1232 | VOLTA 110237350 | 102541102 | VOLTA 1102 | 37350 | FALSE | 39069.9006 | 39069.9006 | 21.7124 | 255 | 7.6956e-05 | 2287 | 360.2031 | 1353 | 0.02227 | 1625 | 5.6788 | 13.94 | 359
1076 | MC ARTHUR 1101648698 | 103491101 | MC ARTHUR 1101 | 648698 | FALSE | 30462.3699 | 17135.0454 | 9.5225 | 173 | 2.2209e-05 | 3516 | 1031.0161 | 807 | 0.022255 | 1626 | 3.85 |  | 2707
6771 | HALSEY 1102CB | 152241102 | HALSEY 1102 | CB | FALSE | 12882.1278 | 12682.5013 | 7.0481 | 86 | 0.00028932 | 141 | 75.4177 | 2064 | 0.022172 | 1627 | 1.9068 | 0.07 | 1701
1966 | GARBERVILLE 11011514 | 192221101 | GARBERVILLE 1101 | 1514 | FALSE | 23767.6372 | 23767.6372 | 13.2085 | 123 | 0.0005607 | 23 | 46.0416 | 2239 | 0.022168 | 1628 | 2.7266 | 0.07 | 1675
7554 | SAN LUIS OBISPO 1105512313 | 182631105 | SAN LUIS OBISPO 1105 | 512313 | TRUE | 1333.0799 | 785.9125 | 0.43676 | 10 | 3.7023e-05 | 3314 | 418.9141 | 1273 | 0.022063 | 1629 | 0.22063 |  | 3136
6120 | PUEBLO 2103895784 | 43292103 | PUEBLO 2103 | 895784 | FALSE | 16727.2163 | 12538.91 | 6.9683 | 110 | 8.3743e-05 | 2101 | 275.8868 | 1483 | 0.022046 | 1630 | 2.4251 |  | 3006
63 | CORRAL 110175204 | 162991101 | CORRAL 1101 | 75204 | FALSE | 29879.1855 | 1376.4738 | 0.76495 | 130 | 8.0747e-05 | 2187 | 212.0292 | 1614 | 0.021935 | 1631 | 2.8515 | 0.01 | 2584
9574 | MONROE 2103848530 | 43302103 | MONROE 2103 | 848530 | TRUE | 2567.2359 | 715.3706 | 0.39756 | 17 | 9.0059e-05 | 1909 | 263.7059 | 1513 | 0.021849 | 1632 | 0.37143 |  | 3381
7210 | WEST POINT 110234416 | 163201102 | WEST POINT 1102 | 34416 | FALSE | 16821.5127 | 16821.5127 | 9.3483 | 113 | 8.8542e-05 | 1971 | 264.2059 | 1510 | 0.021823 | 1633 | 2.466 | 42.3 | 170
2105 | WEST POINT 1102CB | 163201102 | WEST POINT 1102 | CB | FALSE | 28620.471 | 28620.471 | 15.9054 | 195 | 0.00020845 | 368 | 153.8768 | 1765 | 0.02173 | 1634 | 4.2374 | 37.1 | 202
6954 | WYANDOTTE 1110144140 | 102911110 | WYANDOTTE 1110 | 144140 | TRUE | 2469.4129 | 417.0111 | 0.23175 | 20 | 0.00015373 | 713 | 178.8701 | 1686 | 0.021719 | 1635 | 0.43439 |  | 3076
9884 | ELK 1101311906 | 42981101 | ELK 1101 | 311906 | FALSE | 1528.1122 | 1112.4459 | 0.61822 | 12 | 0.00010712 | 1471 | 200.1105 | 1641 | 0.021675 | 1636 | 0.2601 |  | 3445
1046 | GARBERVILLE 11028652 | 192221102 | GARBERVILLE 1102 | 8652 | FALSE | 21158.9046 | 21158.9046 | 11.7587 | 114 | 0.0003142 | 113 | 77.6007 | 2059 | 0.021633 | 1637 | 2.4661 | 8.55 | 422
3164 | BRUNSWICK 11062416 | 152481106 | BRUNSWICK 1106 | 2416 | FALSE | 50020.1074 | 46563.0328 | 25.8766 | 360 | 0.00016423 | 598 | 156.2016 | 1760 | 0.021547 | 1638 | 7.7569 | 0.56 | 863
3168 | LUCERNE 1103630 | 43351103 | LUCERNE 1103 | 630 | FALSE | 21891.4244 | 20012.2615 | 11.1215 | 154 | 9.5266e-05 | 1756 | 292.7922 | 1460 | 0.021529 | 1639 | 3.3154 | 0.13 | 1357
9831 | HALF MOON BAY 1101771258 | 24101101 | HALF MOON BAY 1101 | 771258 | TRUE | 308.3578 | 308.3578 | 0.17136 | 4 | 6.8099e-05 | 2532 | 427.9894 | 1262 | 0.021484 | 1640 | 0.085935 |  | 3432
8239 | FRUITLAND 11413902 | 192311141 | FRUITLAND 1141 | 3902 | FALSE | 8223.6344 | 8223.6344 | 4.5701 | 9 | 0.00018188 | 498 | 110.945 | 1907 | 0.021389 | 1641 | 0.1925 | 0.02 | 2480
4880 | CURTIS 1705CB | 163351705 | CURTIS 1705 | CB | FALSE | 22023.4026 | 21461.232 | 11.9267 | 163 | 0.00013265 | 967 | 170.2363 | 1715 | 0.021383 | 1642 | 3.4854 | 0.14 | 1316
1762 | VINEYARD 2108609690 | 14502108 | VINEYARD 2108 | 609690 | FALSE | 12043.451 | 7774.3071 | 4.3204 | 72 | 7.5587e-05 | 2321 | 321.8791 | 1411 | 0.021383 | 1643 | 1.5396 |  | 2744
7400 | CLARKSVILLE 21096502 | 153612109 | CLARKSVILLE 2109 | 6502 | FALSE | 6145.0425 | 1500.682 | 0.83398 | 52 | 0.00017025 | 561 | 88.4192 | 2012 | 0.021251 | 1644 | 1.1051 | 1.73 | 647
10207 | MONTE RIO 111159046 | 42811111 | MONTE RIO 1111 | 59046 | FALSE | 6015.5462 | 5641.1576 | 3.135 | 15 | 0.00010509 | 1522 | 101.9046 | 1945 | 0.021246 | 1645 | 0.31869 | 0.25 | 1078
4878 | PLACERVILLE 21069712 | 153082106 | PLACERVILLE 2106 | 9712 | FALSE | 39765.9579 | 39765.9579 | 22.0993 | 226 | 0.00014908 | 750 | 116.696 | 1890 | 0.021241 | 1646 | 4.8004 | 0.54 | 877
2046 | LINCOLN 11042072 | 153701104 | LINCOLN 1104 | 2072 | TRUE | 27455.5664 | 501.4668 | 0.27868 | 193 | 9.3699e-05 | 1804 | 181.6575 | 1679 | 0.021197 | 1647 | 4.091 | 0.03 | 2308
7243 | SILVERADO 2104708 | 43432104 | SILVERADO 2104 | 708 | FALSE | 7904.2269 | 6040.8568 | 3.3571 | 61 | 0.00013285 | 959 | 152.2948 | 1771 | 0.02118 | 1648 | 1.292 | 0.54 | 876
593 | BRUNSWICK 11021010 | 152481102 | BRUNSWICK 1102 | 1010 | FALSE | 71394.2707 | 71394.2707 | 39.6762 | 479 | 0.00011001 | 1412 | 172.5805 | 1708 | 0.021168 | 1649 | 10.1396 | 129.45 | 6
5896 | CHALLENGE 11015460 | 103201101 | CHALLENGE 1101 | 5460 | FALSE | 18980.3372 | 18980.3372 | 10.548 | 91 | 0.000114 | 1322 | 193.3663 | 1657 | 0.021116 | 1650 | 1.9215 | 41.43 | 176
9400 | BELL 110880680 | 152701108 | BELL 1108 | 80680 | FALSE | 2866.5185 | 1030.5857 | 0.57273 | 24 | 0.00023396 | 265 | 175.0191 | 1697 | 0.021095 | 1651 | 0.50627 | 0.04 | 2179
6134 | CALAVERAS CEMENT 110180930 | 162211101 | CALAVERAS CEMENT 1101 | 80930 | FALSE | 29528.4888 | 29528.4888 | 16.41 | 180 | 6.8218e-05 | 2529 | 304.5139 | 1442 | 0.021019 | 1652 | 3.7835 | 0.22 | 1126
5626 | WYANDOTTE 1103CB | 102911103 | WYANDOTTE 1103 | CB | TRUE | 11751.5136 | 394.0047 | 0.21896 | 100 | 0.00016594 | 582 | 73.1844 | 2079 | 0.021017 | 1653 | 2.1017 | 0.02 | 2416
5183 | ALTO 1125902 | 42031125 | ALTO 1125 | 902 | FALSE | 19453.8935 | 19453.8935 | 10.8112 | 83 | 9.1473e-05 | 1858 | 227.244 | 1592 | 0.020905 | 1654 | 1.7351 | 0.72 | 798
7644 | LLAGAS 2101783467 | 83182101 | LLAGAS 2101 | 783467 | FALSE | 16521.4957 | 16448.6096 | 9.141 | 61 | 8.018e-05 | 2201 | 245.1782 | 1554 | 0.020785 | 1655 | 1.2679 |  | 3145
7011 | MOUNTAIN QUARRIES 21011180 | 152282101 | MOUNTAIN QUARRIES 2101 | 1180 | FALSE | 20847.2086 | 20847.2086 | 11.5855 | 141 | 0.00012525 | 1094 | 118.9045 | 1874 | 0.020771 | 1656 | 2.9287 | 0.11 | 1417
11063 | APPLE HILL 1104814656 | 153661104 | APPLE HILL 1104 | 814656 | TRUE | 28.1252 | 28.1252 | 0.01563 | 1 | 0.00086571 | 4 | 23.8451 | 2401 | 0.020643 | 1657 | 0.020643 |  | 3634
9926 | BUCKS CREEK 1103CB | 102211103 | BUCKS CREEK 1103 | CB | FALSE | 3707.9332 | 3707.9332 | 2.0606 | 31 | 9.4015e-05 | 1792 | 320.4886 | 1415 | 0.020623 | 1658 | 0.63931 | 0.11 | 1444
3649 | FROGTOWN 1702812366 | 163451702 | FROGTOWN 1702 | 812366 | FALSE | 4450.8969 | 4421.1038 | 2.457 | 28 | 8.5129e-05 | 2055 | 149.7437 | 1778 | 0.020596 | 1659 | 0.57668 |  | 2843
9417 | DUNBAR 1102694641 | 43071102 | DUNBAR 1102 | 694641 | FALSE | 6527.852 | 6527.852 | 3.6277 | 49 | 7.3209e-05 | 2390 | 257.8416 | 1526 | 0.020553 | 1660 | 1.0071 |  | 3355
8194 | STANISLAUS 17017144 | 162821701 | STANISLAUS 1701 | 7144 | FALSE | 7491.0055 | 7491.0055 | 4.163 | 52 | 8.7335e-05 | 2005 | 376.542 | 1327 | 0.020479 | 1661 | 1.0649 | 0.36 | 967
10788 | FITCH MOUNTAIN 1111752596 | 42751111 | FITCH MOUNTAIN 1111 | 752596 | TRUE | 1041.1396 | 395.1334 | 0.21959 | 6 | 0.00010963 | 1418 | 256.5638 | 1530 | 0.020465 | 1662 | 0.12279 |  | 3606
3463 | WOODACRE 1102851 | 43021102 | WOODACRE 1102 | 851 | FALSE | 2029.0984 | 2029.0984 | 1.1276 | 14 | 0.00014146 | 845 | 190.4229 | 1662 | 0.020416 | 1663 | 0.28582 | 44.15 | 161
331 | WEST POINT 11024790 | 163201102 | WEST POINT 1102 | 4790 | FALSE | 52731.0383 | 52731.0383 | 29.3044 | 305 | 0.00011374 | 1325 | 232.2083 | 1584 | 0.020377 | 1664 | 6.2151 | 47.18 | 136
8939 | STELLING 111060080 | 83481110 | STELLING 1110 | 60080 | FALSE | 16285.3103 | 15418.9407 | 8.5688 | 64 | 0.00014044 | 864 | 185.0893 | 1672 | 0.020345 | 1665 | 1.3021 | 0.24 | 1091
5387 | PLACERVILLE 210611132 | 153082106 | PLACERVILLE 2106 | 11132 | FALSE | 69633.6958 | 69633.6958 | 38.6978 | 420 | 0.00012774 | 1054 | 197.2748 | 1649 | 0.020262 | 1666 | 8.5102 | 0.54 | 875
3326 | ORO FINO 110265932 | 103031102 | ORO FINO 1102 | 65932 | FALSE | 7276.7194 | 7276.7194 | 4.0439 | 48 | 0.00012509 | 1096 | 211.5152 | 1616 | 0.020219 | 1667 | 0.97052 | 64.62 | 78
7230 | PINE GROVE 110283098 | 163751102 | PINE GROVE 1102 | 83098 | FALSE | 12739.0077 | 12739.0077 | 7.0795 | 104 | 7.5775e-05 | 2312 | 344.4746 | 1378 | 0.020137 | 1668 | 2.0942 | 45.66 | 147
2235 | MOLINO 1102318 | 42571102 | MOLINO 1102 | 318 | FALSE | 31114.0365 | 31114.0365 | 17.2911 | 228 | 0.00011669 | 1256 | 178.6742 | 1688 | 0.020097 | 1669 | 4.5821 | 88.23 | 35
9552 | JOLON 11027068 | 182981102 | JOLON 1102 | 7068 | FALSE | 6155.1451 | 6139.1207 | 3.4117 | 12 | 7.071e-05 | 2451 | 336.2364 | 1392 | 0.019995 | 1670 | 0.23993 | 0.05 | 1997
7621 | UKIAH 1115CB | 42771115 | UKIAH 1115 | CB | FALSE | 10025.1577 | 6936.1203 | 3.8546 | 73 | 0.00013127 | 993 | 100.6191 | 1952 | 0.019906 | 1671 | 1.4531 | 0.05 | 1978
5118 | SAN LUIS OBISPO 1107V60 | 182631107 | SAN LUIS OBISPO 1107 | V60 | FALSE | 25811.5583 | 25811.5583 | 14.3443 | 142 | 6.4335e-05 | 2632 | 354.0238 | 1367 | 0.0199 | 1672 | 2.8258 | 0.51 | 892
1916 | MOLINO 1104368158 | 42571104 | MOLINO 1104 | 368158 | FALSE | 14121.5307 | 4484.8758 | 2.4924 | 105 | 0.0001001 | 1644 | 219.1144 | 1607 | 0.019862 | 1673 | 2.0855 |  | 2756
8812 | ANTLER 11011376 | 103271101 | ANTLER 1101 | 1376 | FALSE | 14477.8455 | 14477.8455 | 8.0458 | 70 | 0.00013205 | 982 | 179.7284 | 1683 | 0.019836 | 1674 | 1.3885 | 0.02 | 2535
3393 | SILVERADO 2102714 | 43432102 | SILVERADO 2102 | 714 | FALSE | 17594.5823 | 5568.6627 | 3.0947 | 121 | 0.0001288 | 1033 | 138.0832 | 1817 | 0.019829 | 1675 | 2.3993 | 0.08 | 1672
8102 | FORESTHILL 110175340 | 152181101 | FORESTHILL 1101 | 75340 | FALSE | 7696.0179 | 7696.0179 | 4.2769 | 62 | 0.00022111 | 314 | 112.7853 | 1902 | 0.01968 | 1676 | 1.2202 | 43.45 | 168
7713 | DUNBAR 11014817 | 43071101 | DUNBAR 1101 | 4817 | FALSE | 5079.2964 | 5079.2964 | 2.8227 | 42 | 0.00011215 | 1364 | 172.256 | 1709 | 0.019666 | 1677 | 0.82599 | 8.13 | 436
6368 | EAST QUINCY 1101951424 | 102551101 | EAST QUINCY 1101 | 951424 | FALSE | 5857.3043 | 1124.2371 | 0.62478 | 49 | 6.6606e-05 | 2568 | 260.8969 | 1522 | 0.019501 | 1678 | 0.95554 |  | 3026
6762 | HOOPA 11013304 | 192401101 | HOOPA 1101 | 3304 | FALSE | 27901.6416 | 27901.6416 | 15.5059 | 88 | 0.00030684 | 123 | 72.4308 | 2081 | 0.019486 | 1679 | 1.7148 | 0.14 | 1315
4845 | SAN JOAQUIN #3 110210342 | 252531102 | SAN JOAQUIN #3 1102 | 10342 | FALSE | 2930.8819 | 2930.8819 | 1.6288 | 23 | 0.00012225 | 1143 | 225.3144 | 1595 | 0.019463 | 1680 | 0.44766 | 0.23 | 1111
3381 | LUCERNE 110638436 | 43351106 | LUCERNE 1106 | 38436 | FALSE | 7699.8876 | 7253.5318 | 4.031 | 62 | 0.00011304 | 1342 | 129.1673 | 1847 | 0.019424 | 1681 | 1.2043 | 0.17 | 1243
8990 | HALF MOON BAY 1103540991 | 24101103 | HALF MOON BAY 1103 | 540991 | FALSE | 2594.6741 | 2544.5262 | 1.4141 | 16 | 6.9859e-05 | 2477 | 260.165 | 1524 | 0.019417 | 1682 | 0.31068 |  | 3290
1522 | RIO DELL 11021504 | 192251102 | RIO DELL 1102 | 1504 | FALSE | 19432.0475 | 17454.8051 | 9.7002 | 64 | 0.00027686 | 165 | 148.5088 | 1782 | 0.019342 | 1683 | 1.2379 | 0.01 | 2608
6286 | DUNBAR 1101416 | 43071101 | DUNBAR 1101 | 416 | FALSE | 5187.8358 | 4249.986 | 2.3619 | 28 | 0.00012384 | 1122 | 177.6431 | 1689 | 0.019316 | 1684 | 0.54085 | 0.35 | 975
2445 | MC ARTHUR 11011546 | 103491101 | MC ARTHUR 1101 | 1546 | FALSE | 37312.9087 | 22193.9329 | 12.3339 | 102 | 2.0489e-05 | 3539 | 794.3875 | 945 | 0.019258 | 1685 | 1.9643 | 0.02 | 2496
2748 | HALF MOON BAY 11036018 | 24101103 | HALF MOON BAY 1103 | 6018 | FALSE | 30239.5339 | 25219.5525 | 14.0153 | 160 | 8.5245e-05 | 2048 | 248.6459 | 1544 | 0.019223 | 1686 | 3.0757 | 0.05 | 1942
4766 | CLOVERDALE 1101807953 | 42821101 | CLOVERDALE 1101 | 807953 | TRUE | 1013.1517 | 745.8215 | 0.41448 | 11 | 0.00012129 | 1161 | 149.9335 | 1777 | 0.019176 | 1687 | 0.21093 |  | 2915
3508 | CLEAR LAKE 1102223792 | 42141102 | CLEAR LAKE 1102 | 223792 | FALSE | 1426.5673 | 1262.347 | 0.70153 | 10 | 7.6537e-05 | 2293 | 237.9603 | 1572 | 0.019106 | 1688 | 0.19106 |  | 2832
3278 | KONOCTI 1108CB | 43311108 | KONOCTI 1108 | CB | FALSE | 14256.0927 | 10229.3323 | 5.6848 | 98 | 0.00010673 | 1484 | 150.89 | 1774 | 0.019021 | 1689 | 1.864 | 0.06 | 1871
218 | MADISON 21017702 | 63172101 | MADISON 2101 | 7702 | TRUE | 30606.5708 | 0 | 0 | 168 | 8.5206e-05 | 2051 | 328.4397 | 1400 | 0.018893 | 1690 | 3.174 | 0.04 | 2103
5100 | RIO DELL 110270960 | 192251102 | RIO DELL 1102 | 70960 | FALSE | 18837.8278 | 9297.8122 | 5.1671 | 103 | 0.00023998 | 245 | 91.5029 | 1995 | 0.018609 | 1691 | 1.9167 | 0 | 2636
1226 | FORT ROSS 11212987 | 42851121 | FORT ROSS 1121 | 2987 | FALSE | 3171.9583 | 3171.9583 | 1.7628 | 18 | 0.0002636 | 186 | 74.107 | 2072 | 0.018603 | 1692 | 0.33485 | 15.92 | 343
4217 | CHALLENGE 1102CB | 103201102 | CHALLENGE 1102 | CB | FALSE | 24644.898 | 24644.898 | 13.696 | 123 | 0.00014722 | 772 | 162.3912 | 1740 | 0.0185 | 1693 | 2.2755 | 73.53 | 61
4592 | PHILO 1102928 | 42601102 | PHILO 1102 | 928 | FALSE | 24779.274 | 22468.3871 | 12.4864 | 125 | 9.505e-05 | 1765 | 208.5932 | 1622 | 0.018489 | 1694 | 2.3111 | 0.05 | 2054
4143 | MENDOCINO 1101CB | 42951101 | MENDOCINO 1101 | CB | FALSE | 6642.1904 | 4240.0548 | 2.3563 | 54 | 0.00012016 | 1183 | 144.2308 | 1793 | 0.018327 | 1695 | 0.98966 | 0.11 | 1449
5556 | WEST POINT 11021305 | 163201102 | WEST POINT 1102 | 1305 | FALSE | 18201.3708 | 18201.3708 | 10.1151 | 105 | 0.00010838 | 1442 | 197.4917 | 1648 | 0.01831 | 1696 | 1.9226 | 0.76 | 784
7818 | SONOMA 1105575872 | 42721105 | SONOMA 1105 | 575872 | FALSE | 2328.1768 | 1906.857 | 1.0597 | 12 | 0.00010594 | 1497 | 157.6636 | 1757 | 0.018279 | 1697 | 0.21935 |  | 3165
1713 | HALF MOON BAY 1103H80 | 24101103 | HALF MOON BAY 1103 | H80 | FALSE | 31889.194 | 31889.194 | 17.7219 | 164 | 9.888e-05 | 1673 | 213.2657 | 1612 | 0.018248 | 1698 | 2.9927 |  | 2739
3304 | DIAMOND SPRINGS 11039432 | 152261103 | DIAMOND SPRINGS 1103 | 9432 | FALSE | 32768.2312 | 28100.4349 | 15.6163 | 251 | 0.0001473 | 771 | 86.1349 | 2022 | 0.018233 | 1699 | 4.5765 | 0.25 | 1080
1922 | ALLEGHANY 1102CB | 152101102 | ALLEGHANY 1102 | CB | FALSE | 28981.2992 | 28981.2992 | 16.1059 | 104 | 0.00012953 | 1019 | 141.7915 | 1804 | 0.018204 | 1700 | 1.8932 | 44.04 | 162
4888 | DUNBAR 110179086 | 43071101 | DUNBAR 1101 | 79086 | FALSE | 11075.7434 | 10954.594 | 6.0878 | 82 | 0.00011015 | 1408 | 169.8424 | 1717 | 0.018179 | 1701 | 1.4907 | 0.08 | 1638
1290 | FROGTOWN 170232556 | 163451702 | FROGTOWN 1702 | 32556 | TRUE | 2113.2756 | 188.0999 | 0.10453 | 19 | 0.00017313 | 540 | 58.9098 | 2162 | 0.018147 | 1702 | 0.34478 | 0.05 | 2039
4459 | CLARK ROAD 11022094 | 103091102 | CLARK ROAD 1102 | 2094 | FALSE | 5517.0419 | 5517.0419 | 3.066 | 11 | 0.00021985 | 323 | 101.8231 | 1947 | 0.018088 | 1703 | 0.19897 | 0.01 | 2580
8596 | SAN JOAQUIN #3 1101CB | 252531101 | SAN JOAQUIN #3 1101 | CB | FALSE | 19055.2866 | 19055.2866 | 10.5897 | 80 | 8.794e-05 | 1984 | 356.7774 | 1359 | 0.018079 | 1704 | 1.4463 | 0.23 | 1117
7985 | MERCED FALLS 1102482838 | 252811102 | MERCED FALLS 1102 | 482838 | FALSE | 17714.345 | 14284.261 | 7.9382 | 52 | 6.1569e-05 | 2730 | 318.0089 | 1421 | 0.018057 | 1705 | 0.93898 |  | 3180
5651 | MOUNTAIN QUARRIES 21012422 | 152282101 | MOUNTAIN QUARRIES 2101 | 2422 | FALSE | 13951.5772 | 13951.5772 | 7.7534 | 81 | 0.00012199 | 1147 | 229.8045 | 1587 | 0.018043 | 1706 | 1.4615 | 0.07 | 1676
9070 | SILVERADO 2102437194 | 43432102 | SILVERADO 2102 | 437194 | FALSE | 1741.9129 | 1702.9792 | 0.9464 | 17 | 9.4479e-05 | 1781 | 148.2733 | 1783 | 0.018026 | 1707 | 0.30645 |  | 3303
2577 | HARTLEY 110186876 | 43211101 | HARTLEY 1101 | 86876 | FALSE | 13761.5335 | 3945.9351 | 2.1929 | 110 | 6.2134e-05 | 2715 | 110.516 | 1909 | 0.018007 | 1708 | 1.9808 | 0.03 | 2303
5850 | GEYSERVILLE 1101711966 | 42891101 | GEYSERVILLE 1101 | 711966 | FALSE | 19227.2924 | 6326.045 | 3.5156 | 122 | 9.0078e-05 | 1907 | 205.4077 | 1625 | 0.017908 | 1709 | 2.1848 |  | 2982
8508 | PIKE CITY 11011720 | 152201101 | PIKE CITY 1101 | 1720 | FALSE | 9489.0848 | 9489.0848 | 5.2734 | 34 | 6.9471e-05 | 2488 | 304.935 | 1440 | 0.017864 | 1710 | 0.60738 | 23.51 | 285
4021 | GRASS VALLEY 11012766 | 152031101 | GRASS VALLEY 1101 | 2766 | FALSE | 5300.562 | 5300.562 | 2.9457 | 31 | 0.00018321 | 487 | 59.8653 | 2154 | 0.017834 | 1711 | 0.55287 | 29.29 | 242
5421 | DUNBAR 1102261774 | 43071102 | DUNBAR 1102 | 261774 | FALSE | 21761.0718 | 21761.0718 | 12.0934 | 142 | 9.9916e-05 | 1650 | 183.8239 | 1678 | 0.01783 | 1712 | 2.5319 |  | 2952
1746 | TEMPLETON 2111CB | 183052111 | TEMPLETON 2111 | CB | FALSE | 17908.5118 | 3627.2584 | 2.0158 | 118 | 9.0618e-05 | 1894 | 263.1957 | 1514 | 0.017802 | 1713 | 2.1007 | 0.7 | 809
2820 | ALTO 1124432 | 42031124 | ALTO 1124 | 432 | FALSE | 12624.3351 | 12624.3351 | 7.0158 | 72 | 0.00017278 | 544 | 132.4511 | 1841 | 0.017729 | 1714 | 1.2765 | 0.96 | 740
5452 | PUEBLO 2102850102 | 43292102 | PUEBLO 2102 | 850102 | TRUE | 3948.9067 | 287.4404 | 0.15974 | 23 | 4.4232e-05 | 3186 | 279.8882 | 1472 | 0.01772 | 1715 | 0.40756 |  | 2955
3283 | CURTIS 170390320 | 163351703 | CURTIS 1703 | 90320 | FALSE | 44849.664 | 44849.664 | 24.9245 | 282 | 7.4079e-05 | 2356 | 382.5749 | 1315 | 0.017701 | 1716 | 4.9917 | 0.1 | 1463
3501 | CRESCENT MILLS 21012232 | 103132101 | CRESCENT MILLS 2101 | 2232 | FALSE | 32508.1294 | 25513.6468 | 14.1788 | 128 | 4.4844e-05 | 3165 | 539.0362 | 1160 | 0.017667 | 1717 | 2.2614 | 4.69 | 510
10143 | GRASS VALLEY 1101750804 | 152031101 | GRASS VALLEY 1101 | 750804 | TRUE | 449.416 | 390.0676 | 0.21677 | 5 | 0.00016489 | 588 | 71.3665 | 2087 | 0.017655 | 1718 | 0.088275 |  | 3500
3289 | MONTICELLO 11011589 | 43051101 | MONTICELLO 1101 | 1589 | FALSE | 6873.0951 | 6873.0951 | 3.8196 | 52 | 8.5041e-05 | 2058 | 184.9596 | 1673 | 0.01765 | 1719 | 0.91781 | 0.08 | 1649
1138 | ELECTRA 110136816 | 162161101 | ELECTRA 1101 | 36816 | FALSE | 8023.9266 | 8023.9266 | 4.4592 | 60 | 0.00012475 | 1102 | 139.9542 | 1810 | 0.017625 | 1720 | 1.0575 | 0.09 | 1516
9331 | WILLOW CREEK 1102CB | 192171102 | WILLOW CREEK 1102 | CB | FALSE | 11789.4236 | 11789.4236 | 6.5518 | 71 | 0.00029554 | 134 | 73.697 | 2075 | 0.017606 | 1721 | 1.25 | 13.84 | 360
6284 | ANTLER 11011378 | 103271101 | ANTLER 1101 | 1378 | FALSE | 40111.5829 | 39490.7149 | 21.9463 | 201 | 0.00013379 | 948 | 148.5755 | 1780 | 0.017574 | 1722 | 3.5323 | 0.05 | 2031
8843 | HOLLISTER 2104117328 | 182492104 | HOLLISTER 2104 | 117328 | FALSE | 23158.4732 | 9894.6539 | 5.4988 | 44 | 4.0861e-05 | 3248 | 400.677 | 1296 | 0.017549 | 1723 | 0.77216 |  | 3271
106 | WYANDOTTE 11101954 | 102911110 | WYANDOTTE 1110 | 1954 | FALSE | 17187.784 | 4223.5591 | 2.3472 | 132 | 0.00016112 | 630 | 102.5688 | 1939 | 0.017468 | 1724 | 2.3057 | 0.07 | 1692
7269 | CURTIS 17046060 | 163351704 | CURTIS 1704 | 6060 | FALSE | 6540.8971 | 6540.8971 | 3.635 | 50 | 0.00014094 | 855 | 178.7675 | 1687 | 0.01746 | 1725 | 0.873 | 0.1 | 1461
4024 | MOLINO 11015042 | 42571101 | MOLINO 1101 | 5042 | FALSE | 11222.6237 | 9737.3633 | 5.4114 | 90 | 0.0001242 | 1114 | 141.9193 | 1803 | 0.01743 | 1726 | 1.5687 | 6.17 | 471
8422 | FROGTOWN 1702739858 | 163451702 | FROGTOWN 1702 | 739858 | FALSE | 8002.9028 | 7850.7225 | 4.3629 | 46 | 0.00010369 | 1557 | 204.17 | 1632 | 0.017426 | 1727 | 0.80161 |  | 3225
3353 | KANAKA 11011406 | 103221101 | KANAKA 1101 | 1406 | FALSE | 43882.3619 | 43882.3619 | 24.3869 | 204 | 9.5492e-05 | 1742 | 157.7153 | 1755 | 0.017352 | 1728 | 3.5397 | 0.18 | 1217
10623 | MORGAN HILL 2111477914 | 83242111 | MORGAN HILL 2111 | 477914 | TRUE | 388.2883 | 307.8291 | 0.17107 | 3 | 0.00012285 | 1135 | 285.164 | 1467 | 0.017329 | 1729 | 0.051987 |  | 3582
1703 | SAN LUIS OBISPO 1105796050 | 182631105 | SAN LUIS OBISPO 1105 | 796050 | TRUE | 5067.2794 | 383.7484 | 0.21326 | 45 | 4.1549e-05 | 3233 | 109.4022 | 1911 | 0.017291 | 1730 | 0.7781 |  | 2738
2587 | MENLO 11031721 | 24131103 | MENLO 1103 | 1721 | FALSE | 10927.2973 | 10927.2973 | 6.0727 | 52 | 0.0001634 | 607 | 107.9769 | 1918 | 0.01726 | 1731 | 0.89751 | 0.12 | 1367
5617 | MIRABEL 1101298 | 42091101 | MIRABEL 1101 | 298 | FALSE | 20337.8041 | 20253.8323 | 11.2557 | 123 | 0.00016852 | 572 | 115.628 | 1892 | 0.017238 | 1732 | 2.1202 | 85.76 | 39
183 | CLEAR LAKE 110192870 | 42141101 | CLEAR LAKE 1101 | 92870 | TRUE | 25931.8169 | 185.9475 | 0.10334 | 187 | 6.3919e-05 | 2649 | 163.1162 | 1739 | 0.017207 | 1733 | 3.2176 | 2.3 | 615
5761 | SAN LUIS OBISPO 1102597518 | 182631102 | SAN LUIS OBISPO 1102 | 597518 | TRUE | 2581.15 | 65.1647 | 0.036214 | 30 | 4.6337e-05 | 3129 | 233.218 | 1579 | 0.017175 | 1734 | 0.51524 | 0.07 | 1768
694 | PIT NO 1 11013312 | 103721101 | PIT NO 1 1101 | 3312 | FALSE | 14682.6253 | 12944.3529 | 7.1936 | 82 | 3.1897e-05 | 3403 | 501.3484 | 1197 | 0.017169 | 1735 | 1.4079 | 0.05 | 1934
6571 | MC ARTHUR 11011488 | 103491101 | MC ARTHUR 1101 | 1488 | FALSE | 53867.328 | 3970.6557 | 2.2066 | 217 | 3.7897e-05 | 3301 | 226.8447 | 1594 | 0.01714 | 1736 | 3.7195 | 0.01 | 2597
7993 | STILLWATER 1101CB | 103561101 | STILLWATER 1101 | CB | FALSE | 6895.2449 | 6754.5413 | 3.7537 | 47 | 0.00021084 | 355 | 102.4575 | 1940 | 0.017137 | 1737 | 0.80543 | 0.07 | 1698
3453 | LOS GATOS 110760114 | 82021107 | LOS GATOS 1107 | 60114 | FALSE | 39130.9882 | 39130.9882 | 21.7464 | 220 | 0.00014614 | 787 | 173.2936 | 1702 | 0.016971 | 1738 | 3.7337 | 112.13 | 13
3503 | CLAYTON 2215184604 | 12022215 | CLAYTON 2215 | 184604 | FALSE | 16467.2376 | 3361.2922 | 1.868 | 106 | 3.7123e-05 | 3311 | 169.9457 | 1716 | 0.016935 | 1739 | 1.7951 |  | 2831
5231 | BURNEY 1101CB | 103311101 | BURNEY 1101 | CB | FALSE | 3204.0009 | 1997.9569 | 1.1103 | 29 | 5.2977e-05 | 2969 | 262.0724 | 1517 | 0.016895 | 1740 | 0.48997 | 0.03 | 2250
5033 | ALTO 11243121 | 42031124 | ALTO 1124 | 3121 | FALSE | 4501.3904 | 4501.3904 | 2.5016 | 36 | 0.0001378 | 897 | 129.4168 | 1846 | 0.016885 | 1741 | 0.60788 | 54.14 | 108
4749 | FRUITLAND 11418860 | 192311141 | FRUITLAND 1141 | 8860 | FALSE | 6108.7785 | 3211.911 | 1.785 | 34 | 0.0001502 | 733 | 173.1129 | 1705 | 0.016867 | 1742 | 0.57347 | 0.03 | 2306
8284 | FRENCH GULCH 11011464 | 103381101 | FRENCH GULCH 1101 | 1464 | FALSE | 1371.4854 | 1371.4854 | 0.76218 | 10 | 0.00011205 | 1368 | 126.5814 | 1854 | 0.01686 | 1743 | 0.1686 | 0.09 | 1538
10232 | TIGER CREEK 0201CB | 161380201 | TIGER CREEK 0201 | CB | FALSE | 6022.6718 | 6022.6718 | 3.347 | 20 | 0.00011138 | 1387 | 174.7898 | 1698 | 0.016801 | 1744 | 0.33603 | 22.21 | 295
5809 | TEMPLETON 2110N32 | 183052110 | TEMPLETON 2110 | N32 | FALSE | 47644.4105 | 47470.9597 | 26.3812 | 251 | 5.7034e-05 | 2860 | 298.1993 | 1451 | 0.016765 | 1745 | 4.208 | 0.14 | 1326
7289 | PLACERVILLE 111019582 | 153081110 | PLACERVILLE 1110 | 19582 | FALSE | 11698.5344 | 11698.5344 | 6.5013 | 80 | 0.0001731 | 541 | 110.8991 | 1908 | 0.016762 | 1746 | 1.341 | 0.2 | 1168
9046 | OTTER 11022166 | 182941102 | OTTER 1102 | 2166 | FALSE | 6559.0006 | 6559.0006 | 3.6451 | 41 | 0.00012787 | 1051 | 196.1831 | 1652 | 0.016743 | 1747 | 0.68648 | 0.04 | 2069
3955 | GRAYS FLAT 0401CB | 102530401 | GRAYS FLAT 0401 | CB | FALSE | 17261.1138 | 17261.1138 | 9.5926 | 77 | 6.6357e-05 | 2581 | 354.4682 | 1366 | 0.016728 | 1748 | 1.2881 | 0.09 | 1562
4383 | FRUITLAND 114195324 | 192311141 | FRUITLAND 1141 | 95324 | FALSE | 10430.483 | 10430.483 | 5.7966 | 40 | 0.00024711 | 226 | 97.4816 | 1970 | 0.016671 | 1749 | 0.66685 | 0.05 | 1990
9718 | GARBERVILLE 1101323694 | 192221101 | GARBERVILLE 1101 | 323694 | FALSE | 10298.1869 | 10298.1869 | 5.723 | 17 | 0.00023892 | 250 | 89.5148 | 2002 | 0.016661 | 1750 | 0.28324 |  | 3406
7551 | GARBERVILLE 1101438596 | 192221101 | GARBERVILLE 1101 | 438596 | FALSE | 17736.2716 | 17736.2716 | 9.8566 | 69 | 0.00028911 | 142 | 66.1845 | 2114 | 0.016624 | 1751 | 1.1471 |  | 3135
9937 | OTTER 11022002 | 182941102 | OTTER 1102 | 2002 | FALSE | 4546.6103 | 4546.6103 | 2.5267 | 27 | 9.936e-05 | 1659 | 177.0336 | 1690 | 0.01654 | 1752 | 0.44657 | 0.03 | 2271
5432 | ALLEGHANY 1101804 | 152101101 | ALLEGHANY 1101 | 804 | FALSE | 35223.4878 | 35223.4878 | 19.5749 | 163 | 9.1106e-05 | 1878 | 209.4933 | 1620 | 0.016525 | 1753 | 2.6936 | 22.85 | 291
6356 | NORTH BRANCH 110113496 | 163231101 | NORTH BRANCH 1101 | 13496 | FALSE | 8111.7845 | 3211.8845 | 1.785 | 58 | 8.2907e-05 | 2132 | 168.1169 | 1725 | 0.016506 | 1754 | 0.95734 | 0.04 | 2107
249 | RINCON 1103CB | 43321103 | RINCON 1103 | CB | FALSE | 6066.7415 | 3931.2505 | 2.1847 | 41 | 0.00016438 | 593 | 84.7695 | 2033 | 0.016461 | 1755 | 0.67489 | 3.87 | 532
1025 | MARIPOSA 2101439030 | 254452101 | MARIPOSA 2101 | 439030 | FALSE | 31570.1115 | 31570.1115 | 17.5446 | 200 | 4.6813e-05 | 3117 | 247.3908 | 1548 | 0.016434 | 1756 | 3.2868 | 0.34 | 978
8791 | GLENN 11012012 | 102601101 | GLENN 1101 | 2012 | FALSE | 48303.6952 | 3708.2991 | 2.0608 | 73 | 4.249e-05 | 3218 | 610.7432 | 1094 | 0.016401 | 1757 | 1.1972 | 0.01 | 2617
10780 | CALPINE 1144962 | 48011144 | CALPINE 1144 | 962 | FALSE | 6465.1165 | 6465.1165 | 3.5929 | 13 | 0.00010277 | 1576 | 122.9227 | 1861 | 0.01639 | 1758 | 0.21307 | 8.51 | 424
715 | ALTO 1124430 | 42031124 | ALTO 1124 | 430 | FALSE | 11355.5979 | 11355.5979 | 6.3107 | 92 | 0.00013784 | 896 | 143.4477 | 1796 | 0.016311 | 1759 | 1.5006 | 1.14 | 709
9633 | MONTE RIO 11131067 | 42811113 | MONTE RIO 1113 | 1067 | FALSE | 1306.3843 | 1306.3843 | 0.726 | 11 | 0.00037762 | 75 | 25.9963 | 2377 | 0.016 | 1760 | 0.176 | 0.39 | 956
1412 | PLACERVILLE 1109CB | 153081109 | PLACERVILLE 1109 | CB | FALSE | 17781.8863 | 17449.8742 | 9.6975 | 133 | 0.00028585 | 146 | 98.8838 | 1960 | 0.015996 | 1761 | 2.1275 | 0.03 | 2400
8245 | BEAR VALLEY 210513430 | 252192105 | BEAR VALLEY 2105 | 13430 | FALSE | 21106.6036 | 21106.6036 | 11.7296 | 129 | 3.9032e-05 | 3286 | 375.4366 | 1329 | 0.015945 | 1762 | 2.057 | 23.77 | 282
8966 | MORAGA 1101772781 | 13801101 | MORAGA 1101 | 772781 | FALSE | 2316.7745 | 2316.7745 | 1.2875 | 12 | 0.00017201 | 551 | 85.3434 | 2027 | 0.015766 | 1763 | 0.1892 |  | 3286
3619 | PINE GROVE 11013166 | 163751101 | PINE GROVE 1101 | 3166 | FALSE | 19778.1528 | 19778.1528 | 10.9914 | 147 | 0.00014138 | 848 | 96.7473 | 1974 | 0.015763 | 1764 | 2.3172 | 0.13 | 1348
4486 | WEST POINT 1101CB | 163201101 | WEST POINT 1101 | CB | FALSE | 7713.2869 | 7713.2869 | 4.2865 | 20 | 0.0002169 | 332 | 123.6935 | 1859 | 0.015736 | 1765 | 0.31472 | 0.28 | 1044
3894 | BONNIE NOOK 110186696 | 152301101 | BONNIE NOOK 1101 | 86696 | FALSE | 15512.3886 | 15512.3886 | 8.6208 | 86 | 0.00022753 | 293 | 118.1033 | 1879 | 0.015606 | 1766 | 1.3421 | 11.17 | 386
1913 | OLEMA 1101416 | 42291101 | OLEMA 1101 | 416 | FALSE | 26082.6279 | 26031.4486 | 14.4665 | 79 | 0.00016777 | 576 | 81.2878 | 2042 | 0.015542 | 1767 | 1.2278 | 0.36 | 968
2787 | PINE GROVE 11013170 | 163751101 | PINE GROVE 1101 | 3170 | FALSE | 64049.8846 | 64049.8846 | 35.5947 | 445 | 0.00014644 | 781 | 151.3568 | 1773 | 0.015534 | 1768 | 6.9125 | 0.47 | 907
8370 | SWIFT 2110XR332 | 83392110 | SWIFT 2110 | XR332 | FALSE | 29699.1922 | 29699.1922 | 16.5048 | 83 | 7.378e-05 | 2368 | 296.6239 | 1452 | 0.015532 | 1769 | 1.2892 | 0.12 | 1374
6569 | CURTIS 17058170 | 163351705 | CURTIS 1705 | 8170 | FALSE | 12697.6373 | 12388.5528 | 6.8847 | 109 | 0.00012036 | 1178 | 138.0395 | 1818 | 0.015509 | 1770 | 1.6904 | 0.24 | 1094
9835 | SPRING GAP 1702CB | 162831702 | SPRING GAP 1702 | CB | FALSE | 11971.7401 | 11971.7401 | 6.6531 | 18 | 8.5097e-05 | 2056 | 173.0854 | 1706 | 0.015422 | 1771 | 0.27759 | 0.15 | 1279
1693 | BUCKS CREEK 1103338520 | 102211103 | BUCKS CREEK 1103 | 338520 | FALSE | 12890.8329 | 12653.3631 | 7.0319 | 87 | 0.00011206 | 1367 | 151.4662 | 1772 | 0.015412 | 1772 | 1.3409 |  | 2737
4370 | OREGON TRAIL 11021584 | 103521102 | OREGON TRAIL 1102 | 1584 | FALSE | 20998.6153 | 20998.6153 | 11.6696 | 136 | 0.00015385 | 710 | 117.4189 | 1885 | 0.015387 | 1773 | 2.0926 | 0.14 | 1331
6223 | MOLINO 1101152 | 42571101 | MOLINO 1101 | 152 | FALSE | 16493.2298 | 2668.6977 | 1.4831 | 125 | 0.0001196 | 1193 | 103.0488 | 1937 | 0.015258 | 1774 | 1.9072 | 2.09 | 621
991 | PEORIA 170413494 | 163781704 | PEORIA 1704 | 13494 | FALSE | 12093.2449 | 4454.735 | 2.4756 | 93 | 8.9665e-05 | 1924 | 170.6202 | 1712 | 0.015212 | 1775 | 1.4148 | 2.55 | 598
10392 | VINEYARD 2108383748 | 14502108 | VINEYARD 2108 | 383748 | TRUE | 582.318 | 582.318 | 0.32361 | 4 | 0.00011476 | 1303 | 237.7564 | 1575 | 0.015207 | 1776 | 0.060827 |  | 3542
5782 | GARBERVILLE 11026084 | 192221102 | GARBERVILLE 1102 | 6084 | FALSE | 24635.3535 | 24635.3535 | 13.6907 | 120 | 0.00027675 | 166 | 46.9926 | 2233 | 0.015158 | 1777 | 1.8189 | 0.26 | 1064
8670 | COTATI 1102462 | 42271102 | COTATI 1102 | 462 | FALSE | 6310.2369 | 4550.7014 | 2.529 | 40 | 9.8301e-05 | 1683 | 125.2992 | 1858 | 0.015132 | 1778 | 0.6053 | 0.04 | 2104
5839 | SOLEDAD 21027048 | 182052102 | SOLEDAD 2102 | 7048 | FALSE | 47036.8755 | 18663.2877 | 10.3718 | 173 | 4.4641e-05 | 3172 | 271.6147 | 1491 | 0.015069 | 1779 | 2.607 | 0.05 | 2050
5090 | BRIDGEVILLE 1102CB | 192461102 | BRIDGEVILLE 1102 | CB | FALSE | 19625.3536 | 4723.1827 | 2.6248 | 52 | 0.00018739 | 458 | 86.4729 | 2019 | 0.015061 | 1780 | 0.78316 | 0 | 2627
10131 | CMC 1101CB | 183111101 | CMC 1101 | CB | FALSE | 3286.0633 | 3286.0633 | 1.8262 | 16 | 7.411e-05 | 2353 | 272.3255 | 1488 | 0.014989 | 1781 | 0.23983 | 0.06 | 1879
4953 | FRENCH GULCH 11021462 | 103381102 | FRENCH GULCH 1102 | 1462 | FALSE | 16147.0874 | 16116.0676 | 8.9562 | 51 | 0.00019151 | 435 | 137.3214 | 1821 | 0.01495 | 1782 | 0.76245 | 0.07 | 1710
8365 | GRASS VALLEY 110358498 | 152031103 | GRASS VALLEY 1103 | 58498 | FALSE | 3648.0777 | 1920.6561 | 1.0674 | 34 | 0.00025665 | 200 | 43.134 | 2259 | 0.01494 | 1783 | 0.50797 | 0.03 | 2375
4523 | TIDEWATER 210665866 | 14652106 | TIDEWATER 2106 | 65866 | FALSE | 13028.5461 | 5501.1432 | 3.0572 | 65 | 4.6622e-05 | 3122 | 158.5163 | 1752 | 0.014918 | 1784 | 0.9697 | 0.04 | 2201
7430 | FOOTHILL 1101549904 | 182951101 | FOOTHILL 1101 | 549904 | TRUE | 8119.1519 | 250.4434 | 0.13918 | 54 | 6.4657e-05 | 2616 | 224.282 | 1596 | 0.014902 | 1785 | 0.80473 | 1.15 | 708
10743 | ANDERSON 1101909424 | 103261101 | ANDERSON 1101 | 909424 | TRUE | 642.3156 | 642.3156 | 0.35696 | 8 | 0.00010292 | 1571 | 136.9205 | 1825 | 0.014888 | 1786 | 0.1191 |  | 3602
6685 | OCEANO 1102749231 | 182601102 | OCEANO 1102 | 749231 | FALSE | 18200.1936 | 8940.1081 | 4.9683 | 141 | 6.0256e-05 | 2765 | 210.5727 | 1619 | 0.014847 | 1787 | 2.0934 |  | 3055
2541 | BRUNSWICK 110651486 | 152481106 | BRUNSWICK 1106 | 51486 | FALSE | 91205.7549 | 91205.7549 | 50.6861 | 656 | 0.00011965 | 1191 | 123.462 | 1860 | 0.014797 | 1788 | 9.7068 | 90.93 | 31
7750 | BRUNSWICK 110765574 | 152481107 | BRUNSWICK 1107 | 65574 | TRUE | 2814.0897 | 939.5268 | 0.52213 | 23 | 0.00030901 | 119 | 33.131 | 2321 | 0.014793 | 1789 | 0.34024 | 0.01 | 2582
5279 | MC ARTHUR 110137344 | 103491101 | MC ARTHUR 1101 | 37344 | TRUE | 14261.5059 | 181.3406 | 0.10078 | 75 | 2.2098e-05 | 3519 | 310.2738 | 1432 | 0.014768 | 1790 | 1.1076 | 0.01 | 2575
7132 | ANTLER 11011612 | 103271101 | ANTLER 1101 | 1612 | FALSE | 14766.2971 | 14766.2971 | 8.2061 | 86 | 0.00012715 | 1062 | 147.1224 | 1785 | 0.014748 | 1791 | 1.2683 | 0.03 | 2352
3386 | NEWBURG 1132665674 | 192151132 | NEWBURG 1132 | 665674 | TRUE | 2469.7606 | 698.7983 | 0.38835 | 20 | 0.00016815 | 574 | 82.7929 | 2037 | 0.014722 | 1792 | 0.29443 |  | 2823
7872 | PIT NO 1 110170952 | 103721101 | PIT NO 1 1101 | 70952 | FALSE | 2749.7949 | 2724.6488 | 1.5142 | 29 | 3.988e-05 | 3272 | 320.7855 | 1414 | 0.014692 | 1793 | 0.42606 | 0.06 | 1812
5114 | DUNBAR 110147964 | 43071101 | DUNBAR 1101 | 47964 | FALSE | 12397.0354 | 10475.6408 | 5.8217 | 68 | 0.00011035 | 1405 | 129.5748 | 1845 | 0.014662 | 1794 | 0.99704 | 0.39 | 958
7691 | POINT ARENA 110198224 | 43381101 | POINT ARENA 1101 | 98224 | FALSE | 3847.8762 | 3847.8762 | 2.1384 | 23 | 7.8885e-05 | 2238 | 166.5531 | 1730 | 0.014654 | 1795 | 0.33704 |  | 3151
2530 | BRUNSWICK 111061602 | 152481110 | BRUNSWICK 1110 | 61602 | FALSE | 17974.447 | 15796.3436 | 8.7786 | 137 | 0.00027732 | 164 | 142.021 | 1802 | 0.014648 | 1796 | 2.0068 | 0.06 | 1802
7167 | FRENCH GULCH 11012905 | 103381101 | FRENCH GULCH 1101 | 2905 | FALSE | 15594.3492 | 15594.3492 | 8.6663 | 83 | 0.00011324 | 1339 | 142.3421 | 1801 | 0.014648 | 1797 | 1.2158 | 0.04 | 2182
4457 | HIGGINS 11041006 | 152691104 | HIGGINS 1104 | 1006 | FALSE | 32324.6992 | 17529.4826 | 9.7417 | 266 | 0.00017105 | 556 | 184.0652 | 1676 | 0.014639 | 1798 | 3.8939 | 0.05 | 1920
7710 | CARLOTTA 11214045 | 192291121 | CARLOTTA 1121 | 4045 | TRUE | 3179.9108 | 576.108 | 0.32016 | 18 | 0.00013215 | 979 | 114.5305 | 1897 | 0.014618 | 1799 | 0.26312 | 0.03 | 2324
9405 | SILVERADO 2105861266 | 43432105 | SILVERADO 2105 | 861266 | FALSE | 3852.0148 | 2503.894 | 1.3915 | 31 | 0.00018468 | 477 | 101.2826 | 1949 | 0.014616 | 1800 | 0.45311 |  | 3353
463 | WEIMAR 11012084 | 152491101 | WEIMAR 1101 | 2084 | FALSE | 29723.3403 | 29723.3403 | 16.5183 | 219 | 0.00012877 | 1034 | 131.3983 | 1843 | 0.014579 | 1801 | 3.1928 | 0.11 | 1414
3551 | WILLOW CREEK 11014904 | 192171101 | WILLOW CREEK 1101 | 4904 | FALSE | 29337.0631 | 29337.0631 | 16.3036 | 121 | 0.00023865 | 252 | 61.1434 | 2146 | 0.014552 | 1802 | 1.7608 | 0.44 | 925
6996 | KONOCTI 1102714370 | 43311102 | KONOCTI 1102 | 714370 | FALSE | 4274.3031 | 3423.0115 | 1.9023 | 28 | 8.0252e-05 | 2198 | 368.3867 | 1342 | 0.014533 | 1803 | 0.40694 |  | 3083
1102 | MC KEE 1107XR010 | 83531107 | MC KEE 1107 | XR010 | FALSE | 22011.3924 | 4483.0278 | 2.4914 | 160 | 7.8729e-05 | 2242 | 168.0653 | 1726 | 0.014407 | 1804 | 2.3052 | 0.05 | 1996
2551 | SOLEDAD 2102823854 | 182052102 | SOLEDAD 2102 | 823854 | FALSE | 6899.0553 | 3307.4207 | 1.838 | 33 | 3.9519e-05 | 3276 | 363.6041 | 1348 | 0.01437 | 1805 | 0.47422 |  | 2786
2101 | SAN BENITO 210488772 | 182742104 | SAN BENITO 2104 | 88772 | FALSE | 69339.2928 | 39135.7756 | 21.7491 | 474 | 6.1067e-05 | 2746 | 187.0188 | 1668 | 0.014358 | 1806 | 6.8057 | 0.2 | 1160
7410 | RIO DELL 11028852 | 192251102 | RIO DELL 1102 | 8852 | FALSE | 7650.5094 | 7473.9899 | 4.1535 | 46 | 0.00028421 | 148 | 54.47 | 2184 | 0.014354 | 1807 | 0.66027 | 0.05 | 1930
5404 | PIT NO 3 21011386 | 103732101 | PIT NO 3 2101 | 1386 | FALSE | 11052.9537 | 11052.9537 | 6.1425 | 47 | 6.3474e-05 | 2661 | 296.3406 | 1453 | 0.014294 | 1808 | 0.67181 | 0.01 | 2619
4186 | MARIPOSA 210110170 | 254452101 | MARIPOSA 2101 | 10170 | FALSE | 26253.3221 | 26253.3221 | 14.5898 | 149 | 4.8216e-05 | 3089 | 256.1773 | 1532 | 0.014293 | 1809 | 2.1297 | 83.16 | 40
7884 | SONOMA 11045661 | 42721104 | SONOMA 1104 | 5661 | FALSE | 8173.4897 | 4658.2663 | 2.5888 | 66 | 8.6364e-05 | 2026 | 169.0465 | 1721 | 0.014289 | 1810 | 0.94309 | 1.66 | 657
967 | DUNBAR 1102903030 | 43071102 | DUNBAR 1102 | 903030 | FALSE | 2341.4408 | 2341.4408 | 1.3012 | 17 | 0.00011468 | 1304 | 137.2956 | 1823 | 0.014278 | 1811 | 0.24273 |  | 2699
3516 | NARROWS 21022718 | 153132102 | NARROWS 2102 | 2718 | TRUE | 11657.4654 | 495.6422 | 0.27544 | 114 | 0.00022728 | 295 | 102.6178 | 1938 | 0.014276 | 1812 | 1.6275 | 0.04 | 2074
5103 | SAN LUIS OBISPO 1107V18 | 182631107 | SAN LUIS OBISPO 1107 | V18 | FALSE | 6444.7052 | 4344.0922 | 2.4142 | 41 | 3.6107e-05 | 3335 | 204.0579 | 1633 | 0.014215 | 1813 | 0.5828 | 0.08 | 1634
177 | KING CITY 11037038 | 182031103 | KING CITY 1103 | 7038 | FALSE | 35749.3707 | 29491.4615 | 16.3894 | 186 | 5.6518e-05 | 2873 | 250.588 | 1538 | 0.014161 | 1814 | 2.6339 | 0.12 | 1392
4472 | WEST POINT 110277204 | 163201102 | WEST POINT 1102 | 77204 | FALSE | 11918.386 | 11918.386 | 6.6234 | 68 | 0.00011817 | 1226 | 128.4194 | 1848 | 0.014094 | 1815 | 0.95841 |  | 2893
8017 | PIT NO 3 2101CB | 103732101 | PIT NO 3 2101 | CB | FALSE | 7292.0294 | 7292.0294 | 4.0524 | 7 | 0.00010421 | 1546 | 1059.6264 | 793 | 0.01407 | 1816 | 0.098493 | 0.03 | 2309
4764 | ALLEGHANY 1101CB | 152101101 | ALLEGHANY 1101 | CB | FALSE | 7034.6563 | 7034.6563 | 3.9094 | 40 | 0.00012824 | 1044 | 93.9669 | 1986 | 0.014057 | 1817 | 0.5623 | 38.69 | 195
2091 | STELLING 111060094 | 83481110 | STELLING 1110 | 60094 | FALSE | 15867.8413 | 15867.8413 | 8.8183 | 95 | 0.00016875 | 569 | 93.9049 | 1987 | 0.014041 | 1818 | 1.3339 | 55.68 | 102
2701 | PEORIA 170567898 | 163781705 | PEORIA 1705 | 67898 | FALSE | 9738.6344 | 6917.4777 | 3.8443 | 70 | 0.00010226 | 1597 | 138.197 | 1816 | 0.014037 | 1819 | 0.98259 | 0.06 | 1819
8037 | CAYUCOS 1102613456 | 182551102 | CAYUCOS 1102 | 613456 | FALSE | 38029.4611 | 21637.0644 | 12.0244 | 145 | 5.8725e-05 | 2815 | 256.2574 | 1531 | 0.014028 | 1820 | 2.0341 |  | 3187
4958 | WILLOW CREEK 11035012 | 192171103 | WILLOW CREEK 1103 | 5012 | FALSE | 17904.0624 | 17904.0624 | 9.9499 | 131 | 0.00021567 | 337 | 62.8252 | 2137 | 0.014012 | 1821 | 1.8356 | 0.09 | 1569
1586 | MARTELL 110111244 | 163011101 | MARTELL 1101 | 11244 | FALSE | 34513.2878 | 33294.1457 | 18.5027 | 202 | 0.00014416 | 812 | 70.2755 | 2093 | 0.01399 | 1822 | 2.826 | 0.12 | 1385
8222 | DUNBAR 1102528 | 43071102 | DUNBAR 1102 | 528 | FALSE | 6520.0631 | 5521.142 | 3.0683 | 50 | 8.1342e-05 | 2172 | 173.339 | 1701 | 0.013987 | 1823 | 0.69934 | 0.08 | 1607
6649 | SAN LUIS OBISPO 1108337126 | 182631108 | SAN LUIS OBISPO 1108 | 337126 | FALSE | 3227.6651 | 1128.521 | 0.62716 | 28 | 3.3027e-05 | 3386 | 257.5116 | 1527 | 0.013964 | 1824 | 0.39101 |  | 3051
716 | LAKEVILLE 1102280 | 43371102 | LAKEVILLE 1102 | 280 | FALSE | 10907.0769 | 1106.406 | 0.61487 | 52 | 6.7218e-05 | 2553 | 180.7486 | 1682 | 0.013918 | 1825 | 0.72376 | 0.72 | 800
1162 | DUNBAR 1101302 | 43071101 | DUNBAR 1101 | 302 | FALSE | 16561.5527 | 14104.3324 | 7.8382 | 123 | 0.00011341 | 1335 | 134.8667 | 1832 | 0.013839 | 1826 | 1.7022 | 14.9 | 352
5443 | DUNBAR 1103534 | 43071103 | DUNBAR 1103 | 534 | FALSE | 27841.2407 | 25519.0889 | 14.1818 | 162 | 9.6936e-05 | 1715 | 161.0686 | 1743 | 0.01369 | 1827 | 2.2178 | 36.61 | 206
3834 | STILLWATER 11011320 | 103561101 | STILLWATER 1101 | 1320 | FALSE | 32275.3239 | 31878.2376 | 17.7158 | 179 | 0.00033316 | 101 | 41.1443 | 2271 | 0.013687 | 1828 | 2.4499 | 0.21 | 1149
3066 | SHADY GLEN 1102CB | 152431102 | SHADY GLEN 1102 | CB | FALSE | 34051.8134 | 34051.8134 | 18.9237 | 240 | 0.00019472 | 419 | 88.9032 | 2008 | 0.01359 | 1829 | 3.2616 | 21.63 | 299
8639 | GREEN VALLEY 2101135762 | 83192101 | GREEN VALLEY 2101 | 135762 | FALSE | 4515.3768 | 1189.5286 | 0.66106 | 28 | 9.6391e-05 | 1723 | 173.1219 | 1704 | 0.013539 | 1830 | 0.3791 |  | 3246
1363 | BURNEY 11011322 | 103311101 | BURNEY 1101 | 1322 | FALSE | 30035.9017 | 25851.0688 | 14.3663 | 81 | 4.4702e-05 | 3169 | 378.0361 | 1324 | 0.01351 | 1831 | 1.0943 | 0.03 | 2289
5427 | PENRYN 1103CB | 152561103 | PENRYN 1103 | CB | FALSE | 5107.0559 | 3866.6599 | 2.1488 | 37 | 0.00013283 | 961 | 86.715 | 2017 | 0.013499 | 1832 | 0.49946 | 0.57 | 862
8202 | DUNBAR 1102861496 | 43071102 | DUNBAR 1102 | 861496 | FALSE | 7188.816 | 7188.816 | 3.9951 | 51 | 8.7717e-05 | 1993 | 163.8005 | 1737 | 0.013491 | 1833 | 0.68805 |  | 3201
3776 | ALTO 1125510 | 42031125 | ALTO 1125 | 510 | FALSE | 11861.6385 | 11861.6385 | 6.5919 | 77 | 0.00017549 | 525 | 112.7525 | 1903 | 0.013466 | 1834 | 1.0369 | 48.83 | 124
2524 | PHILO 1102920 | 42601102 | PHILO 1102 | 920 | FALSE | 42024.2659 | 28596.0082 | 15.8918 | 258 | 8.9648e-05 | 1925 | 168.9827 | 1722 | 0.013411 | 1835 | 3.4601 | 0.09 | 1572
8287 | LUCERNE 11034624 | 43351103 | LUCERNE 1103 | 4624 | TRUE | 6101.7647 | 50.6724 | 0.02816 | 42 | 0.00012548 | 1090 | 117.1975 | 1886 | 0.013292 | 1836 | 0.55825 | 0.02 | 2483
3582 | SAN RAFAEL 1108516 | 42011108 | SAN RAFAEL 1108 | 516 | FALSE | 17602.5759 | 17602.5759 | 9.7823 | 135 | 0.00019441 | 420 | 70.1443 | 2094 | 0.013281 | 1837 | 1.7929 | 1.39 | 679
6863 | GREEN VALLEY 2101942143 | 83192101 | GREEN VALLEY 2101 | 942143 | FALSE | 13604.5625 | 8138.4591 | 4.5228 | 74 | 0.00011237 | 1358 | 105.0805 | 1928 | 0.013216 | 1838 | 0.97798 |  | 3068
7880 | POINT ARENA 110183354 | 43381101 | POINT ARENA 1101 | 83354 | FALSE | 8260.8147 | 8260.8147 | 4.5908 | 36 | 5.4313e-05 | 2936 | 210.679 | 1618 | 0.013182 | 1839 | 0.47457 | 0.05 | 1967
2799 | TASSAJARA 211238868 | 14662112 | TASSAJARA 2112 | 38868 | FALSE | 6917.0797 | 3119.1276 | 1.7334 | 61 | 0.00010371 | 1555 | 103.4846 | 1934 | 0.01315 | 1840 | 0.80215 | 0.02 | 2534
10912 | TOCALOMA 0241CB | 43150241 | TOCALOMA 0241 | CB | TRUE | 26.5151 | 26.5151 | 0.014735 | 1 | 7.8863e-05 | 2240 | 166.4117 | 1731 | 0.013124 | 1841 | 0.013124 | 0.04 | 2184
6124 | ANDERSON 1101CB | 103261101 | ANDERSON 1101 | CB | FALSE | 10780.8577 | 1904.2009 | 1.0582 | 85 | 9.0041e-05 | 1911 | 158.1087 | 1753 | 0.013117 | 1842 | 1.115 | 0.05 | 2028
6165 | BRUNSWICK 1105CB | 152481105 | BRUNSWICK 1105 | CB | FALSE | 2138.4101 | 1870.8826 | 1.0397 | 21 | 0.00038645 | 70 | 21.5686 | 2432 | 0.013096 | 1843 | 0.27501 | 20.42 | 305
9119 | SONOMA 1106296492 | 42721106 | SONOMA 1106 | 296492 | FALSE | 3708.9492 | 1270.5979 | 0.70611 | 29 | 7.4532e-05 | 2344 | 198.5181 | 1644 | 0.013092 | 1844 | 0.37968 |  | 3311
3902 | SOLEDAD 2102858388 | 182052102 | SOLEDAD 2102 | 858388 | FALSE | 13234.6519 | 7717.2675 | 4.2887 | 72 | 2.6749e-05 | 3476 | 315.5206 | 1423 | 0.013047 | 1845 | 0.93942 |  | 2860
6187 | JESSUP 11013383 | 103441101 | JESSUP 1101 | 3383 | FALSE | 3031.9376 | 2267.9133 | 1.2604 | 24 | 0.00010952 | 1421 | 99.0724 | 1957 | 0.012944 | 1846 | 0.31066 | 0.05 | 2040
4407 | APPLE HILL 210297982 | 153662102 | APPLE HILL 2102 | 97982 | FALSE | 15545.7354 | 15545.7354 | 8.6393 | 104 | 8.3073e-05 | 2130 | 187.9326 | 1666 | 0.012892 | 1847 | 1.3407 | 33.04 | 223
7041 | JAMESON 1105371694 | 63801105 | JAMESON 1105 | 371694 | TRUE | 6199.8125 | 365.7311 | 0.20325 | 40 | 6.8585e-05 | 2519 | 205.0285 | 1628 | 0.012819 | 1848 | 0.51277 |  | 3089
3447 | WYANDOTTE 11031974 | 102911103 | WYANDOTTE 1103 | 1974 | FALSE | 36068.6353 | 36068.6353 | 20.0445 | 259 | 8.2005e-05 | 2154 | 157.702 | 1756 | 0.012814 | 1849 | 3.3188 | 125.77 | 11
7950 | SONOMA 11033052 | 42721103 | SONOMA 1103 | 3052 | FALSE | 25170.0534 | 20257.093 | 11.2575 | 163 | 9.5443e-05 | 1745 | 138.2678 | 1815 | 0.012795 | 1850 | 2.0855 | 0.66 | 820
5166 | LOS GATOS 1106LB48 | 82021106 | LOS GATOS 1106 | LB48 | FALSE | 23668.374 | 23668.374 | 13.1533 | 142 | 0.0001412 | 849 | 89.798 | 2000 | 0.012757 | 1851 | 1.8115 | 0.79 | 776
3055 | LAS POSITAS 2108MR190 | 14402108 | LAS POSITAS 2108 | MR190 | FALSE | 18265.303 | 1336.9264 | 0.74297 | 130 | 5.632e-05 | 2880 | 303.8443 | 1444 | 0.012744 | 1852 | 1.6567 | 0.03 | 2386
8820 | HICKS 2101CB | 83432101 | HICKS 2101 | CB | FALSE | 17493.6949 | 8660.4867 | 4.8129 | 20 | 9.4687e-05 | 1773 | 120.7431 | 1868 | 0.012742 | 1853 | 0.25483 |  | 3269
987 | OAKHURST 110310140 | 254421103 | OAKHURST 1103 | 10140 | FALSE | 26724.0842 | 26724.0842 | 14.8515 | 188 | 8.934e-05 | 1937 | 119.5136 | 1871 | 0.012696 | 1854 | 2.3869 | 1.03 | 724
1124 | COARSEGOLD 210210040 | 254432102 | COARSEGOLD 2102 | 10040 | FALSE | 28379.0201 | 28379.0201 | 15.7712 | 213 | 7.3465e-05 | 2385 | 189.319 | 1665 | 0.01266 | 1855 | 2.6967 | 0.64 | 829
6998 | PUEBLO 1104640 | 43291104 | PUEBLO 1104 | 640 | FALSE | 5054.3067 | 1636.7685 | 0.90961 | 43 | 9.1535e-05 | 1857 | 103.5522 | 1933 | 0.012658 | 1856 | 0.54429 | 0.06 | 1786
2113 | HALSEY 11025739 | 152241102 | HALSEY 1102 | 5739 | FALSE | 10731.8696 | 10731.8696 | 5.9641 | 74 | 0.00014982 | 740 | 107.9805 | 1917 | 0.012582 | 1857 | 0.93104 | 0.05 | 2052
9463 | ATASCADERO 1103A06 | 182541103 | ATASCADERO 1103 | A06 | TRUE | 3295.4951 | 441.6127 | 0.24542 | 27 | 6.1339e-05 | 2740 | 154.3644 | 1764 | 0.012566 | 1858 | 0.33927 | 23.54 | 284
673 | FLINT 110140666 | 152531101 | FLINT 1101 | 40666 | TRUE | 2641.929 | 575.1734 | 0.31964 | 18 | 0.00018607 | 467 | 44.5439 | 2250 | 0.012564 | 1859 | 0.22615 | 0.03 | 2374
6086 | SONOMA 1102113082 | 42721102 | SONOMA 1102 | 113082 | FALSE | 11746.8209 | 9857.3648 | 5.4781 | 75 | 8.9487e-05 | 1932 | 142.6253 | 1799 | 0.012535 | 1860 | 0.94012 |  | 3001
4138 | ORO FINO 11022096 | 103031102 | ORO FINO 1102 | 2096 | FALSE | 22772.919 | 22772.919 | 12.6557 | 129 | 9.8802e-05 | 1675 | 133.1159 | 1838 | 0.012531 | 1861 | 1.6166 | 53.86 | 110
8669 | HORSESHOE 1101663244 | 152571101 | HORSESHOE 1101 | 663244 | TRUE | 704.8457 | 464.3934 | 0.25808 | 6 | 6.412e-05 | 2640 | 270.589 | 1495 | 0.012526 | 1862 | 0.075153 |  | 3250
1101 | HOOPA 110137202 | 192401101 | HOOPA 1101 | 37202 | FALSE | 46485.9706 | 40065.4375 | 22.2657 | 190 | 0.00062222 | 16 | 17.2008 | 2500 | 0.012512 | 1863 | 2.3773 | 0.05 | 1933
1135 | LOS GATOS 1106LB44 | 82021106 | LOS GATOS 1106 | LB44 | FALSE | 31139.8726 | 31139.8726 | 17.3055 | 213 | 0.00014639 | 783 | 100.8516 | 1950 | 0.012499 | 1864 | 2.6623 | 1.29 | 690
5450 | FORESTHILL 11011802 | 152181101 | FORESTHILL 1101 | 1802 | FALSE | 35771.0229 | 35771.0229 | 19.8792 | 259 | 0.00015681 | 674 | 79.811 | 2049 | 0.012496 | 1865 | 3.2365 | 95.5 | 25
5898 | WISE 1102465074 | 152271102 | WISE 1102 | 465074 | FALSE | 7662.1855 | 7662.1855 | 4.2581 | 57 | 0.00013238 | 976 | 95.1304 | 1981 | 0.012495 | 1866 | 0.7122 |  | 2986
7150 | FRUITLAND 1141200856 | 192311141 | FRUITLAND 1141 | 200856 | FALSE | 4144.4334 | 4144.4334 | 2.3032 | 31 | 0.00022223 | 311 | 73.6449 | 2076 | 0.012452 | 1867 | 0.38602 |  | 3102
6814 | SAN ARDO 11017632 | 182191101 | SAN ARDO 1101 | 7632 | FALSE | 13210.2353 | 3566.1023 | 1.9818 | 35 | 2.897e-05 | 3441 | 263.7953 | 1512 | 0.012428 | 1868 | 0.43499 | 0.01 | 2590
4514 | SOLEDAD 2101526864 | 182052101 | SOLEDAD 2101 | 526864 | FALSE | 5659.7355 | 5008.6837 | 2.7835 | 18 | 5.2603e-05 | 2980 | 261.8161 | 1518 | 0.012408 | 1869 | 0.22335 |  | 2901
10395 | CLARKSVILLE 2109649874 | 153612109 | CLARKSVILLE 2109 | 649874 | TRUE | 608.4651 | 608.4651 | 0.33814 | 5 | 0.00011808 | 1227 | 142.79 | 1797 | 0.012324 | 1870 | 0.061618 |  | 3543
368 | POINT MORETTI 11015078 | 82931101 | POINT MORETTI 1101 | 5078 | FALSE | 23873.1972 | 23873.1972 | 13.2671 | 154 | 0.00030756 | 121 | 41.9114 | 2267 | 0.012313 | 1871 | 1.8962 | 17.59 | 330
4025 | CARLOTTA 1121CB | 192291121 | CARLOTTA 1121 | CB | FALSE | 37542.2534 | 4224.1485 | 2.3475 | 255 | 0.00013212 | 981 | 102.3882 | 1942 | 0.012302 | 1872 | 3.1369 | 0.03 | 2408
9319 | GONZALES 11013094 | 182131101 | GONZALES 1101 | 3094 | FALSE | 14546.7613 | 6578.8406 | 3.6561 | 63 | 6.4104e-05 | 2641 | 239.8109 | 1568 | 0.012298 | 1873 | 0.77477 | 0.06 | 1850
5655 | CHALLENGE 1101CB | 103201101 | CHALLENGE 1101 | CB | FALSE | 26652.3351 | 26652.3351 | 14.8116 | 128 | 0.00011861 | 1214 | 102.4016 | 1941 | 0.012215 | 1874 | 1.5636 | 82.53 | 43
9730 | MC KEE 1108976553 | 83531108 | MC KEE 1108 | 976553 | FALSE | 3112.5676 | 1744.6035 | 0.96953 | 20 | 6.6999e-05 | 2557 | 174.5173 | 1699 | 0.012197 | 1875 | 0.24394 |  | 3407
8214 | BRUNSWICK 1106CB | 152481106 | BRUNSWICK 1106 | CB | FALSE | 14175.8367 | 14066.7084 | 7.8173 | 88 | 0.00026507 | 182 | 43.8173 | 2253 | 0.012162 | 1876 | 1.0703 | 27.97 | 254
3779 | NOTRE DAME 1103317782 | 102041103 | NOTRE DAME 1103 | 317782 | TRUE | 6689.8142 | 874.1929 | 0.48582 | 53 | 0.00012534 | 1092 | 127.094 | 1852 | 0.012141 | 1877 | 0.64349 |  | 2852
1366 | HALF MOON BAY 11036014 | 24101103 | HALF MOON BAY 1103 | 6014 | FALSE | 19985.2036 | 9962.9663 | 5.5368 | 106 | 7.6568e-05 | 2291 | 149.4232 | 1779 | 0.012138 | 1878 | 1.2867 | 0.02 | 2473
7316 | HOLLISTER 2102676164 | 182492102 | HOLLISTER 2102 | 676164 | TRUE | 4417.8948 | 487.5008 | 0.27092 | 26 | 4.5549e-05 | 3152 | 245.9244 | 1551 | 0.012062 | 1879 | 0.3136 |  | 3115
2140 | BRUNSWICK 1102CB | 152481102 | BRUNSWICK 1102 | CB | FALSE | 10098.7974 | 10098.7974 | 5.6122 | 73 | 0.000256 | 203 | 35.5525 | 2306 | 0.01204 | 1880 | 0.87889 | 11.22 | 385
9978 | FROGTOWN 1702411508 | 163451702 | FROGTOWN 1702 | 411508 | TRUE | 731.3696 | 726.7977 | 0.40391 | 6 | 0.00014592 | 790 | 114.8976 | 1896 | 0.012026 | 1881 | 0.072157 |  | 3464
5364 | FULTON 1104466 | 42561104 | FULTON 1104 | 466 | TRUE | 2421.8686 | 622.9644 | 0.3462 | 21 | 0.00011297 | 1345 | 121.2049 | 1867 | 0.01202 | 1882 | 0.25243 |  | 2947
916 | WYANDOTTE 1105329930 | 102911105 | WYANDOTTE 1105 | 329930 | FALSE | 19740.5748 | 10526.1812 | 5.8498 | 137 | 0.00012563 | 1085 | 89.3966 | 2004 | 0.012012 | 1883 | 1.6456 | 0.03 | 2300
4781 | SONOMA 1105539450 | 42721105 | SONOMA 1105 | 539450 | FALSE | 3896.0108 | 2403.5482 | 1.3357 | 28 | 9.1165e-05 | 1874 | 148.5497 | 1781 | 0.011978 | 1884 | 0.33537 |  | 2917
5493 | SHADY GLEN 11012768 | 152431101 | SHADY GLEN 1101 | 2768 | FALSE | 13051.8561 | 12269.0577 | 6.8183 | 88 | 0.00012814 | 1045 | 88.7266 | 2009 | 0.011963 | 1885 | 1.0528 | 7.41 | 445
8268 | LLAGAS 2101587857 | 83182101 | LLAGAS 2101 | 587857 | TRUE | 3120.9828 | 171.8621 | 0.09551 | 28 | 8.567e-05 | 2038 | 73.8505 | 2073 | 0.011944 | 1886 | 0.33442 |  | 3211
1441 | MIWUK 170111800 | 163661701 | MIWUK 1701 | 11800 | FALSE | 15325.4468 | 15325.4468 | 8.5169 | 116 | 9.1188e-05 | 1873 | 242.093 | 1561 | 0.011866 | 1887 | 1.3764 | 49.43 | 123
2749 | ELK 1101900 | 42981101 | ELK 1101 | 900 | FALSE | 34419.9463 | 14125.5477 | 7.85 | 185 | 5.5462e-05 | 2901 | 228.3452 | 1591 | 0.011859 | 1888 | 2.1939 | 0.01 | 2598
1288 | CALAVERAS CEMENT 11012646 | 162211101 | CALAVERAS CEMENT 1101 | 2646 | FALSE | 28413.9838 | 28413.9838 | 15.7906 | 149 | 0.00010253 | 1586 | 176.2359 | 1694 | 0.01184 | 1889 | 1.7642 |  | 2720
8429 | FOOTHILL 1101386844 | 182951101 | FOOTHILL 1101 | 386844 | TRUE | 2561.2262 | 615.6019 | 0.34211 | 19 | 4.5617e-05 | 3150 | 232.4795 | 1583 | 0.01183 | 1890 | 0.22478 |  | 3226
6057 | LLAGAS 2101XR264 | 83182101 | LLAGAS 2101 | XR264 | TRUE | 33068.0694 | 0 | 0 | 258 | 7.958e-05 | 2219 | 168.5722 | 1723 | 0.011726 | 1891 | 3.0254 | 0.77 | 783
5358 | UKIAH 1113968652 | 42771113 | UKIAH 1113 | 968652 | FALSE | 3017.7923 | 1606.1834 | 0.89261 | 25 | 0.00010466 | 1539 | 114.1474 | 1898 | 0.011684 | 1892 | 0.2921 |  | 2946
9622 | SAN RAFAEL 110863598 | 42011108 | SAN RAFAEL 1108 | 63598 | FALSE | 3076.8023 | 3076.8023 | 1.7099 | 24 | 0.0001935 | 427 | 74.3537 | 2071 | 0.011681 | 1893 | 0.28035 | 50.16 | 120
6523 | ALTO 1124870444 | 42031124 | ALTO 1124 | 870444 | FALSE | 4770.1261 | 4746.504 | 2.6378 | 35 | 0.00012787 | 1050 | 122.3071 | 1864 | 0.011666 | 1894 | 0.40831 |  | 3038
4747 | SANTA ROSA A 1104716 | 42151104 | SANTA ROSA A 1104 | 716 | FALSE | 14319.9438 | 14319.9438 | 7.9581 | 109 | 0.00010523 | 1513 | 113.9799 | 1900 | 0.01165 | 1895 | 1.2698 | 14.14 | 357
9188 | HALF MOON BAY 1102350336 | 24101102 | HALF MOON BAY 1102 | 350336 | FALSE | 2699.1632 | 1936.9418 | 1.0764 | 13 | 7.7558e-05 | 2276 | 139.0255 | 1813 | 0.011629 | 1896 | 0.15117 |  | 3323
10068 | SAN LUIS OBISPO 1108809986 | 182631108 | SAN LUIS OBISPO 1108 | 809986 | FALSE | 3460.671 | 1661.0044 | 0.92308 | 18 | 4.7551e-05 | 3100 | 119.23 | 1872 | 0.011626 | 1897 | 0.20927 |  | 3484
3493 | MARTELL 110198374 | 163011101 | MARTELL 1101 | 98374 | FALSE | 6103.4021 | 1330.8093 | 0.73958 | 46 | 0.00011986 | 1189 | 56.1694 | 2175 | 0.011616 | 1898 | 0.53436 | 0.02 | 2442
3767 | HOLLISTER 210491424 | 182492104 | HOLLISTER 2104 | 91424 | TRUE | 14089.3649 | 303.1658 | 0.16848 | 95 | 6.4005e-05 | 2646 | 160.2049 | 1745 | 0.01155 | 1899 | 1.0973 | 0.02 | 2546
7603 | CLOVERDALE 1102262 | 42821102 | CLOVERDALE 1102 | 262 | FALSE | 9547.2777 | 2067.1657 | 1.1488 | 61 | 0.00010047 | 1637 | 112.2285 | 1905 | 0.011548 | 1900 | 0.70445 | 0.05 | 1983
712 | SILVERADO 2105247660 | 43432105 | SILVERADO 2105 | 247660 | FALSE | 5200.0544 | 3858.4886 | 2.1443 | 35 | 8.3565e-05 | 2111 | 144.077 | 1794 | 0.011541 | 1901 | 0.40392 |  | 2689
4631 | BRUNSWICK 11052210 | 152481105 | BRUNSWICK 1105 | 2210 | FALSE | 36938.5346 | 36938.5346 | 20.528 | 280 | 9.2627e-05 | 1829 | 84.7902 | 2032 | 0.01151 | 1902 | 3.2229 | 105.34 | 19
1236 | OAKHURST 11035480 | 254421103 | OAKHURST 1103 | 5480 | FALSE | 27352.0687 | 27352.0687 | 15.2005 | 180 | 7.0805e-05 | 2447 | 169.2363 | 1720 | 0.011505 | 1903 | 2.0709 | 0.6 | 854
2425 | PIT NO 3 21011360 | 103732101 | PIT NO 3 2101 | 1360 | FALSE | 36445.2787 | 36106.6297 | 20.0657 | 92 | 4.8938e-05 | 3066 | 304.0594 | 1443 | 0.011504 | 1904 | 1.0584 | 0.01 | 2568
9598 | MILPITAS 1109XR044 | 82831109 | MILPITAS 1109 | XR044 | TRUE | 3013.9349 | 677.8018 | 0.37668 | 18 | 0.00010855 | 1434 | 79.5829 | 2050 | 0.011436 | 1905 | 0.20585 | 0.02 | 2555
3999 | CALAVERAS CEMENT 11011419 | 162211101 | CALAVERAS CEMENT 1101 | 1419 | FALSE | 24160.9517 | 24160.9517 | 13.427 | 130 | 6.2459e-05 | 2706 | 145.1035 | 1792 | 0.011428 | 1906 | 1.4856 | 0.17 | 1249
3421 | HIGGINS 1104324510 | 152691104 | HIGGINS 1104 | 324510 | FALSE | 20073.6016 | 20073.6016 | 11.1556 | 154 | 6.2523e-05 | 2702 | 194.5257 | 1656 | 0.011404 | 1907 | 1.7562 | 0.14 | 1320
6037 | COARSEGOLD 210210050 | 254432102 | COARSEGOLD 2102 | 10050 | FALSE | 11290.6239 | 11290.6239 | 6.2746 | 81 | 9.8289e-05 | 1684 | 101.871 | 1946 | 0.01137 | 1908 | 0.92095 | 0.52 | 888
942 | WEST POINT 110293116 | 163201102 | WEST POINT 1102 | 93116 | FALSE | 68103.7314 | 68103.7314 | 37.8475 | 453 | 9.1189e-05 | 1872 | 118.4962 | 1875 | 0.011348 | 1909 | 5.1406 | 26.17 | 268
1810 | CABRILLO 1104CB | 183101104 | CABRILLO 1104 | CB | FALSE | 27455.7877 | 6641.9361 | 3.6911 | 121 | 2.9423e-05 | 3434 | 158.5842 | 1751 | 0.011318 | 1910 | 1.3695 | 0.05 | 2010
1626 | MOLINO 110251788 | 42571102 | MOLINO 1102 | 51788 | FALSE | 20901.6945 | 8188.5748 | 4.5507 | 153 | 0.00012561 | 1087 | 89.1639 | 2005 | 0.011264 | 1911 | 1.7234 | 0.7 | 807
6259 | RISING RIVER 11019032 | 103551101 | RISING RIVER 1101 | 9032 | FALSE | 37853.3581 | 36827.5633 | 20.4663 | 175 | 3.6108e-05 | 3334 | 413.8546 | 1280 | 0.011207 | 1912 | 1.9611 | 0.02 | 2552
1825 | FORT BRAGG A 11014622 | 42761101 | FORT BRAGG A 1101 | 4622 | FALSE | 21650.6648 | 21650.6648 | 12.032 | 109 | 0.00028635 | 145 | 73.5891 | 2077 | 0.011136 | 1913 | 1.2138 | 0.1 | 1454
5920 | CASTRO VALLEY 1110MR243 | 14091110 | CASTRO VALLEY 1110 | MR243 | FALSE | 8929.805 | 8929.805 | 4.9626 | 72 | 8.9046e-05 | 1946 | 128.0484 | 1849 | 0.011084 | 1914 | 0.79807 |  | 2988
3864 | PLACER 1103429574 | 152461103 | PLACER 1103 | 429574 | FALSE | 15346.7415 | 8004.0474 | 4.4481 | 114 | 0.00019074 | 439 | 99.3413 | 1955 | 0.011083 | 1915 | 1.2634 |  | 2857
4013 | LAURELES 1111CB | 182371111 | LAURELES 1111 | CB | FALSE | 13124.836 | 11515.5312 | 6.3996 | 82 | 7.3716e-05 | 2370 | 185.6036 | 1669 | 0.011075 | 1916 | 0.90815 | 0.07 | 1709
9810 | MENLO 11028896 | 24131102 | MENLO 1102 | 8896 | FALSE | 2488.0112 | 1537.9857 | 0.85471 | 14 | 0.00022997 | 285 | 52.1302 | 2200 | 0.011065 | 1917 | 0.15491 | 2.98 | 570
8395 | CARLOTTA 112142896 | 192291121 | CARLOTTA 1121 | 42896 | FALSE | 8829.785 | 3686.5968 | 2.0488 | 71 | 0.00019577 | 414 | 80.3834 | 2046 | 0.011029 | 1918 | 0.78303 | 0.04 | 2101
5390 | SOLEDAD 2102304826 | 182052102 | SOLEDAD 2102 | 304826 | FALSE | 14243.5781 | 8398.3076 | 4.6672 | 61 | 1.8551e-05 | 3558 | 384.6024 | 1312 | 0.010995 | 1919 | 0.6707 |  | 2949
4943 | PINE GROVE 1102CB | 163751102 | PINE GROVE 1102 | CB | FALSE | 17461.9206 | 17461.9206 | 9.7042 | 136 | 0.00014936 | 745 | 159.9625 | 1746 | 0.010952 | 1920 | 1.4895 | 17.74 | 329
2277 | ORO FINO 11022560 | 103031102 | ORO FINO 1102 | 2560 | FALSE | 26913.6157 | 26913.6157 | 14.9568 | 179 | 8.9581e-05 | 1928 | 135.7772 | 1829 | 0.010913 | 1921 | 1.9534 | 75.77 | 57
8219 | CAMPHORA 1101613562 | 182071101 | CAMPHORA 1101 | 613562 | FALSE | 9602.6341 | 5945.3079 | 3.304 | 29 | 4.482e-05 | 3166 | 198.1499 | 1645 | 0.010904 | 1922 | 0.31622 |  | 3204
8001 | MOLINO 1102189602 | 42571102 | MOLINO 1102 | 189602 | FALSE | 1011.2208 | 1011.2208 | 0.56197 | 9 | 0.00010514 | 1518 | 134.7619 | 1833 | 0.010902 | 1923 | 0.098117 |  | 3183
8797 | CAMP EVERS 210533542 | 83622105 | CAMP EVERS 2105 | 33542 | FALSE | 4316.4835 | 4316.4835 | 2.3988 | 39 | 0.00031343 | 114 | 29.934 | 2346 | 0.010901 | 1924 | 0.42515 | 20.17 | 307
6026 | ROSSMOOR 110837848 | 14161108 | ROSSMOOR 1108 | 37848 | FALSE | 9580.5994 | 9580.5994 | 5.3243 | 60 | 7.1725e-05 | 2430 | 176.9482 | 1691 | 0.010901 | 1925 | 0.65406 | 39.39 | 189
9862 | MONTE RIO 11113891 | 42811111 | MONTE RIO 1111 | 3891 | FALSE | 5583.0951 | 5583.0951 | 3.1027 | 23 | 0.0002266 | 300 | 68.3151 | 2101 | 0.010887 | 1926 | 0.2504 | 21.8 | 297
9761 | HALF MOON BAY 1103341542 | 24101103 | HALF MOON BAY 1103 | 341542 | FALSE | 10584.332 | 9768.7602 | 5.4288 | 47 | 8.7167e-05 | 2009 | 161.0484 | 1744 | 0.010885 | 1927 | 0.5116 |  | 3412
6971 | WILLOW CREEK 11037514 | 192171103 | WILLOW CREEK 1103 | 7514 | FALSE | 16121.906 | 14595.7178 | 8.1113 | 118 | 0.00025507 | 206 | 51.2832 | 2206 | 0.010882 | 1928 | 1.2841 | 4.42 | 519
8324 | MONTE RIO 1112999 | 42811112 | MONTE RIO 1112 | 999 | FALSE | 1412.3755 | 1412.3755 | 0.7849 | 7 | 0.00015392 | 709 | 122.3126 | 1863 | 0.010787 | 1929 | 0.075506 | 28.44 | 250
3097 | ATASCADERO 1103492068 | 182541103 | ATASCADERO 1103 | 492068 | FALSE | 13334.8935 | 11954.6281 | 6.6436 | 75 | 6.9325e-05 | 2495 | 169.7517 | 1718 | 0.010772 | 1930 | 0.80789 |  | 2812
1425 | CLAY 110184572 | 163341101 | CLAY 1101 | 84572 | TRUE | 3629.8323 | 844.7995 | 0.46948 | 27 | 6.1461e-05 | 2735 | 146.1205 | 1788 | 0.010769 | 1931 | 0.29075 | 0.05 | 2022
8269 | COTATI 1105893 | 42271105 | COTATI 1105 | 893 | TRUE | 16957.7992 | 312.2303 | 0.17352 | 91 | 8.78e-05 | 1990 | 114.1416 | 1899 | 0.010724 | 1932 | 0.9759 | 0.02 | 2482
1839 | VOLTA 11021650 | 102541102 | VOLTA 1102 | 1650 | FALSE | 34931.9743 | 34931.9743 | 19.4129 | 154 | 4.7419e-05 | 3105 | 252.2302 | 1537 | 0.010701 | 1933 | 1.6479 | 0.12 | 1379
5835 | APPLE HILL 110497086 | 153661104 | APPLE HILL 1104 | 97086 | FALSE | 41345.0987 | 41345.0987 | 22.9769 | 301 | 7.7565e-05 | 2275 | 132.4839 | 1840 | 0.010689 | 1934 | 3.2174 | 48.08 | 132
7014 | ALTO 1122591122 | 42031122 | ALTO 1122 | 591122 | TRUE | 748.6821 | 748.6821 | 0.41607 | 7 | 0.00022033 | 319 | 51.0001 | 2207 | 0.010649 | 1935 | 0.074542 |  | 3085
1545 | MARTELL 110191216 | 163011101 | MARTELL 1101 | 91216 | FALSE | 65291.6361 | 65291.6361 | 36.2847 | 380 | 8.9695e-05 | 1922 | 143.7419 | 1795 | 0.010587 | 1936 | 4.0231 | 0.25 | 1085
812 | DUNBAR 1102246 | 43071102 | DUNBAR 1102 | 246 | FALSE | 21497.7557 | 21497.7557 | 11.947 | 148 | 0.00011216 | 1363 | 98.1055 | 1967 | 0.010561 | 1937 | 1.563 | 6.5 | 466
6481 | DEL MONTE 21043088 | 182222104 | DEL MONTE 2104 | 3088 | FALSE | 24808.0862 | 24808.0862 | 13.7867 | 175 | 7.2041e-05 | 2415 | 135.1128 | 1831 | 0.010503 | 1938 | 1.8381 | 0.12 | 1369
336 | CAMBRIA 1102CB | 182771102 | CAMBRIA 1102 | CB | FALSE | 37414.4172 | 25753.259 | 14.3119 | 153 | 5.557e-05 | 2899 | 155.1527 | 1763 | 0.010468 | 1939 | 1.6015 | 0.06 | 1833
3334 | VOLTA 110297816 | 102541102 | VOLTA 1102 | 97816 | FALSE | 8457.2763 | 8457.2763 | 4.7 | 50 | 4.697e-05 | 3114 | 169.4239 | 1719 | 0.010402 | 1940 | 0.52009 | 0.19 | 1193
1241 | CALAVERAS CEMENT 110147968 | 162211101 | CALAVERAS CEMENT 1101 | 47968 | FALSE | 65100.4862 | 65100.4862 | 36.1785 | 306 | 5.7195e-05 | 2856 | 229.0575 | 1588 | 0.010385 | 1941 | 3.1777 | 0.12 | 1380
8572 | LOS GATOS 110760024 | 82021107 | LOS GATOS 1107 | 60024 | FALSE | 6398.0407 | 6398.0407 | 3.5556 | 27 | 8.433e-05 | 2081 | 118.0471 | 1880 | 0.010381 | 1942 | 0.28029 | 22.82 | 292
8425 | PINE GROVE 110194936 | 163751101 | PINE GROVE 1101 | 94936 | FALSE | 14750.2856 | 14750.2856 | 8.1972 | 82 | 0.00010473 | 1535 | 117.7375 | 1883 | 0.010365 | 1943 | 0.84992 | 0.07 | 1716
10220 | ALLEGHANY 1101808 | 152101101 | ALLEGHANY 1101 | 808 | FALSE | 9941.3745 | 9941.3745 | 5.5248 | 23 | 8.8814e-05 | 1958 | 107.5525 | 1920 | 0.010361 | 1944 | 0.23829 | 0.23 | 1116
7876 | PUEBLO 2103706399 | 43292103 | PUEBLO 2103 | 706399 | TRUE | 1848.7276 | 537.9717 | 0.29897 | 16 | 4.8672e-05 | 3069 | 204.8708 | 1630 | 0.010338 | 1945 | 0.1654 |  | 3173
1021 | EL DORADO PH 210119752 | 152762101 | EL DORADO PH 2101 | 19752 | FALSE | 58764.7318 | 58764.7318 | 32.6575 | 436 | 0.00017226 | 548 | 104.6256 | 1929 | 0.0103 | 1946 | 4.4909 | 119.92 | 12
5417 | SILVERADO 2105131568 | 43432105 | SILVERADO 2105 | 131568 | FALSE | 7881.7386 | 6658.8017 | 3.7005 | 57 | 0.00013576 | 921 | 77.208 | 2060 | 0.010281 | 1947 | 0.58604 |  | 2951
3018 | LUCERNE 110638632 | 43351106 | LUCERNE 1106 | 38632 | FALSE | 7538.4158 | 7535.3678 | 4.1877 | 58 | 0.00018341 | 485 | 125.725 | 1857 | 0.010245 | 1948 | 0.59423 | 0.22 | 1128
9909 | OLEMA 1101337220 | 42291101 | OLEMA 1101 | 337220 | FALSE | 8725.086 | 7959.8917 | 4.4236 | 28 | 0.00012555 | 1088 | 76.0082 | 2062 | 0.010237 | 1949 | 0.28665 |  | 3451
7162 | BIG BEND 1101CB | 103751101 | BIG BEND 1101 | CB | FALSE | 37377.2089 | 37377.2089 | 20.7718 | 171 | 0.00013678 | 910 | 60.8273 | 2149 | 0.010207 | 1950 | 1.7454 | 66.07 | 74
9067 | PEORIA 170570198 | 163781705 | PEORIA 1705 | 70198 | FALSE | 5102.4847 | 3628.2739 | 2.0164 | 36 | 9.8288e-05 | 1685 | 164.1355 | 1736 | 0.010197 | 1951 | 0.36709 | 0.07 | 1763
6816 | REDBUD 1101400 | 43191101 | REDBUD 1101 | 400 | FALSE | 1650.11 | 1410.4889 | 0.78386 | 14 | 7.9738e-05 | 2214 | 97.4469 | 1971 | 0.010195 | 1952 | 0.14273 | 0.05 | 2066
5252 | POINT ARENA 110137426 | 43381101 | POINT ARENA 1101 | 37426 | FALSE | 8142.4343 | 1270.4089 | 0.70601 | 65 | 4.6458e-05 | 3126 | 164.8689 | 1735 | 0.010169 | 1953 | 0.66101 | 0.25 | 1079
7444 | HOLLISTER 21064004 | 182492106 | HOLLISTER 2106 | 4004 | FALSE | 32627.9425 | 14083.7966 | 7.8268 | 180 | 5.3736e-05 | 2948 | 159.4123 | 1748 | 0.010124 | 1954 | 1.8224 | 0.05 | 1947
2021 | WOODACRE 11021280 | 43021102 | WOODACRE 1102 | 1280 | FALSE | 13974.6466 | 13812.836 | 7.6763 | 111 | 0.00015949 | 648 | 83.4065 | 2034 | 0.010109 | 1955 | 1.1221 | 0.14 | 1310
9350 | WEST POINT 1101L3355 | 163201101 | WEST POINT 1101 | L3355 | FALSE | 3618.1853 | 3618.1853 | 2.0107 | 27 | 8.1776e-05 | 2161 | 67.8566 | 2102 | 0.010104 | 1956 | 0.2728 | 44.71 | 155
4549 | ALHAMBRA 110595016 | 14101105 | ALHAMBRA 1105 | 95016 | FALSE | 7771.8455 | 1223.0109 | 0.67967 | 69 | 5.7126e-05 | 2857 | 109.0983 | 1914 | 0.010066 | 1957 | 0.69458 | 0.02 | 2499
5052 | BIG MEADOWS 21012474 | 102812101 | BIG MEADOWS 2101 | 2474 | FALSE | 13467.3498 | 13410.8685 | 7.4529 | 83 | 3.6201e-05 | 3329 | 276.607 | 1482 | 0.010035 | 1958 | 0.83287 | 10.79 | 394
616 | SONOMA 1104414 | 42721104 | SONOMA 1104 | 414 | FALSE | 35132.3675 | 2113.8048 | 1.1747 | 260 | 5.6e-05 | 2889 | 105.7924 | 1925 | 0.009991 | 1959 | 2.5977 | 1.9 | 632
8621 | FELTON 0401CB | 83140401 | FELTON 0401 | CB | FALSE | 4118.8768 | 4062.5857 | 2.2577 | 34 | 0.00043164 | 58 | 21.0417 | 2435 | 0.0099584 | 1960 | 0.33859 | 0.39 | 952
10564 | WISE 110163199 | 152271101 | WISE 1101 | 63199 | TRUE | 1501.4082 | 989.41 | 0.54985 | 8 | 0.00018345 | 483 | 115.9454 | 1891 | 0.0099235 | 1961 | 0.079388 | 0.04 | 2215
6010 | MORGAN HILL 2111XR292 | 83242111 | MORGAN HILL 2111 | XR292 | FALSE | 19536.8147 | 17975.9221 | 9.9898 | 130 | 6.4726e-05 | 2615 | 181.5173 | 1680 | 0.0098996 | 1962 | 1.287 | 0.15 | 1292
222 | DUNBAR 1102CB | 43071102 | DUNBAR 1102 | CB | FALSE | 13834.375 | 12733.914 | 7.0767 | 113 | 0.00013093 | 994 | 85.2135 | 2029 | 0.0098816 | 1963 | 1.1166 | 0.08 | 1671
8045 | PERRY 1101W26 | 183071101 | PERRY 1101 | W26 | FALSE | 4390.419 | 4390.419 | 2.4399 | 18 | 6.7545e-05 | 2549 | 162.1198 | 1741 | 0.0098794 | 1964 | 0.17783 | 0.05 | 1956
7530 | BUCKS CREEK 11031131 | 102211103 | BUCKS CREEK 1103 | 1131 | FALSE | 4424.1224 | 4424.1224 | 2.4586 | 33 | 8.1427e-05 | 2171 | 131.8339 | 1842 | 0.0098607 | 1965 | 0.3254 | 3.76 | 535
7965 | RINCON 1103568 | 43321103 | RINCON 1103 | 568 | FALSE | 20285.8832 | 20285.8832 | 11.2735 | 129 | 0.00011941 | 1198 | 98.3927 | 1966 | 0.0098399 | 1966 | 1.2694 | 40.01 | 186
7623 | PANOCHE 11034008 | 253671103 | PANOCHE 1103 | 4008 | FALSE | 56919.5652 | 56919.5652 | 31.6321 | 138 | 4.9605e-05 | 3045 | 221.1468 | 1603 | 0.0097859 | 1967 | 1.3505 | 0.04 | 2151
1557 | WILLOW CREEK 11015002 | 192171101 | WILLOW CREEK 1101 | 5002 | FALSE | 22234.4783 | 21939.7249 | 12.1926 | 161 | 0.00029646 | 133 | 37.2556 | 2295 | 0.0097721 | 1968 | 1.5733 | 18.45 | 322
2260 | EL DORADO PH 210152456 | 152762101 | EL DORADO PH 2101 | 52456 | FALSE | 16414.576 | 16414.576 | 9.1221 | 96 | 0.00013704 | 907 | 96.4288 | 1977 | 0.0097493 | 1969 | 0.93593 | 0.06 | 1899
4474 | SPENCE 1104965598 | 182201104 | SPENCE 1104 | 965598 | FALSE | 25622.1563 | 14815.8266 | 8.2336 | 139 | 4.3766e-05 | 3194 | 205.6396 | 1624 | 0.0097442 | 1970 | 1.3544 |  | 2894
9612 | DIAMOND SPRINGS 1107203504 | 152261107 | DIAMOND SPRINGS 1107 | 203504 | TRUE | 514.0425 | 226.4943 | 0.12587 | 4 | 0.00021969 | 325 | 71.3633 | 2088 | 0.0097327 | 1971 | 0.038931 |  | 3389
7259 | SUMMIT 1101742 | 152591101 | SUMMIT 1101 | 742 | FALSE | 2084.4879 | 2084.4879 | 1.1584 | 21 | 0.00010714 | 1469 | 98.5688 | 1964 | 0.009698 | 1972 | 0.20366 | 0.02 | 2502
3486 | GRASS VALLEY 11012208 | 152031101 | GRASS VALLEY 1101 | 2208 | FALSE | 20533.4109 | 18971.647 | 10.5432 | 159 | 0.0001453 | 800 | 55.2252 | 2180 | 0.0096885 | 1973 | 1.5405 | 0.15 | 1278
6926 | EL DORADO PH 210113532 | 152762101 | EL DORADO PH 2101 | 13532 | FALSE | 8576.7798 | 8576.7798 | 4.7664 | 46 | 9.988e-05 | 1652 | 99.3016 | 1956 | 0.0096754 | 1974 | 0.44507 | 0 | 2625
4034 | OAKHURST 11035120 | 254421103 | OAKHURST 1103 | 5120 | FALSE | 9912.3897 | 9912.3897 | 5.5086 | 19 | 7.7594e-05 | 2273 | 140.142 | 1809 | 0.0096488 | 1975 | 0.18333 | 15.79 | 345
3547 | RINCON 1101539980 | 43321101 | RINCON 1101 | 539980 | TRUE | 697.2903 | 474.6546 | 0.26378 | 4 | 0.0001397 | 874 | 59.5974 | 2157 | 0.0096291 | 1976 | 0.038517 |  | 2837
2441 | SILVERADO 2103617828 | 43432103 | SILVERADO 2103 | 617828 | FALSE | 4970.4215 | 2303.2847 | 1.28 | 28 | 9.4549e-05 | 1777 | 105.7723 | 1926 | 0.0096279 | 1977 | 0.26958 |  | 2776
5129 | NEWBURG 1131380686 | 192151131 | NEWBURG 1131 | 380686 | FALSE | 4931.6119 | 3014.5331 | 1.6753 | 34 | 0.00017304 | 543 | 55.7388 | 2176 | 0.0095954 | 1978 | 0.32624 |  | 2938
2275 | BUTTE 11051243 | 103081105 | BUTTE 1105 | 1243 | FALSE | 8319.7013 | 8319.7013 | 4.6235 | 50 | 9.2023e-05 | 1845 | 108.0493 | 1916 | 0.0095359 | 1979 | 0.47679 |  | 2768
4445 | PINE GROVE 1102467560 | 163751102 | PINE GROVE 1102 | 467560 | FALSE | 3279.179 | 3279.179 | 1.8223 | 27 | 0.00027911 | 159 | 44.0774 | 2252 | 0.009532 | 1980 | 0.25736 |  | 2891
6213 | JESSUP 1103728460 | 103441103 | JESSUP 1103 | 728460 | FALSE | 2312.7118 | 1173.0161 | 0.65188 | 17 | 9.9769e-05 | 1653 | 103.6058 | 1932 | 0.0095302 | 1981 | 0.16201 |  | 3014
3085 | SHINGLE SPRINGS 210819622 | 153652108 | SHINGLE SPRINGS 2108 | 19622 | FALSE | 18790.8494 | 9040.145 | 5.0239 | 165 | 0.00016432 | 596 | 119.9283 | 1869 | 0.0095283 | 1982 | 1.5722 | 0.05 | 1921
9214 | SAN RAFAEL 11081250 | 42011108 | SAN RAFAEL 1108 | 1250 | FALSE | 5741.9405 | 5741.9405 | 3.191 | 26 | 0.00015475 | 698 | 75.9474 | 2063 | 0.0094996 | 1983 | 0.24699 | 71.72 | 66
10597 | MONTE RIO 11135024 | 42811113 | MONTE RIO 1113 | 5024 | TRUE | 526.6111 | 526.6111 | 0.29266 | 4 | 0.00017161 | 552 | 35.72 | 2305 | 0.0094858 | 1984 | 0.037943 | 11.71 | 383
2882 | WILLOW PASS 2108CB | 13912108 | WILLOW PASS 2108 | CB | TRUE | 14676.6694 | 318.0802 | 0.17677 | 91 | 4.4438e-05 | 3177 | 137.3401 | 1820 | 0.0094639 | 1985 | 0.86121 |  | 2802
5172 | LOS OSITOS 2103220608 | 182082103 | LOS OSITOS 2103 | 220608 | FALSE | 3563.3452 | 1678.7883 | 0.93296 | 10 | 2.1846e-05 | 3522 | 416.4617 | 1275 | 0.009449 | 1986 | 0.09449 |  | 2941
1655 | BRUNSWICK 110750010 | 152481107 | BRUNSWICK 1107 | 50010 | FALSE | 15036.1048 | 9841.1126 | 5.469 | 117 | 0.00024302 | 239 | 56.6031 | 2173 | 0.0094406 | 1987 | 1.1046 | 18.42 | 323
3494 | WILLITS 110434008 | 42661104 | WILLITS 1104 | 34008 | FALSE | 36886.2403 | 36886.2403 | 20.4989 | 259 | 0.00010265 | 1580 | 90.3162 | 1998 | 0.0094239 | 1988 | 2.4408 | 82.16 | 46
7626 | RESERVATION ROAD 11023030 | 182731102 | RESERVATION ROAD 1102 | 3030 | FALSE | 41820.8596 | 16131.8418 | 8.965 | 186 | 2.9058e-05 | 3440 | 203.8088 | 1634 | 0.0094083 | 1989 | 1.7499 | 0.06 | 1801
10686 | HARTLEY 110158095 | 43211101 | HARTLEY 1101 | 58095 | TRUE | 251.9158 | 251.9158 | 0.14 | 2 | 0.00013161 | 987 | 71.4359 | 2085 | 0.0094017 | 1990 | 0.018803 | 1.66 | 656
7656 | PHILO 11022600 | 42601102 | PHILO 1102 | 2600 | FALSE | 32204.7216 | 32204.7216 | 17.8972 | 114 | 9.7968e-05 | 1692 | 92.2082 | 1992 | 0.0093006 | 1991 | 1.0603 | 6.68 | 463
7863 | SANTA ROSA A 1104642 | 42151104 | SANTA ROSA A 1104 | 642 | FALSE | 14995.9698 | 14995.9698 | 8.3338 | 127 | 0.00012083 | 1167 | 94.1376 | 1984 | 0.0092364 | 1992 | 1.173 | 16.12 | 341
581 | POINT ARENA 1101474 | 43381101 | POINT ARENA 1101 | 474 | FALSE | 14496.4925 | 14496.4925 | 8.0562 | 77 | 9.2233e-05 | 1837 | 111.515 | 1906 | 0.0092125 | 1993 | 0.70936 | 0.09 | 1510
9791 | LOS OSITOS 2103695270 | 182082103 | LOS OSITOS 2103 | 695270 | FALSE | 1764.2137 | 1116.1992 | 0.62031 | 12 | 6.659e-05 | 2569 | 184.7862 | 1675 | 0.009199 | 1994 | 0.11039 |  | 3425
9383 | CASTRO VALLEY 1110MR525 | 14091110 | CASTRO VALLEY 1110 | MR525 | TRUE | 98.2491 | 17.8831 | 0.0099382 | 2 | 6.2244e-05 | 2712 | 142.6154 | 1800 | 0.0091967 | 1995 | 0.018393 |  | 3348
5023 | MC ARTHUR 11021324 | 103491102 | MC ARTHUR 1102 | 1324 | FALSE | 38651.4549 | 1638.5898 | 0.91062 | 169 | 2.205e-05 | 3520 | 325.2371 | 1405 | 0.0091756 | 1996 | 1.5507 | 0.02 | 2488
7662 | CASTRO VALLEY 1110610800 | 14091110 | CASTRO VALLEY 1110 | 610800 | FALSE | 4080.4254 | 3862.9953 | 2.1468 | 33 | 8.5461e-05 | 2042 | 102.3732 | 1943 | 0.0091096 | 1997 | 0.30062 |  | 3147
6717 | NEWBURG 1132910230 | 192151132 | NEWBURG 1132 | 910230 | FALSE | 3166.5297 | 1560.5069 | 0.86723 | 27 | 0.00023935 | 248 | 37.0091 | 2298 | 0.0090947 | 1998 | 0.24556 |  | 3058
10 | KONOCTI 1102532 | 43311102 | KONOCTI 1102 | 532 | FALSE | 15658.0016 | 15658.0016 | 8.7017 | 124 | 0.00024726 | 225 | 48.9408 | 2215 | 0.0090595 | 1999 | 1.1234 | 47.27 | 135
5170 | EL DORADO PH 2102542272 | 152762102 | EL DORADO PH 2102 | 542272 | FALSE | 12585.3616 | 12585.3616 | 6.9941 | 80 | 0.00018486 | 474 | 31.5637 | 2334 | 0.0090446 | 2000 | 0.72357 |  | 2940
8963 | MIRABEL 1101253331 | 42091101 | MIRABEL 1101 | 253331 | TRUE | 639.8394 | 107.6584 | 0.059829 | 5 | 0.0001555 | 688 | 63.3453 | 2134 | 0.0090171 | 2001 | 0.045085 |  | 3284
10053 | ROB ROY 21046577 | 83692104 | ROB ROY 2104 | 6577 | FALSE | 5581.4139 | 5581.4139 | 3.1018 | 33 | 0.00018059 | 509 | 33.2037 | 2318 | 0.0089943 | 2002 | 0.29681 |  | 3482
8505 | NEWBURG 113190242 | 192151131 | NEWBURG 1131 | 90242 | FALSE | 7016.5204 | 6652.6427 | 3.6971 | 51 | 0.00013965 | 876 | 54.8847 | 2183 | 0.0089934 | 2003 | 0.45866 | 0.05 | 1980
283 | SAN RAFAEL 1104802 | 42011104 | SAN RAFAEL 1104 | 802 | FALSE | 20585.105 | 13782.7792 | 7.6596 | 162 | 0.00013761 | 901 | 59.5964 | 2158 | 0.0089568 | 2004 | 1.451 | 0.09 | 1542
9446 | ECHO SUMMIT 1101481660 | 158031101 | ECHO SUMMIT 1101 | 481660 | FALSE | 1777.5904 | 1750.3957 | 0.97275 | 21 | 0.00013748 | 904 | 66.8278 | 2109 | 0.0089565 | 2005 | 0.18809 |  | 3360
1636 | LOS COCHES 1101625902 | 182151101 | LOS COCHES 1101 | 625902 | FALSE | 9066.5477 | 4214.4266 | 2.3421 | 26 | 5.2521e-05 | 2981 | 97.9588 | 1969 | 0.0089147 | 2006 | 0.23178 |  | 2735
8007 | SAN JUSTO 11014002 | 183181101 | SAN JUSTO 1101 | 4002 | FALSE | 30655.7932 | 29553.7891 | 16.424 | 140 | 4.2612e-05 | 3215 | 236.2342 | 1577 | 0.0088999 | 2007 | 1.246 | 0.18 | 1202
4827 | ATASCADERO 1103A88 | 182541103 | ATASCADERO 1103 | A88 | FALSE | 4298.2003 | 1506.8203 | 0.83739 | 41 | 7.0724e-05 | 2450 | 118.2966 | 1877 | 0.008869 | 2008 | 0.36363 | 0.51 | 891
6300 | DRUM 11011602 | 152321101 | DRUM 1101 | 1602 | FALSE | 26067.9128 | 26067.9128 | 14.4868 | 121 | 7.2028e-05 | 2416 | 103.4039 | 1935 | 0.0088619 | 2009 | 1.0723 | 0.28 | 1033
7254 | ALLEGHANY 1101VR816 | 152101101 | ALLEGHANY 1101 | VR816 | FALSE | 6675.8935 | 6675.8935 | 3.71 | 49 | 0.00021002 | 359 | 34.0265 | 2312 | 0.0088541 | 2010 | 0.43385 | 78.58 | 51
2986 | PINE GROVE 110235576 | 163751102 | PINE GROVE 1102 | 35576 | FALSE | 12676.983 | 12676.983 | 7.045 | 77 | 9.958e-05 | 1656 | 90.2081 | 1999 | 0.0088445 | 2011 | 0.68102 | 51.58 | 114
8230 | SAN LUIS OBISPO 1102357407 | 182631102 | SAN LUIS OBISPO 1102 | 357407 | TRUE | 396.3684 | 382.6506 | 0.21265 | 5 | 5.6115e-05 | 2883 | 139.4252 | 1811 | 0.0088377 | 2012 | 0.044188 |  | 3206
1189 | PEORIA 170575274 | 163781705 | PEORIA 1705 | 75274 | TRUE | 5361.6389 | 623.7122 | 0.34662 | 43 | 7.4779e-05 | 2337 | 100.4794 | 1953 | 0.0088331 | 2013 | 0.37982 | 2.09 | 623
299 | MONTE RIO 111164758 | 42811111 | MONTE RIO 1111 | 64758 | FALSE | 16840.1197 | 16840.1197 | 9.3586 | 97 | 0.00025463 | 207 | 41.2688 | 2270 | 0.0087918 | 2014 | 0.8528 | 58.76 | 91
8131 | HARTLEY 1101534548 | 43211101 | HARTLEY 1101 | 534548 | TRUE | 825.2513 | 643.683 | 0.35772 | 7 | 8.8763e-05 | 1960 | 139.419 | 1812 | 0.008746 | 2015 | 0.061222 |  | 3194
3395 | BOLINAS 1101504 | 42261101 | BOLINAS 1101 | 504 | FALSE | 10763.1252 | 10763.1252 | 5.9814 | 53 | 0.00011675 | 1255 | 93.9031 | 1988 | 0.0087025 | 2016 | 0.46123 | 0.26 | 1063
6220 | LAKEVILLE 1102530 | 43371102 | LAKEVILLE 1102 | 530 | TRUE | 7365.5043 | 114.9911 | 0.063904 | 55 | 7.7592e-05 | 2274 | 96.695 | 1976 | 0.0087005 | 2017 | 0.47853 | 0.03 | 2248
8104 | MONTE RIO 111137520 | 42811111 | MONTE RIO 1111 | 37520 | FALSE | 3437.9631 | 3437.9631 | 1.9106 | 20 | 0.0002436 | 236 | 45.2659 | 2244 | 0.0086846 | 2018 | 0.17369 | 30.52 | 237
5024 | MONTE RIO 1113180 | 42811113 | MONTE RIO 1113 | 180 | FALSE | 3158.1165 | 3158.1165 | 1.7551 | 28 | 0.00023287 | 273 | 37.4189 | 2293 | 0.0086779 | 2019 | 0.24298 | 48.66 | 126
2418 | CLEAR LAKE 11011302 | 42141101 | CLEAR LAKE 1101 | 1302 | FALSE | 28390.9957 | 12188.0095 | 6.7733 | 189 | 9.155e-05 | 1856 | 135.9642 | 1826 | 0.0086777 | 2020 | 1.6401 | 0.07 | 1751
6344 | WEST POINT 11021303 | 163201102 | WEST POINT 1102 | 1303 | FALSE | 25207.4138 | 25207.4138 | 14.0086 | 146 | 8.2868e-05 | 2134 | 109.1634 | 1912 | 0.0086648 | 2021 | 1.2651 | 55.45 | 103
147 | SHADY GLEN 11022232 | 152431102 | SHADY GLEN 1102 | 2232 | FALSE | 16843.7265 | 16843.7265 | 9.3606 | 88 | 0.00014558 | 796 | 81.1031 | 2043 | 0.0086414 | 2022 | 0.76044 | 16.24 | 339
8652 | LOYOLA 1102725939 | 82161102 | LOYOLA 1102 | 725939 | TRUE | 1338.4571 | 150.5355 | 0.083658 | 14 | 0.0001664 | 579 | 36.2434 | 2303 | 0.0086108 | 2023 | 0.12055 |  | 3249
10013 | GREEN VALLEY 21016601 | 83192101 | GREEN VALLEY 2101 | 6601 | FALSE | 3063.6094 | 3063.6094 | 1.7026 | 19 | 0.00011592 | 1271 | 66.3782 | 2113 | 0.0085862 | 2024 | 0.16314 |  | 3470
3970 | PUEBLO 1105348368 | 43291105 | PUEBLO 1105 | 348368 | FALSE | 14957.0247 | 4473.6471 | 2.4862 | 107 | 6.0549e-05 | 2762 | 137.0477 | 1824 | 0.0085797 | 2025 | 0.91803 |  | 2865
5419 | MIRABEL 11014859 | 42091101 | MIRABEL 1101 | 4859 | FALSE | 3008.5895 | 3008.5895 | 1.672 | 22 | 0.00015733 | 670 | 65.9715 | 2116 | 0.0085572 | 2026 | 0.18826 | 30.63 | 236
3836 | PURISIMA 1101CB | 182971101 | PURISIMA 1101 | CB | FALSE | 7381.7293 | 5917.6189 | 3.2886 | 32 | 7.2016e-05 | 2418 | 150.0597 | 1776 | 0.0085315 | 2027 | 0.27301 | 0.06 | 1914
589 | EL DORADO PH 21016852 | 152762101 | EL DORADO PH 2101 | 6852 | FALSE | 40624.2727 | 40624.2727 | 22.5763 | 309 | 0.00015417 | 703 | 140.8238 | 1808 | 0.0085289 | 2028 | 2.6354 | 106.87 | 16
7704 | GOLDTREE 1107CB | 182581107 | GOLDTREE 1107 | CB | FALSE | 5578.7405 | 1480.1268 | 0.82256 | 28 | 6.1871e-05 | 2724 | 91.0203 | 1996 | 0.0085282 | 2029 | 0.23879 | 0.25 | 1074
10273 | POINT ARENA 11014923 | 43381101 | POINT ARENA 1101 | 4923 | FALSE | 4611.3164 | 4611.3164 | 2.5627 | 12 | 0.00010517 | 1516 | 65.4057 | 2122 | 0.008518 | 2030 | 0.10222 | 0.06 | 1877
327 | CURTIS 170463502 | 163351704 | CURTIS 1704 | 63502 | FALSE | 16836.9835 | 16836.9835 | 9.3569 | 107 | 0.00012514 | 1095 | 60.239 | 2153 | 0.0084952 | 2031 | 0.90898 | 0.16 | 1256
7937 | CLARK ROAD 11022068 | 103091102 | CLARK ROAD 1102 | 2068 | FALSE | 17517.3264 | 17517.3264 | 9.735 | 90 | 0.00011364 | 1328 | 80.7377 | 2044 | 0.0084897 | 2032 | 0.76407 | 0.32 | 992
4769 | WYANDOTTE 1107CB | 102911107 | WYANDOTTE 1107 | CB | FALSE | 24321.9127 | 2030.3761 | 1.1283 | 199 | 0.00016447 | 591 | 61.5586 | 2143 | 0.0084763 | 2033 | 1.6868 | 0.03 | 2311
7564 | COLUMBIA HILL 11018233 | 152471101 | COLUMBIA HILL 1101 | 8233 | FALSE | 7978.7453 | 7978.7453 | 4.4341 | 51 | 7.9873e-05 | 2208 | 109.5763 | 1910 | 0.008467 | 2034 | 0.43182 | 41.72 | 175
2536 | HALSEY 1101CB | 152241101 | HALSEY 1101 | CB | FALSE | 27644.3487 | 27644.3487 | 15.3629 | 231 | 0.00016053 | 637 | 70.3363 | 2092 | 0.0084422 | 2035 | 1.9501 | 0.21 | 1148
2174 | DIAMOND SPRINGS 1104CB | 152261104 | DIAMOND SPRINGS 1104 | CB | FALSE | 15842.0085 | 9046.8091 | 5.0276 | 127 | 0.0002078 | 373 | 65.6703 | 2119 | 0.008393 | 2036 | 1.0659 | 0.19 | 1172
4975 | EL DORADO PH 210119612 | 152762101 | EL DORADO PH 2101 | 19612 | FALSE | 14689.1647 | 14689.1647 | 8.1633 | 102 | 0.00021799 | 328 | 33.636 | 2313 | 0.0083743 | 2037 | 0.85418 | 36 | 208
7088 | SAUSALITO 11021500 | 42491102 | SAUSALITO 1102 | 1500 | FALSE | 2059.653 | 1869.3575 | 1.0389 | 8 | 8.3383e-05 | 2121 | 83.3451 | 2035 | 0.0083473 | 2038 | 0.066779 | 0.06 | 1818
4510 | CAMP EVERS 210511010 | 83622105 | CAMP EVERS 2105 | 11010 | FALSE | 3501.2634 | 3501.2634 | 1.9458 | 26 | 0.00023343 | 269 | 31.1531 | 2340 | 0.0083235 | 2039 | 0.21641 | 12.24 | 375
7509 | WESTLEY 1103237522 | 162671103 | WESTLEY 1103 | 237522 | FALSE | 26805.1596 | 1485.982 | 0.82581 | 39 | 3.422e-05 | 3366 | 404.1911 | 1293 | 0.0082937 | 2040 | 0.32346 |  | 3130
2971 | CASTRO VALLEY 1111MR334 | 14091111 | CASTRO VALLEY 1111 | MR334 | FALSE | 9742.4846 | 9116.5949 | 5.0664 | 80 | 8.203e-05 | 2151 | 200.4591 | 1639 | 0.0082358 | 2041 | 0.65886 |  | 2808
143 | RACETRACK 1703CB | 163761703 | RACETRACK 1703 | CB | FALSE | 28877.5917 | 25353.1416 | 14.0896 | 216 | 0.00013825 | 891 | 45.587 | 2242 | 0.008163 | 2042 | 1.7632 | 0.16 | 1262
1117 | MORGAN HILL 2104152774 | 83242104 | MORGAN HILL 2104 | 152774 | FALSE | 12406.0754 | 10319.2603 | 5.7348 | 84 | 6.212e-05 | 2716 | 152.7782 | 1769 | 0.0081314 | 2043 | 0.68304 |  | 2709
3526 | SILVERADO 2103920793 | 43432103 | SILVERADO 2103 | 920793 | FALSE | 12855.6086 | 10473.7039 | 5.8206 | 51 | 8.6884e-05 | 2016 | 85.5215 | 2025 | 0.008033 | 2044 | 0.40968 |  | 2833
7263 | FORESTHILL 11011820 | 152181101 | FORESTHILL 1101 | 1820 | FALSE | 9227.6622 | 9227.6622 | 5.1281 | 51 | 7.9052e-05 | 2234 | 127.8002 | 1850 | 0.0080276 | 2045 | 0.40941 | 46.68 | 139
4807 | PLACER 1103238990 | 152461103 | PLACER 1103 | 238990 | TRUE | 9730.7173 | 65.0773 | 0.036166 | 84 | 0.00017934 | 513 | 66.7295 | 2111 | 0.0080184 | 2046 | 0.67354 |  | 2918
7786 | UPPER LAKE 11016663 | 42871101 | UPPER LAKE 1101 | 6663 | FALSE | 3787.49 | 3787.49 | 2.1048 | 17 | 7.5146e-05 | 2328 | 97.3101 | 1972 | 0.0079953 | 2047 | 0.13592 | 1.13 | 713
797 | DUNBAR 1101CB | 43071101 | DUNBAR 1101 | CB | FALSE | 23959.1283 | 5020.5865 | 2.7901 | 191 | 0.00012086 | 1166 | 54.2982 | 2185 | 0.007993 | 2048 | 1.5267 | 0.11 | 1429
1103 | HOOPA 1101CB | 192401101 | HOOPA 1101 | CB | FALSE | 63333.9358 | 37375.4287 | 20.7708 | 440 | 0.00026939 | 173 | 30.0518 | 2342 | 0.0079104 | 2049 | 3.4806 | 0.19 | 1174
8668 | BIG BASIN 110211062 | 82841102 | BIG BASIN 1102 | 11062 | FALSE | 21428.2343 | 21428.2343 | 11.9084 | 88 | 0.00013572 | 922 | 71.1136 | 2090 | 0.007899 | 2050 | 0.69511 | 0.25 | 1075
7844 | ELK 11011260 | 42981101 | ELK 1101 | 1260 | FALSE | 25231.41 | 25226.838 | 14.0194 | 120 | 9.4953e-05 | 1767 | 70.6215 | 2091 | 0.0078966 | 2051 | 0.94759 | 0.04 | 2197
2387 | HALSEY 110239104 | 152241102 | HALSEY 1102 | 39104 | FALSE | 49366.035 | 49366.035 | 27.4344 | 346 | 0.00016953 | 566 | 33.5173 | 2314 | 0.007888 | 2052 | 2.7292 | 0.26 | 1066
1085 | MORAGA 1101CB | 13801101 | MORAGA 1101 | CB | FALSE | 14345.0573 | 13611.4014 | 7.5643 | 92 | 0.00011705 | 1247 | 67.2853 | 2106 | 0.0078811 | 2053 | 0.72506 | 0.43 | 926
6726 | MARTELL 110292172 | 163011102 | MARTELL 1102 | 92172 | TRUE | 5246.1471 | 190.7947 | 0.10603 | 45 | 0.00012597 | 1079 | 55.6458 | 2177 | 0.0078638 | 2054 | 0.35387 | 0.61 | 846
1984 | HALF MOON BAY 110369412 | 24101103 | HALF MOON BAY 1103 | 69412 | FALSE | 34124.5253 | 25048.7626 | 13.9204 | 150 | 9.9166e-05 | 1664 | 96.7198 | 1975 | 0.0078448 | 2055 | 1.1767 | 0.06 | 1862
2299 | VINEYARD 2107CB | 14502107 | VINEYARD 2107 | CB | FALSE | 12364.4219 | 3069.8489 | 1.706 | 111 | 3.2822e-05 | 3389 | 173.8407 | 1700 | 0.0077955 | 2056 | 0.8653 | 0.03 | 2405
9627 | POINT ARENA 11011296 | 43381101 | POINT ARENA 1101 | 1296 | FALSE | 8913.723 | 5630.7668 | 3.1292 | 37 | 6.5385e-05 | 2603 | 134.0606 | 1835 | 0.007772 | 2057 | 0.28757 | 0.02 | 2458
2765 | FORESTHILL 1101CB | 152181101 | FORESTHILL 1101 | CB | FALSE | 14659.7522 | 14659.7522 | 8.1469 | 110 | 0.00023141 | 282 | 46.7348 | 2235 | 0.0077431 | 2058 | 0.85174 | 50.51 | 118
4087 | BURNEY 11011340 | 103311101 | BURNEY 1101 | 1340 | FALSE | 28996.5273 | 28996.5273 | 16.1143 | 144 | 3.4761e-05 | 3354 | 286.6355 | 1466 | 0.0077101 | 2059 | 1.1103 | 0.06 | 1820
8844 | MIDDLETOWN 1101614 | 43141101 | MIDDLETOWN 1101 | 614 | FALSE | 2222.7419 | 2222.7419 | 1.2353 | 18 | 0.00013751 | 902 | 52.9107 | 2196 | 0.0076984 | 2060 | 0.13857 | 47.35 | 134
3083 | MONTE RIO 1113320 | 42811113 | MONTE RIO 1113 | 320 | FALSE | 4467.496 | 4467.496 | 2.4827 | 29 | 0.00021698 | 331 | 31.2121 | 2339 | 0.0076924 | 2061 | 0.22308 | 49.68 | 122
7740 | POINT MORETTI 110136514 | 82931101 | POINT MORETTI 1101 | 36514 | FALSE | 11050.0531 | 11050.0531 | 6.1409 | 64 | 0.00015664 | 677 | 62.082 | 2141 | 0.0076624 | 2062 | 0.4904 | 0.67 | 813
898 | COTATI 11055156 | 42271105 | COTATI 1105 | 5156 | FALSE | 16018.9017 | 7784.4976 | 4.3261 | 114 | 9.9942e-05 | 1647 | 85.2613 | 2028 | 0.0076261 | 2063 | 0.86938 | 0.53 | 881
3027 | PHILO 11021308 | 42601102 | PHILO 1102 | 1308 | FALSE | 51491.5441 | 51491.5441 | 28.6156 | 245 | 8.9849e-05 | 1917 | 98.5183 | 1965 | 0.0076242 | 2064 | 1.8679 | 0.09 | 1559
10504 | KANAKA 11011036 | 103221101 | KANAKA 1101 | 1036 | TRUE | 989.4598 | 989.4598 | 0.54988 | 4 | 6.243e-05 | 2709 | 118.9656 | 1873 | 0.0076073 | 2065 | 0.030429 | 0.09 | 1531
2446 | FOOTHILL 1102V06 | 182951102 | FOOTHILL 1102 | V06 | FALSE | 10508.9376 | 3602.7995 | 2.0022 | 66 | 4.6125e-05 | 3135 | 94.4714 | 1983 | 0.007606 | 2066 | 0.50199 | 0.87 | 757
4588 | COARSEGOLD 21025722 | 254432102 | COARSEGOLD 2102 | 5722 | FALSE | 3182.5999 | 3182.5999 | 1.7687 | 23 | 7.5358e-05 | 2325 | 108.5957 | 1915 | 0.0076053 | 2067 | 0.17492 | 0.29 | 1024
8714 | OTTER 1101CB | 182941101 | OTTER 1101 | CB | FALSE | 10759.8557 | 10367.8883 | 5.7618 | 54 | 7.9345e-05 | 2224 | 98.8454 | 1961 | 0.0075954 | 2068 | 0.41015 | 0.46 | 912
9866 | DUNBAR 1101343 | 43071101 | DUNBAR 1101 | 343 | FALSE | 7140.9406 | 7140.9406 | 3.9685 | 39 | 0.0001241 | 1116 | 75.0943 | 2067 | 0.0075606 | 2069 | 0.29486 | 38.93 | 192
723 | BIG BASIN 110296986 | 82841102 | BIG BASIN 1102 | 96986 | FALSE | 9497.5055 | 9497.5055 | 5.2781 | 63 | 0.00018221 | 496 | 38.932 | 2285 | 0.0075562 | 2070 | 0.47604 | 0.41 | 938
5272 | NEWBURG 1133CB | 192151133 | NEWBURG 1133 | CB | FALSE | 14786.8555 | 5089.2485 | 2.8283 | 92 | 0.00018939 | 445 | 47.0523 | 2232 | 0.0075338 | 2071 | 0.69311 | 0.06 | 1839
6817 | HALF MOON BAY 1103695411 | 24101103 | HALF MOON BAY 1103 | 695411 | FALSE | 13352.973 | 13352.973 | 7.4207 | 99 | 0.00013199 | 984 | 79.3253 | 2051 | 0.0075292 | 2072 | 0.74539 |  | 3065
9735 | EEL RIVER 1103216324 | 192381103 | EEL RIVER 1103 | 216324 | FALSE | 4626.1816 | 3681.9233 | 2.0462 | 23 | 0.00013316 | 955 | 50.0452 | 2210 | 0.0075204 | 2073 | 0.17297 |  | 3409
803 | DIAMOND SPRINGS 1107CB | 152261107 | DIAMOND SPRINGS 1107 | CB | TRUE | 5946.2245 | 0 | 0 | 51 | 0.00020302 | 386 | 24.2582 | 2398 | 0.0074949 | 2074 | 0.38224 | 0.05 | 1988
2229 | EL DORADO PH 210136764 | 152762101 | EL DORADO PH 2101 | 36764 | FALSE | 7038.6749 | 5034.5882 | 2.7979 | 46 | 4.659e-05 | 3123 | 107.3772 | 1922 | 0.0074941 | 2075 | 0.34473 | 0 | 2633
5945 | SANTA ROSA A 1111758024 | 42151111 | SANTA ROSA A 1111 | 758024 | FALSE | 10378.3257 | 7589.8929 | 4.218 | 72 | 9.0405e-05 | 1901 | 69.6669 | 2097 | 0.007484 | 2076 | 0.53884 |  | 2992
726 | DIAMOND SPRINGS 1106930190 | 152261106 | DIAMOND SPRINGS 1106 | 930190 | FALSE | 30053.7833 | 27579.5424 | 15.3269 | 207 | 0.00014885 | 753 | 53.3783 | 2192 | 0.0074761 | 2077 | 1.5476 |  | 2690
353 | CURTIS 170210940 | 163351702 | CURTIS 1702 | 10940 | FALSE | 17097.711 | 13824.9592 | 7.683 | 138 | 0.0001288 | 1032 | 78.9158 | 2055 | 0.0073788 | 2078 | 1.0183 | 0.13 | 1356
1231 | RED BLUFF 1103CB | 103541103 | RED BLUFF 1103 | CB | TRUE | 31613.0704 | 164.6636 | 0.091509 | 261 | 5.2389e-05 | 2982 | 125.9834 | 1855 | 0.0073172 | 2079 | 1.9098 |  | 2718
10001 | PANOCHE 11034036 | 253671103 | PANOCHE 1103 | 4036 | FALSE | 40366.1816 | 16000.3845 | 8.8919 | 57 | 4.3272e-05 | 3204 | 184.9055 | 1674 | 0.0073003 | 2080 | 0.41612 | 0.02 | 2455
9426 | GREEN VALLEY 2101380922 | 83192101 | GREEN VALLEY 2101 | 380922 | FALSE | 4341.3947 | 1588.6005 | 0.88284 | 30 | 5.3037e-05 | 2965 | 107.6713 | 1919 | 0.0072901 | 2081 | 0.2187 |  | 3357
1700 | LUCERNE 110676850 | 43351106 | LUCERNE 1106 | 76850 | FALSE | 5941.1146 | 3458.1261 | 1.9218 | 51 | 0.00012907 | 1026 | 65.4632 | 2120 | 0.0072691 | 2082 | 0.37072 | 0.04 | 2220
2002 | HOLLISTER 21054018 | 182492105 | HOLLISTER 2105 | 4018 | FALSE | 85010.3668 | 71470.9964 | 39.7188 | 280 | 6.7671e-05 | 2541 | 115.5373 | 1893 | 0.0072679 | 2083 | 2.035 | 0.08 | 1661
2867 | MONTE RIO 1113346 | 42811113 | MONTE RIO 1113 | 346 | FALSE | 16160.3417 | 16160.3417 | 8.9808 | 101 | 0.00015809 | 662 | 67.6609 | 2104 | 0.0072159 | 2084 | 0.72881 | 0.97 | 737
7311 | LOS OSITOS 2102258878 | 182082102 | LOS OSITOS 2102 | 258878 | FALSE | 7396.9293 | 5357.1763 | 2.9772 | 26 | 3.9953e-05 | 3270 | 107.5084 | 1921 | 0.0072141 | 2085 | 0.18757 |  | 3114
1213 | WOODACRE 1102137662 | 43021102 | WOODACRE 1102 | 137662 | FALSE | 13866.4902 | 13813.2405 | 7.6765 | 104 | 0.00014441 | 806 | 94.0043 | 1985 | 0.0071841 | 2086 | 0.74714 | 0.76 | 786
2384 | BONNIE NOOK 1102CB | 152301102 | BONNIE NOOK 1102 | CB | FALSE | 54723.5805 | 54723.5805 | 30.4117 | 337 | 0.00011257 | 1353 | 93.6722 | 1990 | 0.0071702 | 2087 | 2.4164 | 71.14 | 67
324 | PLACERVILLE 1110953474 | 153081110 | PLACERVILLE 1110 | 953474 | FALSE | 17115.5789 | 17115.5789 | 9.5117 | 133 | 0.000245 | 233 | 47.063 | 2231 | 0.0071239 | 2088 | 0.94748 |  | 2666
9849 | FOOTHILL 1101722270 | 182951101 | FOOTHILL 1101 | 722270 | TRUE | 712.8056 | 283.5574 | 0.15758 | 5 | 3.323e-05 | 3380 | 133.0363 | 1839 | 0.0070957 | 2089 | 0.035479 |  | 3434
3510 | MONTE RIO 1111140 | 42811111 | MONTE RIO 1111 | 140 | FALSE | 13525.925 | 13525.925 | 7.5168 | 96 | 0.0002562 | 201 | 19.1476 | 2459 | 0.0070376 | 2090 | 0.67561 | 16.37 | 338
1551 | CARLOTTA 11214914 | 192291121 | CARLOTTA 1121 | 4914 | FALSE | 22650.1521 | 17097.4476 | 9.5016 | 138 | 0.00016776 | 577 | 39.2521 | 2282 | 0.0070374 | 2091 | 0.97117 | 0.08 | 1621
4560 | COARSEGOLD 210210330 | 254432102 | COARSEGOLD 2102 | 10330 | FALSE | 15550.3229 | 15550.3229 | 8.6418 | 90 | 7.2321e-05 | 2408 | 118.1064 | 1878 | 0.0069896 | 2092 | 0.62906 | 0.31 | 1008
6442 | PIT NO 1 11019702 | 103721101 | PIT NO 1 1101 | 9702 | FALSE | 14797.576 | 1035.9167 | 0.57569 | 91 | 3.6155e-05 | 3331 | 189.6534 | 1664 | 0.006985 | 2093 | 0.63564 | 0.01 | 2605
8877 | WILLOW CREEK 11013050 | 192171101 | WILLOW CREEK 1101 | 3050 | FALSE | 4223.7094 | 4223.7094 | 2.3473 | 18 | 0.00010688 | 1481 | 71.3502 | 2089 | 0.0069828 | 2094 | 0.12569 | 11.06 | 389
9559 | SONOMA 1103581588 | 42721103 | SONOMA 1103 | 581588 | TRUE | 1519.7137 | 313.0143 | 0.17395 | 14 | 0.00011751 | 1235 | 44.2079 | 2251 | 0.0069585 | 2095 | 0.097419 |  | 3376
2326 | BRUNSWICK 11052140 | 152481105 | BRUNSWICK 1105 | 2140 | FALSE | 55629.2693 | 55629.2693 | 30.915 | 373 | 7.6296e-05 | 2300 | 87.1186 | 2015 | 0.0069513 | 2096 | 2.5928 | 99.53 | 20
7797 | SAUSALITO 1101331806 | 42491101 | SAUSALITO 1101 | 331806 | TRUE | 1086.2067 | 799.0558 | 0.44406 | 5 | 0.00010249 | 1590 | 66.6724 | 2112 | 0.0069274 | 2097 | 0.034637 |  | 3162
1778 | WEIMAR 11026175 | 152491102 | WEIMAR 1102 | 6175 | FALSE | 4418.4642 | 4418.4642 | 2.4555 | 30 | 7.0467e-05 | 2457 | 113.3507 | 1901 | 0.0069045 | 2098 | 0.20713 | 0.08 | 1596
2962 | CURTIS 1704803 | 163351704 | CURTIS 1704 | 803 | FALSE | 15630.8479 | 15630.8479 | 8.6866 | 93 | 8.737e-05 | 2002 | 89.4789 | 2003 | 0.0068944 | 2099 | 0.64118 | 0.14 | 1319
5429 | MIRABEL 1101228 | 42091101 | MIRABEL 1101 | 228 | FALSE | 15665.2534 | 3403.012 | 1.8912 | 123 | 0.00014113 | 851 | 47.1197 | 2230 | 0.0068367 | 2100 | 0.84091 | 1.03 | 725
8011 | HORSESHOE 1101603250 | 152571101 | HORSESHOE 1101 | 603250 | TRUE | 2274.9057 | 927.3694 | 0.51537 | 21 | 0.00016094 | 631 | 57.7467 | 2167 | 0.0068337 | 2101 | 0.14351 |  | 3184
7095 | PUEBLO 2102618 | 43292102 | PUEBLO 2102 | 618 | TRUE | 16180.0386 | 742.2572 | 0.4125 | 118 | 9.7103e-05 | 1711 | 69.2887 | 2098 | 0.0068234 | 2102 | 0.80516 | 17.57 | 331
8240 | WOODSIDE 11018601 | 24251101 | WOODSIDE 1101 | 8601 | TRUE | 961.631 | 961.631 | 0.53441 | 9 | 0.00015446 | 700 | 60.8174 | 2150 | 0.0067792 | 2103 | 0.061013 | 35.86 | 209
3848 | REEDLEY 11127240 | 252341112 | REEDLEY 1112 | 7240 | FALSE | 41066.7491 | 1553.9231 | 0.86357 | 234 | 4.3626e-05 | 3198 | 175.637 | 1696 | 0.0067642 | 2104 | 1.5828 | 0.02 | 2533
4429 | SONOMA 1105138 | 42721105 | SONOMA 1105 | 138 | TRUE | 26504.92 | 104.0479 | 0.057823 | 197 | 6.5875e-05 | 2590 | 63.508 | 2131 | 0.0067556 | 2105 | 1.3309 | 0.62 | 838
1588 | CORRAL 110359770 | 162991103 | CORRAL 1103 | 59770 | FALSE | 11687.7507 | 7749.7634 | 4.3068 | 97 | 8.5709e-05 | 2037 | 89.7185 | 2001 | 0.0067467 | 2106 | 0.65443 | 0.09 | 1532
6984 | GABILAN 1101566352 | 182331101 | GABILAN 1101 | 566352 | TRUE | 1524.3755 | 680.7554 | 0.37832 | 9 | 3.3385e-05 | 3378 | 153.3762 | 1766 | 0.0067421 | 2107 | 0.060679 |  | 3079
8546 | SPENCE 1102990464 | 182201102 | SPENCE 1102 | 990464 | FALSE | 8550.7923 | 3365.9887 | 1.8706 | 53 | 2.9572e-05 | 3431 | 166.8203 | 1728 | 0.0067321 | 2108 | 0.3568 |  | 3234
9813 | BOLINAS 110137034 | 42261101 | BOLINAS 1101 | 37034 | FALSE | 7287.0481 | 7287.0481 | 4.0497 | 16 | 0.00011223 | 1360 | 44.6194 | 2249 | 0.006701 | 2109 | 0.10722 | 0.31 | 1007
8495 | PENRYN 110550550 | 152561105 | PENRYN 1105 | 50550 | TRUE | 16250.0266 | 0 | 0 | 127 | 0.00012612 | 1078 | 64.7345 | 2124 | 0.0066813 | 2110 | 0.84852 | 0.74 | 790
533 | HIGHLANDS 110439458 | 43361104 | HIGHLANDS 1104 | 39458 | FALSE | 8594.1592 | 1902.6531 | 1.0574 | 72 | 7.6303e-05 | 2298 | 85.8335 | 2024 | 0.0066627 | 2111 | 0.47971 | 0.27 | 1048
6908 | MENLO 11038512 | 24131103 | MENLO 1103 | 8512 | FALSE | 39804.5313 | 39804.5313 | 22.1207 | 228 | 0.00015985 | 643 | 38.9598 | 2284 | 0.0066372 | 2112 | 1.5133 | 8.94 | 418
1455 | LAS GALLINAS A 1105904 | 42991105 | LAS GALLINAS A 1105 | 904 | FALSE | 11554.8525 | 2469.2456 | 1.3722 | 78 | 4.3101e-05 | 3208 | 64.1478 | 2127 | 0.0066274 | 2113 | 0.51694 | 0.04 | 2146
2184 | GEYSERVILLE 110289714 | 42891102 | GEYSERVILLE 1102 | 89714 | TRUE | 11363.665 | 178.2278 | 0.099047 | 71 | 8.7635e-05 | 1996 | 68.3169 | 2100 | 0.0066271 | 2114 | 0.47052 | 0.02 | 2528
2865 | MOLINO 1102344 | 42571102 | MOLINO 1102 | 344 | FALSE | 9676.0469 | 2427.2453 | 1.3489 | 77 | 0.00010403 | 1551 | 64.3203 | 2126 | 0.0066172 | 2115 | 0.50953 | 1.32 | 687
2057 | SHINGLE SPRINGS 210911092 | 153652109 | SHINGLE SPRINGS 2109 | 11092 | FALSE | 36100.2834 | 36100.2834 | 20.0621 | 239 | 0.00011036 | 1404 | 74.4691 | 2070 | 0.0066099 | 2116 | 1.5798 | 0.14 | 1314
10095 | SILVERADO 2104645 | 43432104 | SILVERADO 2104 | 645 | FALSE | 1626.8938 | 1626.8938 | 0.90412 | 13 | 9.1232e-05 | 1870 | 67.7241 | 2103 | 0.0065604 | 2117 | 0.085285 | 60.62 | 88
6812 | CLOVERDALE 1101474708 | 42821101 | CLOVERDALE 1101 | 474708 | TRUE | 1392.1284 | 422.046 | 0.23455 | 13 | 0.00016436 | 594 | 18.3674 | 2470 | 0.0065356 | 2118 | 0.084962 |  | 3063
891 | TEMPLETON 2108A64 | 183052108 | TEMPLETON 2108 | A64 | FALSE | 18905.9424 | 3242.5015 | 1.802 | 150 | 7.5966e-05 | 2309 | 88.4837 | 2011 | 0.0065293 | 2119 | 0.9794 | 0.02 | 2493
851 | HIGGINS 1110861610 | 152691110 | HIGGINS 1110 | 861610 | FALSE | 11222.3603 | 1689.7743 | 0.93906 | 99 | 0.00027833 | 162 | 23.4916 | 2410 | 0.0065286 | 2120 | 0.64633 |  | 2695
10050 | MIRABEL 110286326 | 42091102 | MIRABEL 1102 | 86326 | FALSE | 1145.996 | 1133.0955 | 0.6297 | 5 | 8.4164e-05 | 2088 | 38.1596 | 2289 | 0.0065228 | 2121 | 0.032614 |  | 3481
1904 | SONOMA 1105404 | 42721105 | SONOMA 1105 | 404 | FALSE | 7372.5748 | 3785.8959 | 2.1039 | 63 | 6.9011e-05 | 2509 | 86.9459 | 2016 | 0.0065164 | 2122 | 0.41053 | 0.24 | 1106
4884 | PLACERVILLE 1112CB | 153081112 | PLACERVILLE 1112 | CB | FALSE | 15016.5066 | 13697.3672 | 7.6121 | 117 | 0.00025615 | 202 | 34.5981 | 2310 | 0.0065148 | 2123 | 0.76223 | 0.09 | 1568
3571 | OAKHURST 110377384 | 254421103 | OAKHURST 1103 | 77384 | FALSE | 7595.6346 | 7595.6346 | 4.2211 | 61 | 0.00017011 | 562 | 62.7847 | 2138 | 0.0065145 | 2124 | 0.39738 | 0.65 | 823
2586 | VOLTA 11021504 | 102541102 | VOLTA 1102 | 1504 | FALSE | 13347.4853 | 13347.4853 | 7.4176 | 95 | 5.8288e-05 | 2825 | 84.8611 | 2031 | 0.0065125 | 2125 | 0.61869 | 45.39 | 148
5574 | PARADISE 1104920400 | 102831104 | PARADISE 1104 | 920400 | FALSE | 7975.407 | 7538.764 | 4.1895 | 66 | 0.00044142 | 53 | 18.0732 | 2478 | 0.0064968 | 2126 | 0.42879 |  | 2964
3679 | SUNOL 1101MR297 | 14241101 | SUNOL 1101 | MR297 | FALSE | 9710.6915 | 9531.5764 | 5.297 | 66 | 6.9143e-05 | 2502 | 221.7666 | 1602 | 0.0064881 | 2127 | 0.42822 | 0.06 | 1849
3379 | GEYSERVILLE 1101354 | 42891101 | GEYSERVILLE 1101 | 354 | FALSE | 12035.3765 | 1010.2026 | 0.5614 | 79 | 9.3149e-05 | 1816 | 134.0043 | 1836 | 0.0064828 | 2128 | 0.51214 |  | 2822
5354 | FORT ROSS 1121560 | 42851121 | FORT ROSS 1121 | 560 | FALSE | 9061.7878 | 8145.5491 | 4.5268 | 31 | 9.9934e-05 | 1648 | 60.8351 | 2148 | 0.0064599 | 2129 | 0.20026 | 0.02 | 2420
1701 | CALAVERAS CEMENT 110136880 | 162211101 | CALAVERAS CEMENT 1101 | 36880 | FALSE | 13851.9467 | 9899.4771 | 5.5015 | 92 | 8.6095e-05 | 2032 | 179.7214 | 1684 | 0.0064477 | 2130 | 0.59319 | 0.08 | 1578
3076 | PLACERVILLE 21061104 | 153082106 | PLACERVILLE 2106 | 1104 | FALSE | 79643.684 | 79643.684 | 44.2607 | 462 | 0.00011856 | 1216 | 56.9205 | 2171 | 0.0064469 | 2131 | 2.9785 | 111.82 | 14
6813 | CASTRO VALLEY 111010315 | 14091110 | CASTRO VALLEY 1110 | 10315 | FALSE | 8831.8074 | 8831.8074 | 4.9081 | 53 | 0.00010699 | 1472 | 59.7801 | 2155 | 0.006431 | 2132 | 0.34084 |  | 3064
7135 | MOLINO 1102982462 | 42571102 | MOLINO 1102 | 982462 | FALSE | 2320.5593 | 2320.5593 | 1.2896 | 18 | 9.629e-05 | 1726 | 75.3379 | 2065 | 0.006427 | 2133 | 0.11569 |  | 3100
8349 | BRUNSWICK 1110CB | 152481110 | BRUNSWICK 1110 | CB | TRUE | 2754.8033 | 5.4992 | 0.0030561 | 26 | 0.00020884 | 366 | 19.5341 | 2454 | 0.0064174 | 2134 | 0.16685 | 0.01 | 2596
3244 | PLACERVILLE 111219712 | 153081112 | PLACERVILLE 1112 | 19712 | FALSE | 20850.3369 | 20776.2868 | 11.5461 | 151 | 0.000145 | 801 | 90.5715 | 1997 | 0.0064118 | 2135 | 0.96818 | 0.12 | 1371
3409 | PINE GROVE 110213438 | 163751102 | PINE GROVE 1102 | 13438 | FALSE | 26618.9181 | 26618.9181 | 14.793 | 172 | 0.00010264 | 1581 | 69.7074 | 2096 | 0.0063999 | 2136 | 1.1008 | 82.17 | 45
9640 | OLEMA 110149756 | 42291101 | OLEMA 1101 | 49756 | FALSE | 9480.1738 | 1727.7805 | 0.96019 | 40 | 7.5687e-05 | 2316 | 118.0346 | 1881 | 0.0063622 | 2137 | 0.25449 | 0.01 | 2594
5813 | PERRY 1101CB | 183071101 | PERRY 1101 | CB | FALSE | 4085.1757 | 4085.1757 | 2.2703 | 27 | 6.8809e-05 | 2513 | 75.2459 | 2066 | 0.0062536 | 2138 | 0.16885 | 0.07 | 1752
5598 | FROGTOWN 170236870 | 163451702 | FROGTOWN 1702 | 36870 | TRUE | 3829.3681 | 541.2922 | 0.30081 | 29 | 0.00011992 | 1188 | 41.8373 | 2269 | 0.0062483 | 2139 | 0.1812 | 0.04 | 2157
7823 | FORT BRAGG A 11013113 | 42761101 | FORT BRAGG A 1101 | 3113 | FALSE | 16133.333 | 16133.333 | 8.9658 | 68 | 8.3643e-05 | 2106 | 76.2422 | 2061 | 0.0062347 | 2140 | 0.42396 | 0.05 | 1961
3839 | PARADISE 11052214 | 102831105 | PARADISE 1105 | 2214 | FALSE | 29878.7054 | 24265.0129 | 13.4849 | 233 | 0.00042568 | 61 | 48.0844 | 2221 | 0.0062243 | 2141 | 1.4503 | 51.75 | 113
955 | STANISLAUS 170179826 | 162821701 | STANISLAUS 1701 | 79826 | FALSE | 16584.8842 | 16584.8842 | 9.2168 | 95 | 0.00015691 | 673 | 91.848 | 1994 | 0.0062159 | 2142 | 0.59051 | 0.15 | 1290
165 | CHALLENGE 110198174 | 103201101 | CHALLENGE 1101 | 98174 | FALSE | 19681.5881 | 19681.5881 | 10.9377 | 66 | 7.9168e-05 | 2229 | 58.0357 | 2166 | 0.0062048 | 2143 | 0.40952 | 22.16 | 296
2120 | BRUNSWICK 110350070 | 152481103 | BRUNSWICK 1103 | 50070 | FALSE | 28555.3412 | 28555.3412 | 15.8692 | 201 | 0.00011083 | 1394 | 43.6964 | 2255 | 0.0062036 | 2144 | 1.2469 | 128.64 | 7
4607 | SARATOGA 1107413816 | 83371107 | SARATOGA 1107 | 413816 | FALSE | 17928.3843 | 17928.3843 | 9.9634 | 104 | 0.00011948 | 1197 | 65.9071 | 2117 | 0.0061927 | 2145 | 0.64404 | 0.87 | 760
1564 | SAN LUIS OBISPO 1101483444 | 182631101 | SAN LUIS OBISPO 1101 | 483444 | FALSE | 8714.6826 | 3311.0968 | 1.8401 | 67 | 5.4635e-05 | 2929 | 67.496 | 2105 | 0.0061552 | 2146 | 0.4124 |  | 2731
4427 | PLACERVILLE 11118582 | 153081111 | PLACERVILLE 1111 | 8582 | FALSE | 19173.6398 | 15254.7771 | 8.4776 | 163 | 0.00018689 | 463 | 41.133 | 2272 | 0.0061345 | 2147 | 0.99993 | 0.05 | 1953
9649 | LOS GATOS 1107LA60 | 82021107 | LOS GATOS 1107 | LA60 | FALSE | 13957.1729 | 13957.1729 | 7.7565 | 61 | 0.00010054 | 1636 | 81.9054 | 2041 | 0.0061263 | 2148 | 0.3737 | 41.93 | 173
3992 | VOLTA 11021502 | 102541102 | VOLTA 1102 | 1502 | FALSE | 11680.2523 | 11680.2523 | 6.4911 | 80 | 8.0915e-05 | 2184 | 65.4099 | 2121 | 0.0061144 | 2149 | 0.48915 | 27.78 | 255
4576 | VALLEY VIEW 1106CB | 14341106 | VALLEY VIEW 1106 | CB | FALSE | 8114.1348 | 6042.2888 | 3.3579 | 50 | 0.00011189 | 1369 | 66.0103 | 2115 | 0.0060781 | 2150 | 0.30391 | 0.06 | 1817
10363 | SAN LEANDRO U 1114653758 | 13111114 | SAN LEANDRO U 1114 | 653758 | TRUE | 582.3673 | 582.3673 | 0.32364 | 5 | 5.5782e-05 | 2895 | 104.6024 | 1930 | 0.0060671 | 2151 | 0.030336 |  | 3538
7007 | ORO FINO 110238698 | 103031102 | ORO FINO 1102 | 38698 | FALSE | 25178.9612 | 25178.9612 | 13.9928 | 103 | 9.2036e-05 | 1843 | 61.204 | 2145 | 0.0060349 | 2152 | 0.62159 | 4.1 | 526
3531 | HALF MOON BAY 11039112 | 24101103 | HALF MOON BAY 1103 | 9112 | FALSE | 8500.5119 | 1386.5143 | 0.77053 | 68 | 4.4335e-05 | 3182 | 101.7861 | 1948 | 0.0060009 | 2153 | 0.40806 | 0.04 | 2214
9344 | HALF MOON BAY 1101821698 | 24101101 | HALF MOON BAY 1101 | 821698 | FALSE | 1364.9269 | 1364.9269 | 0.75854 | 9 | 5.5293e-05 | 2904 | 187.6587 | 1667 | 0.0060008 | 2154 | 0.054007 |  | 3345
10526 | SANTA ROSA A 1108409621 | 42151108 | SANTA ROSA A 1108 | 409621 | TRUE | 945.4612 | 219.1314 | 0.12178 | 4 | 8.5029e-05 | 2059 | 85.5196 | 2026 | 0.0059943 | 2155 | 0.023977 |  | 3567
3796 | CAMP EVERS 210612518 | 83622106 | CAMP EVERS 2106 | 12518 | FALSE | 25177.1399 | 25177.1399 | 13.9918 | 145 | 0.00025023 | 216 | 28.5941 | 2352 | 0.0059295 | 2156 | 0.85978 | 0.8 | 774
2601 | BRUNSWICK 11062104 | 152481106 | BRUNSWICK 1106 | 2104 | FALSE | 15810.2753 | 15810.2753 | 8.7863 | 123 | 0.00020356 | 384 | 19.3883 | 2456 | 0.0059169 | 2157 | 0.72777 | 38.88 | 194
2204 | OAKHURST 11035470 | 254421103 | OAKHURST 1103 | 5470 | FALSE | 14989.8273 | 14989.8273 | 8.3303 | 104 | 0.00010143 | 1618 | 96.9488 | 1973 | 0.0059093 | 2158 | 0.61457 | 14.88 | 353
2618 | ARVIN 110194892 | 253801101 | ARVIN 1101 | 94892 | TRUE | 15531.7609 | 345.9853 | 0.19228 | 66 | 3.5047e-05 | 3351 | 201.9181 | 1637 | 0.0059064 | 2159 | 0.38983 |  | 2790
6041 | CAMP EVERS 210694770 | 83622106 | CAMP EVERS 2106 | 94770 | FALSE | 6459.1608 | 3806.5671 | 2.1154 | 55 | 0.00027047 | 172 | 16.4987 | 2510 | 0.0059058 | 2160 | 0.32482 | 0.27 | 1050
1981 | COTATI 1105328 | 42271105 | COTATI 1105 | 328 | FALSE | 22172.9748 | 2414.9476 | 1.3421 | 173 | 9.4997e-05 | 1766 | 59.7612 | 2156 | 0.0058817 | 2161 | 1.0175 | 1 | 732
519 | POINT ARENA 110147952 | 43381101 | POINT ARENA 1101 | 47952 | FALSE | 16717.6297 | 16717.6297 | 9.2905 | 88 | 0.00011754 | 1233 | 58.6557 | 2163 | 0.0058506 | 2162 | 0.51485 | 0.09 | 1517
2535 | COTATI 1102825 | 42271102 | COTATI 1102 | 825 | TRUE | 3371.6214 | 749.4567 | 0.4165 | 26 | 6.9953e-05 | 2473 | 79.9838 | 2048 | 0.0058122 | 2163 | 0.15112 |  | 2782
698 | RESERVATION ROAD 11013026 | 182731101 | RESERVATION ROAD 1101 | 3026 | FALSE | 36330.5251 | 35201.2582 | 19.5625 | 238 | 5.5886e-05 | 2892 | 99.002 | 1958 | 0.0057671 | 2164 | 1.3726 | 2.36 | 610
4296 | MORGAN HILL 2105XR494 | 83242105 | MORGAN HILL 2105 | XR494 | TRUE | 11814.5496 | 737.5052 | 0.40986 | 98 | 5.6428e-05 | 2877 | 82.0467 | 2040 | 0.0057504 | 2165 | 0.56354 | 0.04 | 2167
875 | FULTON 110777670 | 42561107 | FULTON 1107 | 77670 | FALSE | 10996.9079 | 10874.5833 | 6.0434 | 98 | 0.00011661 | 1258 | 47.4912 | 2228 | 0.0057454 | 2166 | 0.56305 | 19.77 | 309
2839 | CAMP EVERS 210510294 | 83622105 | CAMP EVERS 2105 | 10294 | FALSE | 13501.9938 | 13501.9938 | 7.5035 | 95 | 0.00023536 | 261 | 22.5874 | 2416 | 0.0057046 | 2167 | 0.54194 | 48.18 | 131
4923 | GEYSERVILLE 1101480 | 42891101 | GEYSERVILLE 1101 | 480 | FALSE | 25809.6606 | 2502.4894 | 1.3907 | 161 | 6.7656e-05 | 2543 | 89.1189 | 2006 | 0.0057021 | 2168 | 0.91803 | 0.01 | 2595
5117 | WOODSIDE 11018912 | 24251101 | WOODSIDE 1101 | 8912 | FALSE | 6310.9141 | 6268.7877 | 3.4838 | 52 | 0.000205 | 381 | 25.8096 | 2383 | 0.0056974 | 2169 | 0.29627 | 26.71 | 266
6008 | GEYSERVILLE 1101482 | 42891101 | GEYSERVILLE 1101 | 482 | TRUE | 6000.1069 | 595.0555 | 0.33069 | 38 | 6e-05 | 2775 | 118.3715 | 1876 | 0.0056711 | 2170 | 0.2155 | 0.74 | 789
3612 | BIG BASIN 110212992 | 82841102 | BIG BASIN 1102 | 12992 | FALSE | 22915.4569 | 22915.4569 | 12.7349 | 160 | 0.00020519 | 379 | 28.593 | 2353 | 0.0056575 | 2171 | 0.90521 | 1.14 | 711
151 | SUMMIT 1102CB | 152591102 | SUMMIT 1102 | CB | FALSE | 1694.4122 | 1694.4122 | 0.94164 | 22 | 5.8522e-05 | 2821 | 53.0175 | 2195 | 0.0056462 | 2172 | 0.12422 | 0.02 | 2450
585 | LUCERNE 110647198 | 43351106 | LUCERNE 1106 | 47198 | FALSE | 9365.2067 | 4939.462 | 2.745 | 70 | 0.00010692 | 1477 | 39.3397 | 2280 | 0.0056207 | 2173 | 0.39345 | 0.04 | 2116
7910 | SILVERADO 2105167360 | 43432105 | SILVERADO 2105 | 167360 | FALSE | 15830.4656 | 15413.5909 | 8.5658 | 70 | 0.0001177 | 1232 | 51.7218 | 2203 | 0.0056116 | 2174 | 0.39281 |  | 3176
1304 | CURTIS 17028000 | 163351702 | CURTIS 1702 | 8000 | FALSE | 23055.4602 | 23055.4602 | 12.8127 | 174 | 0.00011159 | 1377 | 95.7818 | 1979 | 0.0056032 | 2175 | 0.97497 | 0.55 | 871
417 | RALSTON 1101CB | 24141101 | RALSTON 1101 | CB | TRUE | 4645.037 | 606.8044 | 0.33722 | 37 | 4.6425e-05 | 3127 | 105.6404 | 1927 | 0.0055946 | 2176 | 0.207 | 0.05 | 1970
1975 | RALSTON 11022028 | 24141102 | RALSTON 1102 | 2028 | FALSE | 3747.9741 | 3373.7724 | 1.8749 | 38 | 7.449e-05 | 2345 | 86.2641 | 2021 | 0.0055851 | 2177 | 0.21223 | 0.08 | 1658
6769 | ATASCADERO 1101A50 | 182541101 | ATASCADERO 1101 | A50 | FALSE | 33669.9383 | 31118.7087 | 17.2937 | 269 | 5.5958e-05 | 2891 | 116.8319 | 1888 | 0.0055802 | 2178 | 1.5011 | 0.22 | 1131
2377 | GUALALA 11121294 | 42841112 | GUALALA 1112 | 1294 | FALSE | 32661.4744 | 31953.6798 | 17.7577 | 234 | 6.861e-05 | 2518 | 79.062 | 2054 | 0.0055387 | 2179 | 1.2961 | 0.53 | 883
5858 | FAIRVIEW 2207P150 | 13432207 | FAIRVIEW 2207 | P150 | FALSE | 3652.8381 | 3652.8381 | 2.03 | 18 | 9.5063e-05 | 1763 | 45.0393 | 2245 | 0.0055206 | 2180 | 0.09937 | 0.03 | 2243
2861 | PIT NO 5 11011660 | 101321101 | PIT NO 5 1101 | 1660 | FALSE | 7855.6793 | 7855.6793 | 4.3657 | 43 | 0.00014039 | 865 | 43.7408 | 2254 | 0.0055185 | 2181 | 0.23729 | 0.02 | 2545
4568 | RINCON 1101CB | 43321101 | RINCON 1101 | CB | FALSE | 7739.8411 | 2580.5041 | 1.4341 | 68 | 0.00014616 | 786 | 21.7605 | 2428 | 0.0054995 | 2182 | 0.37397 | 0.06 | 1798
8511 | SAN ARDO 1101610148 | 182191101 | SAN ARDO 1101 | 610148 | FALSE | 19896.3037 | 3154.5584 | 1.7531 | 58 | 4.5598e-05 | 3151 | 102.3263 | 1944 | 0.0054812 | 2183 | 0.31791 |  | 3231
4730 | HARTLEY 110194178 | 43211101 | HARTLEY 1101 | 94178 | FALSE | 6646.4632 | 3457.4484 | 1.9214 | 57 | 7.3272e-05 | 2388 | 42.0306 | 2265 | 0.0054615 | 2184 | 0.3113 | 0.03 | 2290
1445 | BIG BASIN 1102CB | 82841102 | BIG BASIN 1102 | CB | FALSE | 9963.4073 | 9963.4073 | 5.537 | 59 | 0.00022265 | 308 | 33.5088 | 2315 | 0.0054141 | 2185 | 0.31943 | 0.49 | 898
6388 | HALF MOON BAY 11036012 | 24101103 | HALF MOON BAY 1103 | 6012 | FALSE | 15479.7977 | 10729.2764 | 5.9626 | 79 | 9.0533e-05 | 1896 | 70.018 | 2095 | 0.0054078 | 2186 | 0.42722 | 0.08 | 1585
629 | LAURELES 11112020 | 182371111 | LAURELES 1111 | 2020 | FALSE | 55275.2572 | 55275.2572 | 30.7183 | 281 | 9.1434e-05 | 1861 | 43.1327 | 2260 | 0.005376 | 2187 | 1.5107 | 0.23 | 1114
3079 | OCEANO 1102V50 | 182601102 | OCEANO 1102 | V50 | FALSE | 16840.5394 | 11517.5193 | 6.4007 | 107 | 4.7059e-05 | 3112 | 96.3505 | 1978 | 0.005367 | 2188 | 0.57427 | 0.11 | 1428
342 | WOODACRE 1101404 | 43021101 | WOODACRE 1101 | 404 | FALSE | 19975.081 | 19975.081 | 11.1008 | 152 | 0.00018515 | 471 | 26.3611 | 2372 | 0.0053668 | 2189 | 0.81576 | 92.58 | 29
4506 | TIDEWATER 210657926 | 14652106 | TIDEWATER 2106 | 57926 | TRUE | 18926.9724 | 200.7916 | 0.11159 | 97 | 5.4965e-05 | 2914 | 62.5543 | 2139 | 0.0053561 | 2190 | 0.51954 |  | 2900
6794 | CAMP EVERS 21055188 | 83622105 | CAMP EVERS 2105 | 5188 | FALSE | 3280.6197 | 3280.6197 | 1.8231 | 19 | 0.00034885 | 92 | 16.3316 | 2511 | 0.0053482 | 2191 | 0.10162 | 7.26 | 449
4962 | MONTE RIO 1113652 | 42811113 | MONTE RIO 1113 | 652 | FALSE | 2607.8717 | 2607.8717 | 1.4493 | 25 | 0.00027854 | 161 | 20.0324 | 2448 | 0.0053427 | 2192 | 0.13357 | 55.16 | 104
5950 | COTATI 1102260 | 42271102 | COTATI 1102 | 260 | FALSE | 9537.0372 | 4317.1662 | 2.3992 | 68 | 6.2862e-05 | 2687 | 71.585 | 2084 | 0.0053405 | 2193 | 0.36316 | 0.78 | 778
2816 | HICKS 2101574315 | 83432101 | HICKS 2101 | 574315 | FALSE | 12024.0849 | 11904.9852 | 6.616 | 78 | 0.00010886 | 1429 | 65.6711 | 2118 | 0.005318 | 2194 | 0.4148 |  | 2800
4882 | NARROWS 210276952 | 153132102 | NARROWS 2102 | 76952 | FALSE | 18206.8026 | 3648.4496 | 2.0276 | 161 | 0.00026698 | 179 | 39.5343 | 2276 | 0.0052383 | 2195 | 0.84337 | 0.06 | 1785
8374 | SAN JOAQUIN #3 1103501771 | 252531103 | SAN JOAQUIN #3 1103 | 501771 | FALSE | 7891.6601 | 7891.6601 | 4.3857 | 54 | 4.0591e-05 | 3256 | 137.8049 | 1819 | 0.0052248 | 2196 | 0.28214 |  | 3217
4446 | OTTER 1101440 | 182941101 | OTTER 1101 | 440 | FALSE | 17666.8696 | 13392.7701 | 7.4428 | 107 | 5.2851e-05 | 2975 | 95.646 | 1980 | 0.0051543 | 2197 | 0.5515 | 0.05 | 1917
1813 | PUEBLO 210375612 | 43292103 | PUEBLO 2103 | 75612 | TRUE | 15618.6787 | 0 | 0 | 114 | 6.2516e-05 | 2703 | 68.7688 | 2099 | 0.0051135 | 2198 | 0.58294 |  | 2747
3962 | POINT MORETTI 110112122 | 82931101 | POINT MORETTI 1101 | 12122 | FALSE | 12740.7086 | 10570.3766 | 5.8743 | 63 | 0.00010779 | 1455 | 51.4668 | 2205 | 0.0051004 | 2199 | 0.32133 | 0.03 | 2382
6972 | BRUNSWICK 1102940 | 152481102 | BRUNSWICK 1102 | 940 | FALSE | 5636.9672 | 1911.101 | 1.0621 | 46 | 0.00018608 | 466 | 23.9825 | 2400 | 0.005067 | 2200 | 0.23308 | 7.35 | 447
2994 | SHADY GLEN 110132726 | 152431101 | SHADY GLEN 1101 | 32726 | FALSE | 19770.2597 | 19581.5665 | 10.8821 | 146 | 0.00014193 | 840 | 48.5752 | 2218 | 0.00506 | 2201 | 0.73876 | 0.1 | 1475
5931 | EAST QUINCY 11012452 | 102551101 | EAST QUINCY 1101 | 2452 | TRUE | 11049.8485 | 228.5177 | 0.12699 | 87 | 5.4568e-05 | 2931 | 79.1562 | 2053 | 0.0050248 | 2202 | 0.43716 | 13.72 | 363
1799 | MORGAN HILL 2105XR578 | 83242105 | MORGAN HILL 2105 | XR578 | TRUE | 1108.6732 | 261.0602 | 0.14508 | 12 | 5.1652e-05 | 3003 | 53.5212 | 2190 | 0.0050174 | 2203 | 0.060209 | 0.02 | 2414
5416 | ANNAPOLIS 1101528344 | 42861101 | ANNAPOLIS 1101 | 528344 | FALSE | 43372.0838 | 43372.0838 | 24.1033 | 171 | 9.687e-05 | 1717 | 60.4469 | 2152 | 0.0049999 | 2204 | 0.85498 |  | 2950
7537 | LOS OSITOS 2102148504 | 182082102 | LOS OSITOS 2102 | 148504 | TRUE | 3218.0268 | 275.7602 | 0.15325 | 14 | 6.4053e-05 | 2643 | 71.3988 | 2086 | 0.0049963 | 2205 | 0.069948 |  | 3134
235 | KONOCTI 11022293 | 43311102 | KONOCTI 1102 | 2293 | FALSE | 2820.5709 | 2820.5709 | 1.5675 | 21 | 6.9405e-05 | 2492 | 78.9038 | 2056 | 0.0049653 | 2206 | 0.10427 | 0.04 | 2140
3072 | ANTLER 1101CB | 103271101 | ANTLER 1101 | CB | FALSE | 2574.4725 | 2574.4725 | 1.4307 | 18 | 0.00018307 | 488 | 33.0833 | 2322 | 0.0049349 | 2207 | 0.088829 | 0.05 | 1919
8410 | CAMP EVERS 210611533 | 83622106 | CAMP EVERS 2106 | 11533 | FALSE | 4249.6596 | 4249.6596 | 2.3617 | 28 | 9.1401e-05 | 1863 | 58.6478 | 2164 | 0.0048855 | 2208 | 0.13679 | 29.27 | 243
3050 | AUBERRY 1101R324 | 254151101 | AUBERRY 1101 | R324 | FALSE | 17238.3934 | 17238.3934 | 9.58 | 119 | 3.9517e-05 | 3277 | 112.2851 | 1904 | 0.0048731 | 2209 | 0.5799 | 35.54 | 213
9906 | POINT MORETTI 110183716 | 82931101 | POINT MORETTI 1101 | 83716 | FALSE | 4275.4859 | 4027.3677 | 2.2381 | 22 | 0.00011418 | 1318 | 54.1847 | 2187 | 0.0048588 | 2210 | 0.10689 | 0.02 | 2436
5631 | PARADISE 1105878870 | 102831105 | PARADISE 1105 | 878870 | FALSE | 4057.446 | 4057.446 | 2.2549 | 29 | 0.00048816 | 33 | 4.9842 | 2754 | 0.0048412 | 2211 | 0.1404 |  | 2967
1901 | MOUNTAIN QUARRIES 21011184 | 152282101 | MOUNTAIN QUARRIES 2101 | 1184 | FALSE | 18935.6341 | 18820.6068 | 10.4592 | 136 | 0.00016372 | 603 | 34.7864 | 2309 | 0.0048403 | 2212 | 0.65828 | 54.38 | 107
4871 | BRUNSWICK 11052130 | 152481105 | BRUNSWICK 1105 | 2130 | FALSE | 23180.7639 | 23180.7639 | 12.8823 | 163 | 5.7718e-05 | 2845 | 88.5821 | 2010 | 0.0048209 | 2213 | 0.78581 | 63.53 | 81
10520 | CASTRO VALLEY 1110MR273 | 14091110 | CASTRO VALLEY 1110 | MR273 | FALSE | 1164.6083 | 1164.6083 | 0.64721 | 13 | 7.8527e-05 | 2248 | 62.481 | 2140 | 0.0047919 | 2214 | 0.062294 |  | 3564
9367 | REDBUD 110244119 | 43191102 | REDBUD 1102 | 44119 | TRUE | 4510.2451 | 512.7214 | 0.28494 | 35 | 5.2979e-05 | 2968 | 87.4332 | 2013 | 0.0047623 | 2215 | 0.16668 | 0.04 | 2190
1147 | STAFFORD 11011082 | 43201101 | STAFFORD 1101 | 1082 | FALSE | 4959.0869 | 2511.2326 | 1.3956 | 36 | 3.822e-05 | 3296 | 64.7708 | 2123 | 0.0047619 | 2216 | 0.17143 | 1.65 | 659
2516 | MIWUK 17028130 | 163661702 | MIWUK 1702 | 8130 | FALSE | 15961.1359 | 15961.1359 | 8.8701 | 123 | 8.1184e-05 | 2179 | 72.5007 | 2080 | 0.0047602 | 2217 | 0.5855 | 65.59 | 76
2340 | JESSUP 1102CB | 103441102 | JESSUP 1102 | CB | TRUE | 5810.1426 | 159.6823 | 0.088741 | 47 | 0.00010848 | 1437 | 74.8868 | 2068 | 0.0047601 | 2218 | 0.22372 | 0.03 | 2307
10932 | CALPELLA 1102127462 | 43411102 | CALPELLA 1102 | 127462 | TRUE | 205.3095 | 189.2737 | 0.10519 | 2 | 0.00015962 | 647 | 47.5976 | 2225 | 0.0047158 | 2219 | 0.0094316 |  | 3622
9177 | MORAGA 1105829530 | 13801105 | MORAGA 1105 | 829530 | FALSE | 4171.4477 | 2687.7051 | 1.4936 | 32 | 7.4329e-05 | 2348 | 92.7573 | 1991 | 0.0047024 | 2220 | 0.15048 |  | 3320
1591 | SAN JOAQUIN #3 1101673480 | 252531101 | SAN JOAQUIN #3 1101 | 673480 | FALSE | 20487.8392 | 20487.8392 | 11.3858 | 88 | 0.00010713 | 1470 | 66.7652 | 2110 | 0.0046984 | 2221 | 0.41346 |  | 2733
7450 | WILLOW CREEK 1103CB | 192171103 | WILLOW CREEK 1103 | CB | FALSE | 6307.2067 | 6307.2067 | 3.5051 | 54 | 0.00038312 | 73 | 17.6674 | 2486 | 0.0046671 | 2222 | 0.25202 | 0.09 | 1518
3048 | LAURELES 1111432 | 182371111 | LAURELES 1111 | 432 | FALSE | 79373.0607 | 79373.0607 | 44.1103 | 320 | 6.1723e-05 | 2728 | 74.7952 | 2069 | 0.0046501 | 2223 | 1.488 | 0.19 | 1170
9657 | PIT NO 5 1101CB | 101321101 | PIT NO 5 1101 | CB | FALSE | 1162.2395 | 1162.2395 | 0.6459 | 10 | 0.00013488 | 929 | 47.6107 | 2224 | 0.0046279 | 2224 | 0.046279 | 0.01 | 2572
2107 | MIRABEL 110238514 | 42091102 | MIRABEL 1102 | 38514 | FALSE | 17257.2473 | 17257.2473 | 9.5904 | 102 | 0.00021556 | 338 | 24.5363 | 2394 | 0.0046099 | 2225 | 0.47021 | 0.75 | 788
4382 | WOODSIDE 11011922 | 24251101 | WOODSIDE 1101 | 1922 | FALSE | 7694.4261 | 7391.7604 | 4.1078 | 70 | 0.00019092 | 438 | 30.2755 | 2341 | 0.004588 | 2226 | 0.32116 | 17.29 | 334
4539 | LOS GATOS 110760118 | 82021107 | LOS GATOS 1107 | 60118 | FALSE | 44902.9478 | 44902.9478 | 24.9541 | 323 | 0.00017204 | 550 | 26.0465 | 2376 | 0.0045775 | 2227 | 1.4785 | 45.32 | 149
8332 | VINEYARD 2108MR172 | 14502108 | VINEYARD 2108 | MR172 | TRUE | 1779.1253 | 856.8002 | 0.47615 | 26 | 6.2738e-05 | 2692 | 64.6297 | 2125 | 0.0045679 | 2228 | 0.11876 | 27.77 | 256
4690 | CORRAL 1103681991 | 162991103 | CORRAL 1103 | 681991 | FALSE | 6056.3505 | 2212.0344 | 1.2293 | 50 | 6.8561e-05 | 2521 | 61.126 | 2147 | 0.0045171 | 2229 | 0.22586 |  | 2909
10188 | BOLINAS 11011232 | 42261101 | BOLINAS 1101 | 1232 | FALSE | 3935.7724 | 3637.3088 | 2.0214 | 22 | 9.124e-05 | 1868 | 55.6272 | 2178 | 0.0045024 | 2230 | 0.099054 | 3.14 | 560
4590 | REDBUD 11021212 | 43191102 | REDBUD 1102 | 1212 | TRUE | 6586.9975 | 0 | 0 | 62 | 4.464e-05 | 3173 | 87.4084 | 2014 | 0.0044984 | 2231 | 0.2789 | 0.42 | 928
6700 | TIVY VALLEY 1107CB | 252941107 | TIVY VALLEY 1107 | CB | TRUE | 35309.4801 | 290.0531 | 0.16119 | 155 | 3.607e-05 | 3336 | 256.8183 | 1529 | 0.0044835 | 2232 | 0.69495 |  | 3056
7824 | CAYUCOS 1102317156 | 182551102 | CAYUCOS 1102 | 317156 | FALSE | 18303.2443 | 3816.311 | 2.1209 | 67 | 5.1745e-05 | 3000 | 86.4803 | 2018 | 0.0044039 | 2233 | 0.29506 |  | 3166
9117 | WEST POINT 11021535 | 163201102 | WEST POINT 1102 | 1535 | FALSE | 4933.5895 | 4933.5895 | 2.7418 | 30 | 6.0964e-05 | 2749 | 63.4215 | 2132 | 0.0043786 | 2234 | 0.13136 | 52.41 | 112
1000 | MORGAN HILL 2111CB | 83242111 | MORGAN HILL 2111 | CB | TRUE | 3629.5545 | 353.0082 | 0.19618 | 38 | 5.0792e-05 | 3020 | 63.168 | 2135 | 0.0043636 | 2235 | 0.16582 | 0.22 | 1127
9339 | LAKEWOOD 2109432198 FM | 13532109 | LAKEWOOD 2109 | 432198 FM | TRUE | 3829.098 | 907.0096 | 0.50406 | 31 | 7.0176e-05 | 2467 | 53.7914 | 2188 | 0.004363 | 2236 | 0.13525 |  | 3344
420 | ARCATA 11225384 | 192021122 | ARCATA 1122 | 5384 | FALSE | 28128.0957 | 25050.2712 | 13.9213 | 202 | 0.0002103 | 356 | 21.9397 | 2426 | 0.0043604 | 2237 | 0.88081 | 0.18 | 1214
268 | MIRABEL 1102332 | 42091102 | MIRABEL 1102 | 332 | FALSE | 9174.8238 | 9174.8238 | 5.0988 | 67 | 0.00022781 | 292 | 15.3212 | 2526 | 0.0043573 | 2238 | 0.29194 | 30.76 | 235
6281 | MONTE RIO 11131989 | 42811113 | MONTE RIO 1113 | 1989 | FALSE | 1195.1936 | 1195.1936 | 0.66421 | 9 | 0.00014388 | 816 | 55.5275 | 2179 | 0.0043487 | 2239 | 0.039138 | 44.54 | 158
11081 | OAKHURST 110310723 | 254421103 | OAKHURST 1103 | 10723 | TRUE | 6.3415 | 6.3415 | 0.0035242 | 1 | 9.0549e-05 | 1895 | 47.5921 | 2226 | 0.0043094 | 2240 | 0.0043094 | 48.3 | 130
8151 | SILVERADO 2105309298 | 43432105 | SILVERADO 2105 | 309298 | FALSE | 3091.9426 | 1768.6422 | 0.98289 | 23 | 9.5445e-05 | 1744 | 39.3183 | 2281 | 0.0043094 | 2241 | 0.099116 |  | 3197
4858 | GUALALA 111223444 | 42841112 | GUALALA 1112 | 23444 | FALSE | 23380.6907 | 23380.6907 | 12.9934 | 135 | 0.00010219 | 1599 | 47.2338 | 2229 | 0.0042666 | 2242 | 0.57599 | 0.12 | 1396
2658 | CAMP EVERS 210660124 | 83622106 | CAMP EVERS 2106 | 60124 | FALSE | 36140.2282 | 36140.2282 | 20.0843 | 267 | 0.00016531 | 587 | 37.1047 | 2296 | 0.0042657 | 2243 | 1.1389 | 77.48 | 53
7144 | BELLEVUE 1102392 | 43181102 | BELLEVUE 1102 | 392 | TRUE | 10922.1116 | 404.9115 | 0.22502 | 68 | 9.4205e-05 | 1789 | 58.5408 | 2165 | 0.0042431 | 2244 | 0.28853 | 0.28 | 1035
5164 | MORAGA 1104N532R | 13801104 | MORAGA 1104 | N532R | FALSE | 7429.2796 | 5942.762 | 3.3026 | 65 | 9.0315e-05 | 1903 | 44.8885 | 2247 | 0.004228 | 2245 | 0.27482 | 0.09 | 1560
9096 | BIG BASIN 11022253 | 82841102 | BIG BASIN 1102 | 2253 | FALSE | 2335.3363 | 2335.3363 | 1.2978 | 12 | 0.00020821 | 370 | 19.8765 | 2451 | 0.0041981 | 2246 | 0.050377 | 0.17 | 1238
4580 | WEST POINT 11021341 | 163201102 | WEST POINT 1102 | 1341 | FALSE | 15927.2159 | 15927.2159 | 8.8513 | 87 | 5.9226e-05 | 2799 | 79.2605 | 2052 | 0.0041901 | 2247 | 0.36454 | 0.52 | 886
2630 | MC ARTHUR 110153120 | 103491101 | MC ARTHUR 1101 | 53120 | TRUE | 12732.032 | 173.1766 | 0.09624 | 92 | 2.9816e-05 | 3429 | 159.0093 | 1750 | 0.004183 | 2248 | 0.38483 |  | 2793
9114 | LAS GALLINAS A 1105CB | 42991105 | LAS GALLINAS A 1105 | CB | TRUE | 3345.6946 | 710.3038 | 0.39474 | 26 | 0.00011363 | 1329 | 21.0918 | 2434 | 0.0041416 | 2249 | 0.10768 | 0.02 | 2541
2500 | EL DORADO PH 2101CB | 152762101 | EL DORADO PH 2101 | CB | FALSE | 11999.4505 | 11999.4505 | 6.6685 | 74 | 0.00013448 | 935 | 29.3004 | 2350 | 0.0041406 | 2250 | 0.3064 | 69.29 | 70
2083 | ALTO 11201214 | 42031120 | ALTO 1120 | 1214 | FALSE | 7293.1721 | 5549.8668 | 3.0842 | 45 | 4.7944e-05 | 3095 | 64.0131 | 2129 | 0.004132 | 2251 | 0.18594 | 0.05 | 2016
1240 | EL DORADO PH 210126000 | 152762101 | EL DORADO PH 2101 | 26000 | FALSE | 55311.5705 | 55311.5705 | 30.7385 | 339 | 0.00010511 | 1521 | 49.7196 | 2212 | 0.0041222 | 2252 | 1.3974 | 73.15 | 63
2830 | MENLO 11029110 | 24131102 | MENLO 1102 | 9110 | FALSE | 15217.7544 | 1491.4373 | 0.82884 | 138 | 0.00014546 | 798 | 26.6167 | 2370 | 0.0040502 | 2253 | 0.55893 | 0.04 | 2097
8665 | BRUNSWICK 111094368 | 152481110 | BRUNSWICK 1110 | 94368 | TRUE | 768.9303 | 596.3821 | 0.33143 | 9 | 0.00048312 | 36 | 49.2875 | 2214 | 0.0040353 | 2254 | 0.036317 | 0.02 | 2527
2181 | MERCED FALLS 110222774 | 252811102 | MERCED FALLS 1102 | 22774 | FALSE | 5970.2453 | 1624.1247 | 0.90258 | 27 | 3.9002e-05 | 3287 | 127.212 | 1851 | 0.0040151 | 2255 | 0.10841 | 0.01 | 2610
2725 | BIG BASIN 110212124 | 82841102 | BIG BASIN 1102 | 12124 | FALSE | 7217.2962 | 7217.2962 | 4.0109 | 59 | 0.000304 | 126 | 21.0181 | 2436 | 0.0040119 | 2256 | 0.2367 | 0.28 | 1041
1448 | PARADISE 1103CB | 102831103 | PARADISE 1103 | CB | FALSE | 5575.8129 | 2217.6155 | 1.2324 | 61 | 0.0006536 | 11 | 4.7351 | 2763 | 0.0039747 | 2257 | 0.24245 | 15.11 | 350
3467 | WEIMAR 11012740 | 152491101 | WEIMAR 1101 | 2740 | FALSE | 30939.0056 | 30939.0056 | 17.1938 | 235 | 0.00018236 | 494 | 38.193 | 2288 | 0.003969 | 2258 | 0.93271 | 0.14 | 1313
497 | AUBURN 1101173014 | 152161101 | AUBURN 1101 | 173014 | FALSE | 5456.0353 | 5290.5313 | 2.9401 | 43 | 0.00018414 | 479 | 19.9675 | 2449 | 0.0039357 | 2259 | 0.16924 |  | 2680
7194 | WEST POINT 1101L373 | 163201101 | WEST POINT 1101 | L373 | FALSE | 11899.5211 | 11899.5211 | 6.613 | 93 | 5.9702e-05 | 2784 | 62.944 | 2136 | 0.0039044 | 2260 | 0.36311 | 72.86 | 65
6474 | STAFFORD 11021048 | 43201102 | STAFFORD 1102 | 1048 | FALSE | 8484.8832 | 8484.8832 | 4.7153 | 72 | 0.00016147 | 626 | 26.1474 | 2375 | 0.0039018 | 2261 | 0.28093 | 0.13 | 1345
4378 | RESERVATION ROAD 110222136 | 182731102 | RESERVATION ROAD 1102 | 22136 | FALSE | 8542.0356 | 2842.9957 | 1.5799 | 59 | 4.541e-05 | 3155 | 51.6014 | 2204 | 0.0038829 | 2262 | 0.22909 | 0.01 | 2587
7747 | ANITA 1106552724 | 102841106 | ANITA 1106 | 552724 | FALSE | 23613.9534 | 2363.8176 | 1.3137 | 77 | 7.2387e-05 | 2405 | 63.51 | 2130 | 0.0038689 | 2263 | 0.29791 |  | 3158
6189 | PLACER 1101106534 | 152461101 | PLACER 1101 | 106534 | FALSE | 4199.7803 | 1949.2483 | 1.0833 | 38 | 0.00024793 | 223 | 15.6992 | 2522 | 0.0038425 | 2264 | 0.14601 |  | 3012
8134 | MORAGA 110518396 | 13801105 | MORAGA 1105 | 18396 | TRUE | 1851.7327 | 293.2889 | 0.16299 | 16 | 3.5702e-05 | 3339 | 53.4957 | 2191 | 0.0038298 | 2265 | 0.061277 | 4.8 | 506
2828 | PANORAMA 11019092 | 103461101 | PANORAMA 1101 | 9092 | TRUE | 15725.9351 | 255.1238 | 0.14178 | 113 | 0.0001025 | 1589 | 29.6083 | 2349 | 0.0038237 | 2266 | 0.43208 | 1.99 | 627
1451 | MIWUK 1701953336 | 163661701 | MIWUK 1701 | 953336 | FALSE | 19079.6136 | 19079.6136 | 10.6032 | 132 | 9.944e-05 | 1658 | 31.4057 | 2336 | 0.0038168 | 2267 | 0.50381 |  | 2724
8189 | CAMP EVERS 210660120 | 83622106 | CAMP EVERS 2106 | 60120 | FALSE | 6993.663 | 6993.663 | 3.8866 | 42 | 0.0001694 | 567 | 23.8386 | 2403 | 0.0038109 | 2268 | 0.16006 | 27.45 | 257
3086 | PANOCHE 11034016 | 253671103 | PANOCHE 1103 | 4016 | FALSE | 20664.9565 | 3776.8409 | 2.0989 | 59 | 4.6142e-05 | 3134 | 98.5723 | 1963 | 0.0038045 | 2269 | 0.22447 | 0.01 | 2621
3744 | FORESTHILL 110150486 | 152181101 | FORESTHILL 1101 | 50486 | FALSE | 18786.575 | 18786.575 | 10.4403 | 163 | 0.00010932 | 1425 | 43.079 | 2261 | 0.0037623 | 2270 | 0.61325 | 86.95 | 38
1371 | PINE GROVE 11021222 | 163751102 | PINE GROVE 1102 | 1222 | FALSE | 27771.0153 | 27771.0153 | 15.4333 | 218 | 0.0001881 | 453 | 22.6532 | 2414 | 0.0037571 | 2271 | 0.81905 | 105.89 | 18
2904 | MONTE RIO 111153477 | 42811111 | MONTE RIO 1111 | 53477 | FALSE | 3295.7871 | 3295.7871 | 1.8316 | 21 | 0.00016065 | 635 | 22.7228 | 2413 | 0.0037529 | 2272 | 0.078812 | 34.99 | 215
4467 | RINCON 1102CB | 43321102 | RINCON 1102 | CB | FALSE | 5699.8132 | 4772.4685 | 2.6522 | 49 | 0.00014009 | 868 | 39.048 | 2283 | 0.0037209 | 2273 | 0.18233 | 0.11 | 1423
4949 | BRENTWOOD 210598606 | 14592105 | BRENTWOOD 2105 | 98606 | TRUE | 13179.7667 | 138.4782 | 0.076957 | 88 | 8.8531e-05 | 1972 | 91.908 | 1993 | 0.0037138 | 2274 | 0.32681 |  | 2931
8946 | MIRABEL 110213597 | 42091102 | MIRABEL 1102 | 13597 | TRUE | 751.816 | 751.816 | 0.41781 | 6 | 0.00014116 | 850 | 23.8355 | 2404 | 0.0037122 | 2275 | 0.022273 | 8.42 | 427
3893 | FAIRVIEW 2207P304 | 13432207 | FAIRVIEW 2207 | P304 | FALSE | 9851.3779 | 8440.4652 | 4.6906 | 47 | 9.3563e-05 | 1809 | 31.6902 | 2333 | 0.0037077 | 2276 | 0.17426 | 0.09 | 1556
7178 | BURNEY 11019042 | 103311101 | BURNEY 1101 | 9042 | FALSE | 5080.7921 | 5080.7921 | 2.8236 | 31 | 4.1887e-05 | 3227 | 82.8476 | 2036 | 0.0036996 | 2277 | 0.11469 | 0.11 | 1447
8790 | MONTICELLO 110152910 | 43051101 | MONTICELLO 1101 | 52910 | FALSE | 5038.2048 | 3510.8305 | 1.9511 | 41 | 5.3924e-05 | 2944 | 73.7782 | 2074 | 0.0036877 | 2278 | 0.1512 | 0.81 | 773
8586 | WEST POINT 1102L3733 | 163201102 | WEST POINT 1102 | L3733 | FALSE | 2820.1267 | 2820.1267 | 1.5672 | 22 | 6.6103e-05 | 2585 | 57.3124 | 2169 | 0.0036798 | 2279 | 0.080956 | 42.03 | 171
2143 | VOLTA 11029742 | 102541102 | VOLTA 1102 | 9742 | FALSE | 14685.6636 | 14685.6636 | 8.1613 | 120 | 4.1561e-05 | 3232 | 86.0041 | 2023 | 0.0036718 | 2280 | 0.44061 | 37.7 | 200
8195 | SAUSALITO 11021268 | 42491102 | SAUSALITO 1102 | 1268 | FALSE | 7937.7862 | 7937.7862 | 4.4113 | 46 | 4.2343e-05 | 3219 | 82.2871 | 2039 | 0.0036642 | 2281 | 0.16855 | 0.09 | 1520
200 | PETALUMA C 1109270 | 42631109 | PETALUMA C 1109 | 270 | FALSE | 12312.4188 | 3397.4138 | 1.8881 | 101 | 2.7315e-05 | 3467 | 46.9819 | 2234 | 0.0036568 | 2282 | 0.36934 | 0.04 | 2120
9326 | COARSEGOLD 2102383092 | 254432102 | COARSEGOLD 2102 | 383092 | TRUE | 613.1926 | 613.1926 | 0.34077 | 5 | 0.00016062 | 636 | 14.3241 | 2544 | 0.0036345 | 2283 | 0.018173 | 0.2 | 1163
10306 | SOLEDAD 1114413916 | 182051114 | SOLEDAD 1114 | 413916 | FALSE | 6367.8068 | 2275.8898 | 1.2648 | 24 | 2.8421e-05 | 3448 | 60.5803 | 2151 | 0.0036248 | 2284 | 0.086994 |  | 3529
6836 | LLAGAS 2106338878 | 83182106 | LLAGAS 2106 | 338878 | FALSE | 7522.3054 | 3300.0012 | 1.8339 | 23 | 6.6373e-05 | 2579 | 72.1128 | 2083 | 0.0036203 | 2285 | 0.083266 |  | 3067
685 | MONTE RIO 1113524 | 42811113 | MONTE RIO 1113 | 524 | FALSE | 10078.6837 | 10078.6837 | 5.6011 | 76 | 0.00026116 | 193 | 18.5187 | 2467 | 0.0036171 | 2286 | 0.2749 | 109.05 | 15
3555 | DUNBAR 1103CB | 43071103 | DUNBAR 1103 | CB | FALSE | 19272.7585 | 4335.2228 | 2.4092 | 149 | 0.00011557 | 1285 | 29.7426 | 2348 | 0.0036086 | 2287 | 0.53768 | 1.01 | 729
6157 | IGNACIO 11041290 | 42481104 | IGNACIO 1104 | 1290 | FALSE | 20913.8819 | 6586.7468 | 3.6605 | 126 | 8.6173e-05 | 2030 | 27.953 | 2362 | 0.0035797 | 2288 | 0.45104 | 0.02 | 2529
1177 | ORO FINO 1101CB | 103031101 | ORO FINO 1101 | CB | FALSE | 35929.6836 | 35929.6836 | 19.9673 | 271 | 0.00017817 | 517 | 43.307 | 2257 | 0.0035789 | 2289 | 0.96987 | 173.81 | 3
3178 | PENNGROVE 1101461338 | 43471101 | PENNGROVE 1101 | 461338 | FALSE | 2872.7742 | 2872.7742 | 1.5965 | 24 | 9.4013e-05 | 1793 | 40.8144 | 2273 | 0.0035591 | 2290 | 0.085418 |  | 2814
3360 | GRASS VALLEY 1101CB | 152031101 | GRASS VALLEY 1101 | CB | FALSE | 3780.8041 | 1415.7705 | 0.78679 | 32 | 0.00022566 | 302 | 20.6051 | 2441 | 0.0035509 | 2291 | 0.11363 | 2.79 | 582
10815 | HICKS 2101949522 | 83432101 | HICKS 2101 | 949522 | TRUE | 726.8328 | 708.2171 | 0.39358 | 2 | 0.00014682 | 775 | 72.2883 | 2082 | 0.0035464 | 2292 | 0.0070929 |  | 3609
6548 | WEST POINT 110113444 | 163201101 | WEST POINT 1101 | 13444 | FALSE | 27386.8447 | 27386.8447 | 15.2198 | 221 | 7.9645e-05 | 2218 | 41.9022 | 2268 | 0.0035258 | 2293 | 0.77919 | 73.64 | 59
2950 | HICKS 2101XR162 | 83432101 | HICKS 2101 | XR162 | TRUE | 14645.8548 | 989.1765 | 0.54972 | 122 | 5.6508e-05 | 2874 | 50.8473 | 2208 | 0.0035232 | 2294 | 0.42983 | 0.05 | 1985
9560 | VINEYARD 2107246084 | 14502107 | VINEYARD 2107 | 246084 | TRUE | 830.435 | 385.2443 | 0.21409 | 7 | 7.141e-05 | 2435 | 49.9181 | 2211 | 0.0035033 | 2295 | 0.024523 |  | 3377
3073 | CAMP EVERS 210510728 | 83622105 | CAMP EVERS 2105 | 10728 | FALSE | 16852.1183 | 16852.1183 | 9.3653 | 134 | 0.00034915 | 91 | 6.6304 | 2693 | 0.0034865 | 2296 | 0.46719 | 1.09 | 717
7203 | BRUNSWICK 110663124 | 152481106 | BRUNSWICK 1106 | 63124 | FALSE | 9481.8427 | 9481.8427 | 5.2694 | 65 | 0.00021667 | 333 | 31.8764 | 2329 | 0.0034764 | 2297 | 0.22596 | 31.64 | 228
7594 | SHINGLE SPRINGS 2108CB | 153652108 | SHINGLE SPRINGS 2108 | CB | FALSE | 2376.1029 | 2376.1029 | 1.3205 | 18 | 0.00021932 | 326 | 147.9963 | 1784 | 0.0034725 | 2298 | 0.062504 | 0.24 | 1098
180 | HIGGINS 11041374 | 152691104 | HIGGINS 1104 | 1374 | FALSE | 13460.5941 | 12470.1527 | 6.9301 | 117 | 0.0001756 | 523 | 21.2592 | 2433 | 0.0034694 | 2299 | 0.40592 | 0.12 | 1408
8764 | TRES PINOS 1111203126 | 183221111 | TRES PINOS 1111 | 203126 | TRUE | 10848.7001 | 107.4611 | 0.05972 | 58 | 6.8097e-05 | 2533 | 54.2531 | 2186 | 0.0034419 | 2300 | 0.19963 |  | 3261
6133 | SALT SPRINGS 210237300 | 163692102 | SALT SPRINGS 2102 | 37300 | FALSE | 11208.5924 | 11208.5924 | 6.229 | 41 | 9.1788e-05 | 1851 | 39.4946 | 2278 | 0.0034152 | 2301 | 0.14002 | 37.82 | 198
8353 | VOLTA 110254932 | 102541102 | VOLTA 1102 | 54932 | FALSE | 7042.6654 | 7042.6654 | 3.9138 | 46 | 5.4607e-05 | 2930 | 80.6481 | 2045 | 0.0034144 | 2302 | 0.15706 | 25.23 | 272
1504 | HUMBOLDT BAY 1102741980 | 192341102 | HUMBOLDT BAY 1102 | 741980 | FALSE | 15211.0337 | 9241.1429 | 5.1356 | 81 | 0.00018104 | 504 | 20.6165 | 2440 | 0.0034064 | 2303 | 0.27592 |  | 2729
341 | COTATI 1102464 | 42271102 | COTATI 1102 | 464 | FALSE | 13038.4156 | 3443.5911 | 1.9137 | 103 | 8.8656e-05 | 1965 | 37.0346 | 2297 | 0.0034005 | 2304 | 0.35026 | 0.04 | 2168
1877 | FORT BRAGG A 110231304 | 42761102 | FORT BRAGG A 1102 | 31304 | FALSE | 34880.3162 | 34880.3162 | 19.3842 | 119 | 0.00010968 | 1417 | 25.8228 | 2381 | 0.0033857 | 2305 | 0.40289 | 0.23 | 1121
9731 | FITCH MOUNTAIN 1111792628 | 42751111 | FITCH MOUNTAIN 1111 | 792628 | TRUE | 1482.8091 | 365.6177 | 0.20319 | 13 | 7.1975e-05 | 2420 | 145.9054 | 1789 | 0.0033779 | 2306 | 0.043913 |  | 3408
10338 | FRANKLIN 1104P146 | 13921104 | FRANKLIN 1104 | P146 | FALSE | 5911.5651 | 5843.5425 | 3.2475 | 36 | 0.00010288 | 1572 | 24.7391 | 2392 | 0.0033674 | 2307 | 0.12123 | 0.05 | 1925
11025 | CALPINE 1144304 | 48011144 | CALPINE 1144 | 304 | TRUE | 74.6067 | 74.6067 | 0.041461 | 2 | 0.00013842 | 890 | 24.2406 | 2399 | 0.0033555 | 2308 | 0.006711 | 0.18 | 1213
7073 | RINCON 1101663641 | 43321101 | RINCON 1101 | 663641 | FALSE | 1909.334 | 1173.5613 | 0.65219 | 13 | 0.00014217 | 836 | 35.4244 | 2307 | 0.0033545 | 2309 | 0.043609 |  | 3093
37 | CURTIS 17019230 | 163351701 | CURTIS 1701 | 9230 | FALSE | 5065.9524 | 4064.6381 | 2.2589 | 41 | 0.00012174 | 1152 | 32.1288 | 2327 | 0.0033425 | 2310 | 0.13704 | 0.04 | 2191
7129 | GANSNER 1101336664 | 103021101 | GANSNER 1101 | 336664 | FALSE | 2515.571 | 1158.7417 | 0.64395 | 16 | 6.759e-05 | 2546 | 46.5783 | 2238 | 0.0033324 | 2311 | 0.053319 |  | 3098
6003 | CALPELLA 1102477890 | 43411102 | CALPELLA 1102 | 477890 | FALSE | 4846.0499 | 1726.9794 | 0.95974 | 35 | 9.2097e-05 | 1839 | 48.2183 | 2219 | 0.0033264 | 2312 | 0.11642 |  | 2995
6936 | LAMONT 11024222 | 253911102 | LAMONT 1102 | 4222 | FALSE | 26146.3036 | 4245.3884 | 2.3593 | 87 | 3.1604e-05 | 3407 | 230.387 | 1585 | 0.0033258 | 2313 | 0.28934 | 0.02 | 2510
1031 | VOLTA 110253130 | 102541102 | VOLTA 1102 | 53130 | FALSE | 22213.2961 | 22213.2961 | 12.3447 | 168 | 4.8271e-05 | 3088 | 94.8297 | 1982 | 0.0033207 | 2314 | 0.55788 | 57.28 | 97
729 | RADUM 1105806392 | 13151105 | RADUM 1105 | 806392 | FALSE | 8744.0051 | 5446.9277 | 3.027 | 79 | 6.382e-05 | 2652 | 38.9119 | 2286 | 0.0033155 | 2315 | 0.26192 |  | 2691
6737 | POINT ARENA 1101476 | 43381101 | POINT ARENA 1101 | 476 | FALSE | 24463.8896 | 4825.127 | 2.6815 | 97 | 4.5962e-05 | 3139 | 73.5453 | 2078 | 0.0032902 | 2316 | 0.31915 | 0.02 | 2460
9971 | LOS OSITOS 2103258688 | 182082103 | LOS OSITOS 2103 | 258688 | FALSE | 5700.7117 | 1727.2951 | 0.95992 | 17 | 1.3021e-05 | 3601 | 51.8497 | 2202 | 0.0032882 | 2317 | 0.0559 |  | 3463
2467 | HARRIS 1109183860 | 192431109 | HARRIS 1109 | 183860 | FALSE | 12288.1398 | 7942.1796 | 4.4137 | 92 | 0.00018091 | 505 | 20.123 | 2446 | 0.0032843 | 2318 | 0.30215 |  | 2779
3741 | PINE GROVE 110152088 | 163751101 | PINE GROVE 1101 | 52088 | FALSE | 3986.2342 | 3986.2342 | 2.2153 | 28 | 0.00019225 | 433 | 17.8963 | 2482 | 0.0032783 | 2319 | 0.091793 | 0.06 | 1856
8487 | PIT NO 3 21011482 | 103732101 | PIT NO 3 2101 | 1482 | FALSE | 19365.2645 | 19365.2645 | 10.7619 | 43 | 0.0001494 | 744 | 53.6934 | 2189 | 0.0032735 | 2320 | 0.14076 | 0.01 | 2603
9213 | GREEN VALLEY 210197574 | 83192101 | GREEN VALLEY 2101 | 97574 | FALSE | 8779.1351 | 5743.5714 | 3.1919 | 60 | 8.4627e-05 | 2073 | 42.7148 | 2264 | 0.0032547 | 2321 | 0.19528 |  | 3327
6945 | CHOLAME 2102X06 | 182562102 | CHOLAME 2102 | X06 | TRUE | 20798.4951 | 651.9578 | 0.36231 | 40 | 5.1105e-05 | 3012 | 121.2254 | 1866 | 0.0032533 | 2322 | 0.13013 | 0.03 | 2295
1559 | PAUL SWEET 21065178 | 83252106 | PAUL SWEET 2106 | 5178 | FALSE | 11550.9267 | 11550.9267 | 6.4192 | 84 | 0.0001826 | 491 | 17.8913 | 2483 | 0.0032408 | 2323 | 0.27223 | 0.58 | 856
8048 | DEL MONTE 21042762 | 182222104 | DEL MONTE 2104 | 2762 | FALSE | 17774.3074 | 15060.1277 | 8.3694 | 138 | 9.1063e-05 | 1879 | 28.3252 | 2356 | 0.0032245 | 2324 | 0.44498 | 0.08 | 1622
394 | WOODSIDE 11049032 | 24251104 | WOODSIDE 1104 | 9032 | FALSE | 7741.5059 | 3452.7748 | 1.9188 | 72 | 0.00021411 | 342 | 20.493 | 2443 | 0.0032245 | 2325 | 0.23216 | 0.08 | 1581
3140 | BAYWOOD 1101CB | 182801101 | BAYWOOD 1101 | CB | FALSE | 46476.8109 | 7426.5465 | 4.1272 | 214 | 5.8116e-05 | 2833 | 45.5892 | 2241 | 0.003207 | 2326 | 0.6863 | 0.02 | 2421
197 | BRUNSWICK 1105733408 | 152481105 | BRUNSWICK 1105 | 733408 | FALSE | 5546.1563 | 5546.1563 | 3.0822 | 45 | 0.00017527 | 527 | 18.0229 | 2479 | 0.0032065 | 2327 | 0.14429 |  | 2660
1600 | RINCON 1104786782 | 43321104 | RINCON 1104 | 786782 | FALSE | 5173.0207 | 3549.2326 | 1.9724 | 46 | 0.00014664 | 779 | 8.3437 | 2661 | 0.0032053 | 2328 | 0.14745 |  | 2734
7931 | PIT NO 5 11011658 | 101321101 | PIT NO 5 1101 | 1658 | FALSE | 7306.3402 | 7306.3402 | 4.0604 | 25 | 0.0001398 | 870 | 46.6629 | 2236 | 0.0031839 | 2329 | 0.079597 | 0.02 | 2471
4023 | DUNLAP 11037080 | 254061103 | DUNLAP 1103 | 7080 | FALSE | 17026.2434 | 17026.2434 | 9.4621 | 67 | 5.6266e-05 | 2881 | 33.4031 | 2317 | 0.0031698 | 2330 | 0.21238 | 0 | 2646
7290 | ARCATA 1121716954 | 192021121 | ARCATA 1121 | 716954 | FALSE | 18261.1322 | 11115.6995 | 6.1774 | 97 | 0.00020479 | 383 | 15.7424 | 2521 | 0.0031691 | 2331 | 0.30741 |  | 3112
8705 | CARLOTTA 112144150 | 192291121 | CARLOTTA 1121 | 44150 | FALSE | 5746.8082 | 5746.8082 | 3.1937 | 13 | 9.8025e-05 | 1689 | 54.8965 | 2182 | 0.0031685 | 2332 | 0.04119 | 0 | 2641
5063 | WOODSIDE 11043583 | 24251104 | WOODSIDE 1104 | 3583 | FALSE | 4565.0094 | 4565.0094 | 2.5369 | 38 | 0.00013592 | 920 | 25.7125 | 2385 | 0.0031615 | 2333 | 0.12014 | 0.78 | 781
8125 | PINE GROVE 1101CB | 163751101 | PINE GROVE 1101 | CB | FALSE | 6922.9717 | 6922.9717 | 3.8473 | 57 | 0.00036472 | 81 | 15.0767 | 2531 | 0.0031502 | 2334 | 0.17956 | 10.19 | 401
6730 | CAMP EVERS 210637210 | 83622106 | CAMP EVERS 2106 | 37210 | FALSE | 9746.716 | 9746.716 | 5.4166 | 65 | 0.00021978 | 324 | 16.5241 | 2509 | 0.0031442 | 2335 | 0.20437 | 0.45 | 916
82 | SNEATH LANE 1107CB | 22721107 | SNEATH LANE 1107 | CB | FALSE | 6249.0561 | 1615.0564 | 0.89754 | 45 | 3.6368e-05 | 3327 | 61.4823 | 2144 | 0.003121 | 2336 | 0.14045 | 0.03 | 2317
1487 | STAFFORD 11021258 | 43201102 | STAFFORD 1102 | 1258 | TRUE | 7855.298 | 501.9247 | 0.27894 | 65 | 3.9619e-05 | 3275 | 27.811 | 2365 | 0.0031184 | 2337 | 0.2027 |  | 2726
201 | RESERVATION ROAD 1101CB | 182731101 | RESERVATION ROAD 1101 | CB | FALSE | 15128.6127 | 8212.888 | 4.5642 | 106 | 2.9958e-05 | 3427 | 117.1254 | 1887 | 0.0031059 | 2338 | 0.32923 | 0.03 | 2246
9832 | WILLOW CREEK 1101CB | 192171101 | WILLOW CREEK 1101 | CB | TRUE | 460.8364 | 460.8364 | 0.2561 | 6 | 0.00063458 | 14 | 4.0266 | 2776 | 0.0031037 | 2339 | 0.018622 | 7.35 | 448
22 | PARADISE 1104457900 | 102831104 | PARADISE 1104 | 457900 | FALSE | 26252.3118 | 19380.7293 | 10.7705 | 208 | 0.00047135 | 40 | 18.1285 | 2474 | 0.0030985 | 2340 | 0.64448 |  | 2650
7703 | SILVERADO 21051306 | 43432105 | SILVERADO 2105 | 1306 | TRUE | 6582.7615 | 393.5916 | 0.21873 | 55 | 0.00018261 | 490 | 20.3553 | 2444 | 0.0030939 | 2341 | 0.17016 | 9.44 | 409
8415 | BIG MEADOWS 21012476 | 102812101 | BIG MEADOWS 2101 | 2476 | FALSE | 14000.8931 | 13050.7122 | 7.2527 | 75 | 7.3608e-05 | 2378 | 31.4311 | 2335 | 0.0030704 | 2342 | 0.23028 | 0.03 | 2379
2480 | REDBUD 1101CB | 43191101 | REDBUD 1101 | CB | FALSE | 11764.5735 | 5407.5285 | 3.0051 | 91 | 5.0448e-05 | 3027 | 32.7091 | 2324 | 0.0030523 | 2343 | 0.27776 | 0.09 | 1557
10178 | MAPLE CREEK 1101555034 | 192101101 | MAPLE CREEK 1101 | 555034 | FALSE | 4077.2208 | 2404.9179 | 1.3365 | 8 | 0.00031076 | 117 | 13.913 | 2553 | 0.0030461 | 2344 | 0.024368 |  | 3508
1443 | MENLO 11028952 | 24131102 | MENLO 1102 | 8952 | FALSE | 10739.4056 | 10739.4056 | 5.9682 | 82 | 0.0001072 | 1467 | 39.4973 | 2277 | 0.0030386 | 2345 | 0.24916 | 9.23 | 411
5316 | PAUL SWEET 210610424 | 83252106 | PAUL SWEET 2106 | 10424 | FALSE | 11629.4934 | 9151.9906 | 5.0861 | 87 | 0.00013475 | 931 | 22.367 | 2420 | 0.0030267 | 2346 | 0.26332 | 0.25 | 1072
2267 | ELK 11011298 | 42981101 | ELK 1101 | 1298 | FALSE | 25951.4505 | 19969.5788 | 11.0978 | 119 | 7.3623e-05 | 2376 | 48.6421 | 2217 | 0.0030233 | 2347 | 0.35978 | 0.03 | 2376
6724 | CURTIS 17039210 | 163351703 | CURTIS 1703 | 9210 | FALSE | 36192.6146 | 36192.6146 | 20.1134 | 124 | 4.5003e-05 | 3160 | 67.0376 | 2108 | 0.0030209 | 2348 | 0.37459 | 0.31 | 1004
3063 | ELECTRA 1101L1697 | 162161101 | ELECTRA 1101 | L1697 | FALSE | 9283.5435 | 9283.5435 | 5.1592 | 70 | 8.7849e-05 | 1988 | 45.9015 | 2240 | 0.0030208 | 2349 | 0.21145 | 2.74 | 585
8682 | CLARKSVILLE 210951744 | 153612109 | CLARKSVILLE 2109 | 51744 | FALSE | 2867.8226 | 2099.9047 | 1.167 | 25 | 0.00013923 | 883 | 25.8185 | 2382 | 0.0030149 | 2350 | 0.075372 | 0.2 | 1162
6410 | SILVERADO 2105616 | 43432105 | SILVERADO 2105 | 616 | TRUE | 12968.0682 | 798.8754 | 0.44396 | 103 | 0.00011091 | 1393 | 20.2831 | 2445 | 0.0030112 | 2351 | 0.31016 | 0.3 | 1020
2231 | HICKS 2103LB50 | 83432103 | HICKS 2103 | LB50 | FALSE | 18304.0568 | 18130.2581 | 10.0756 | 65 | 0.00012813 | 1046 | 26.2606 | 2373 | 0.0029902 | 2352 | 0.19436 | 0.21 | 1142
1742 | MIWUK 1701CB | 163661701 | MIWUK 1701 | CB | FALSE | 26145.2982 | 26145.2982 | 14.5298 | 187 | 8.1435e-05 | 2170 | 64.1413 | 2128 | 0.0029901 | 2353 | 0.55914 | 197.3 | 2
4916 | SARATOGA 1107167792 | 83371107 | SARATOGA 1107 | 167792 | FALSE | 7540.5809 | 7540.5809 | 4.1906 | 48 | 0.00016417 | 599 | 22.3539 | 2421 | 0.0029842 | 2354 | 0.14324 | 27.41 | 258
55 | CURTIS 170234426 | 163351702 | CURTIS 1702 | 34426 | FALSE | 11062.821 | 7591.2944 | 4.2187 | 81 | 0.0001041 | 1549 | 18.642 | 2465 | 0.0029697 | 2355 | 0.24054 | 0.2 | 1161
4236 | LOS GATOS 1106LA64 | 82021106 | LOS GATOS 1106 | LA64 | FALSE | 20425.5788 | 20425.5788 | 11.3512 | 152 | 0.00024137 | 243 | 12.4217 | 2580 | 0.0029684 | 2356 | 0.4512 | 0.94 | 741
6476 | PAUL SWEET 21068091 | 83252106 | PAUL SWEET 2106 | 8091 | FALSE | 9678.478 | 9678.478 | 5.3787 | 69 | 0.00018296 | 489 | 17.2834 | 2497 | 0.0029648 | 2357 | 0.20457 | 0.38 | 961
7197 | BIG BASIN 110212758 | 82841102 | BIG BASIN 1102 | 12758 | FALSE | 9624.9945 | 9624.9945 | 5.3489 | 70 | 0.00033735 | 98 | 10.9337 | 2611 | 0.002947 | 2358 | 0.20629 | 6.96 | 456
2069 | BIG BASIN 11025066 | 82841102 | BIG BASIN 1102 | 5066 | FALSE | 22120.764 | 22120.764 | 12.2932 | 121 | 0.00018064 | 508 | 16.1765 | 2514 | 0.0029066 | 2359 | 0.35169 | 0.48 | 902
8715 | OLEMA 1101602 | 42291101 | OLEMA 1101 | 602 | FALSE | 38446.6728 | 26032.3379 | 14.467 | 115 | 5.7752e-05 | 2842 | 48.2008 | 2220 | 0.0028981 | 2360 | 0.33328 | 0.08 | 1633
5548 | ANTLER 11011384 | 103271101 | ANTLER 1101 | 1384 | FALSE | 14709.9253 | 14709.9253 | 8.1748 | 106 | 0.00030207 | 128 | 17.1106 | 2502 | 0.0028857 | 2361 | 0.30589 | 0.08 | 1664
2497 | ROB ROY 210410714 | 83692104 | ROB ROY 2104 | 10714 | FALSE | 31415.1888 | 22795.5157 | 12.6682 | 212 | 8.9964e-05 | 1915 | 34.8828 | 2308 | 0.002884 | 2362 | 0.61141 | 0.2 | 1158
2343 | OCEANO 1104CB | 182601104 | OCEANO 1104 | CB | FALSE | 17856.3948 | 7352.5883 | 4.0861 | 146 | 2.5847e-05 | 3489 | 57.0849 | 2170 | 0.0028615 | 2363 | 0.41777 | 0.1 | 1489
7790 | SANTA ROSA A 1111147198 | 42151111 | SANTA ROSA A 1111 | 147198 | FALSE | 3096.6231 | 2173.9439 | 1.2081 | 24 | 0.00013298 | 958 | 27.8556 | 2363 | 0.0028527 | 2364 | 0.068464 |  | 3161
5803 | BEN LOMOND 04015206 | 83040401 | BEN LOMOND 0401 | 5206 | FALSE | 11520.3774 | 11520.3774 | 6.4023 | 78 | 0.00028525 | 147 | 13.4764 | 2563 | 0.0028387 | 2365 | 0.22141 | 16.08 | 342
6276 | MONTE RIO 1113202 | 42811113 | MONTE RIO 1113 | 202 | FALSE | 8481.1425 | 8481.1425 | 4.7133 | 55 | 0.00023689 | 257 | 9.574 | 2632 | 0.0028293 | 2366 | 0.15561 | 77.47 | 54
6911 | DEL MONTE 21042624 | 182222104 | DEL MONTE 2104 | 2624 | FALSE | 30794.7642 | 29790.8638 | 16.5558 | 148 | 5.858e-05 | 2819 | 45.0109 | 2246 | 0.0028273 | 2367 | 0.41844 | 0.19 | 1182
3771 | CURTIS 170510590 | 163351705 | CURTIS 1705 | 10590 | FALSE | 26358.3376 | 26358.3376 | 14.6482 | 199 | 7.2916e-05 | 2395 | 56.6573 | 2172 | 0.0028226 | 2368 | 0.56169 | 0.28 | 1046
2714 | MIWUK 1702CB | 163661702 | MIWUK 1702 | CB | FALSE | 14569.4696 | 14569.4696 | 8.0967 | 110 | 0.00015914 | 650 | 17.5722 | 2489 | 0.0028161 | 2369 | 0.30977 | 97.72 | 22
3825 | SARATOGA 1105LC14 | 83371105 | SARATOGA 1105 | LC14 | FALSE | 17935.8798 | 15879.1839 | 8.8246 | 137 | 0.0001215 | 1156 | 25.9229 | 2378 | 0.0028157 | 2370 | 0.38575 | 0.15 | 1303
5150 | HAMILTON BRANCH 11012046 | 102361101 | HAMILTON BRANCH 1101 | 2046 | FALSE | 14788.0543 | 14724.19 | 8.1827 | 57 | 2.9135e-05 | 3438 | 49.5192 | 2213 | 0.0028141 | 2371 | 0.1604 | 3.25 | 552
6397 | BRUNSWICK 110584480 | 152481105 | BRUNSWICK 1105 | 84480 | FALSE | 7615.7819 | 7615.7819 | 4.2323 | 50 | 0.00012015 | 1184 | 18.1285 | 2473 | 0.0028064 | 2372 | 0.14032 | 43.55 | 166
7609 | SAN LUIS OBISPO 1107V58 | 182631107 | SAN LUIS OBISPO 1107 | V58 | FALSE | 3619.1201 | 1838.4445 | 1.0217 | 25 | 3.6836e-05 | 3317 | 42.8997 | 2262 | 0.0027879 | 2373 | 0.069698 | 0.25 | 1081
10167 | HAMILTON BRANCH 11012436 | 102361101 | HAMILTON BRANCH 1101 | 2436 | FALSE | 8535.8961 | 8535.8961 | 4.7437 | 19 | 3.5783e-05 | 3338 | 86.4703 | 2020 | 0.0027598 | 2374 | 0.052436 | 0.06 | 1878
289 | BIG BASIN 110169550 | 82841101 | BIG BASIN 1101 | 69550 | FALSE | 28222.9499 | 28222.9499 | 15.6844 | 188 | 0.00019115 | 436 | 15.1137 | 2529 | 0.0027545 | 2375 | 0.51784 | 0.88 | 753
3662 | SONOMA 1107294 | 42721107 | SONOMA 1107 | 294 | TRUE | 13929.6308 | 0 | 0 | 66 | 3.7559e-05 | 3303 | 12.2945 | 2582 | 0.002743 | 2376 | 0.18104 | 1.46 | 672
6355 | BIG RIVER 11017273 | 43081101 | BIG RIVER 1101 | 7273 | FALSE | 10648.4179 | 10648.4179 | 5.9177 | 38 | 0.00010776 | 1456 | 24.4514 | 2395 | 0.0027408 | 2377 | 0.10415 |  | 3023
7672 | POINT ARENA 11012637 | 43381101 | POINT ARENA 1101 | 2637 | FALSE | 6500.6025 | 6500.6025 | 3.6126 | 28 | 7.3634e-05 | 2375 | 33.1621 | 2319 | 0.0027385 | 2378 | 0.076678 | 0.06 | 1783
1790 | CAMP EVERS 210510912 | 83622105 | CAMP EVERS 2105 | 10912 | FALSE | 7824.9032 | 7824.9032 | 4.3486 | 54 | 0.00030255 | 127 | 14.5938 | 2539 | 0.0027343 | 2379 | 0.14765 | 17.3 | 333
10750 | BOGARD 1101CB | 103301101 | BOGARD 1101 | CB | TRUE | 830.5012 | 830.5012 | 0.46154 | 7 | 2.8327e-05 | 3450 | 82.5251 | 2038 | 0.0027213 | 2380 | 0.019049 | 0 | 2645
6610 | GREEN VALLEY 210112824 | 83192101 | GREEN VALLEY 2101 | 12824 | FALSE | 19725.4463 | 1410.0846 | 0.78363 | 97 | 5.8888e-05 | 2811 | 61.7022 | 2142 | 0.0027199 | 2381 | 0.26383 | 0.19 | 1178
6375 | HOLLISTER 21054048 | 182492105 | HOLLISTER 2105 | 4048 | FALSE | 45554.4794 | 29209.8997 | 16.2329 | 157 | 5.5174e-05 | 2907 | 56.2888 | 2174 | 0.0027194 | 2382 | 0.42694 | 0.07 | 1678
317 | PARADISE 11042206 | 102831104 | PARADISE 1104 | 2206 | FALSE | 27876.5924 | 6659.3031 | 3.7008 | 227 | 0.00050121 | 31 | 12.7346 | 2573 | 0.0027 | 2383 | 0.61291 |  | 2664
6305 | WILLOW CREEK 110191926 | 192171101 | WILLOW CREEK 1101 | 91926 | FALSE | 17004.3113 | 10358.7223 | 5.7567 | 48 | 0.00024845 | 221 | 9.7992 | 2628 | 0.0026935 | 2384 | 0.12929 | 0.04 | 2095
5185 | SILVERADO 21023010 | 43432102 | SILVERADO 2102 | 3010 | TRUE | 14671.2868 | 569.5009 | 0.31649 | 106 | 8.4289e-05 | 2082 | 23.6594 | 2409 | 0.0026922 | 2385 | 0.28537 | 0.03 | 2262
122 | STANISLAUS 17021888 | 162821702 | STANISLAUS 1702 | 1888 | FALSE | 30440.0056 | 30440.0056 | 16.9165 | 231 | 9.5589e-05 | 1738 | 52.6578 | 2198 | 0.0026855 | 2386 | 0.62036 | 136.25 | 4
7468 | ROB ROY 210410298 | 83692104 | ROB ROY 2104 | 10298 | FALSE | 21540.3253 | 17635.9746 | 9.8009 | 138 | 0.00011425 | 1313 | 23.0219 | 2412 | 0.0026825 | 2387 | 0.37018 | 0.67 | 817
3981 | CAMP EVERS 210510214 | 83622105 | CAMP EVERS 2105 | 10214 | FALSE | 22409.5851 | 22409.5851 | 12.4538 | 149 | 0.00015 | 735 | 18.095 | 2476 | 0.0026769 | 2388 | 0.39885 | 59.12 | 90
4982 | WEST POINT 110136674 | 163201101 | WEST POINT 1101 | 36674 | FALSE | 15144.1466 | 15144.1466 | 8.4161 | 125 | 0.00010056 | 1635 | 28.0218 | 2361 | 0.0026639 | 2389 | 0.33299 | 88.72 | 34
7345 | WILLOW CREEK 110129362 | 192171101 | WILLOW CREEK 1101 | 29362 | FALSE | 18377.6602 | 12371.5145 | 6.8753 | 74 | 0.00019406 | 424 | 17.4096 | 2493 | 0.0026559 | 2390 | 0.19654 | 0.15 | 1302
8996 | FORT ORD 210637286 | 182402106 | FORT ORD 2106 | 37286 | FALSE | 5924.4605 | 4150.8287 | 2.3068 | 25 | 7.3809e-05 | 2365 | 26.9712 | 2368 | 0.0026543 | 2391 | 0.066357 | 0.03 | 2256
8063 | COARSEGOLD 210210207 | 254432102 | COARSEGOLD 2102 | 10207 | FALSE | 5731.5328 | 5731.5328 | 3.1852 | 38 | 5.2727e-05 | 2978 | 53.21 | 2193 | 0.0026426 | 2392 | 0.10042 | 4.55 | 517
4536 | TASSAJARA 2108437582 | 14662108 | TASSAJARA 2108 | 437582 | FALSE | 3785.2974 | 1172.6243 | 0.65167 | 31 | 9.3714e-05 | 1803 | 36.8732 | 2299 | 0.0026389 | 2393 | 0.081807 |  | 2902
1013 | CASTRO VALLEY 1108MR337 | 14091108 | CASTRO VALLEY 1108 | MR337 | FALSE | 30458.1324 | 14629.5479 | 8.1301 | 193 | 2.0736e-05 | 3536 | 31.7021 | 2331 | 0.0026206 | 2394 | 0.50578 |  | 2704
1167 | BIG BASIN 110195690 | 82841101 | BIG BASIN 1101 | 95690 | FALSE | 6226.9882 | 6226.9882 | 3.4605 | 58 | 0.00043813 | 55 | 3.7552 | 2782 | 0.0026164 | 2395 | 0.15175 | 0.66 | 821
7588 | IGNACIO 1104450582 | 42481104 | IGNACIO 1104 | 450582 | FALSE | 6805.9936 | 4807.846 | 2.6719 | 50 | 8.4551e-05 | 2074 | 22.3998 | 2418 | 0.0026097 | 2396 | 0.13049 | 0.06 | 1776
976 | BRUNSWICK 1103CB | 152481103 | BRUNSWICK 1103 | CB | FALSE | 8801.7452 | 2701.0978 | 1.5011 | 82 | 0.00031315 | 115 | 15.1124 | 2530 | 0.0026094 | 2397 | 0.21397 | 0.1 | 1502
3119 | BIG BASIN 1101CB | 82841101 | BIG BASIN 1101 | CB | FALSE | 7486.7827 | 7486.7827 | 4.1607 | 45 | 0.00027461 | 168 | 11.6886 | 2594 | 0.0025849 | 2398 | 0.11632 | 26.9 | 264
8530 | MORRO BAY 1102CB | 183011102 | MORRO BAY 1102 | CB | FALSE | 8911.8997 | 7279.8498 | 4.0457 | 36 | 3.3044e-05 | 3385 | 43.2592 | 2258 | 0.0025799 | 2399 | 0.092875 | 0.04 | 2119
1372 | TASSAJARA 2112CB | 14662112 | TASSAJARA 2112 | CB | TRUE | 2118.6497 | 279.4297 | 0.15529 | 22 | 6.8306e-05 | 2527 | 21.6949 | 2429 | 0.0025794 | 2400 | 0.056746 | 0.44 | 921
1496 | BRUNSWICK 1103173934 | 152481103 | BRUNSWICK 1103 | 173934 | FALSE | 17611.7153 | 17611.7153 | 9.7874 | 125 | 0.00011937 | 1199 | 28.2053 | 2358 | 0.0025705 | 2401 | 0.32131 |  | 2727
1818 | MORRO BAY 1101V66 | 183011101 | MORRO BAY 1101 | V66 | FALSE | 26099.4541 | 5840.07 | 3.2455 | 151 | 5.4939e-05 | 2915 | 48.8236 | 2216 | 0.0025703 | 2402 | 0.38811 | 0.03 | 2264
3089 | CAMBRIA 1101CB | 182771101 | CAMBRIA 1101 | CB | TRUE | 9964.9315 | 415.9182 | 0.23114 | 45 | 5.4044e-05 | 2942 | 29.9475 | 2345 | 0.0025606 | 2403 | 0.11523 | 0.02 | 2456
3722 | BRUNSWICK 11032784 | 152481103 | BRUNSWICK 1103 | 2784 | FALSE | 24673.5503 | 23592.2379 | 13.111 | 202 | 0.0002125 | 349 | 16.1455 | 2515 | 0.0025529 | 2404 | 0.51568 | 21.1 | 301
3654 | PENNGROVE 1101247511 | 43471101 | PENNGROVE 1101 | 247511 | FALSE | 3219.7109 | 1938.4111 | 1.0772 | 26 | 5.8722e-05 | 2816 | 39.41 | 2279 | 0.0025357 | 2405 | 0.065929 |  | 2844
2397 | MILPITAS 1109XR374 | 82831109 | MILPITAS 1109 | XR374 | TRUE | 4853.8508 | 763.9032 | 0.42453 | 29 | 5.5868e-05 | 2893 | 52.1032 | 2201 | 0.002531 | 2406 | 0.073398 | 0.04 | 2155
1430 | ANTLER 11011520 | 103271101 | ANTLER 1101 | 1520 | FALSE | 14435.9237 | 14435.9237 | 8.0225 | 69 | 0.0002442 | 234 | 18.3262 | 2471 | 0.002519 | 2407 | 0.17381 | 0.04 | 2139
9020 | EAST QUINCY 1101424048 | 102551101 | EAST QUINCY 1101 | 424048 | FALSE | 1501.8611 | 1068.5882 | 0.59385 | 12 | 6.0749e-05 | 2756 | 33.0472 | 2323 | 0.002517 | 2408 | 0.030204 |  | 3298
5728 | HALF MOON BAY 1101CB | 24101101 | HALF MOON BAY 1101 | CB | FALSE | 10068.8846 | 2571.5148 | 1.4291 | 80 | 4.1301e-05 | 3240 | 78.3943 | 2057 | 0.0025158 | 2409 | 0.20127 | 0.42 | 929
2399 | MONTE RIO 1113477 | 42811113 | MONTE RIO 1113 | 477 | FALSE | 2946.6356 | 2946.6356 | 1.6375 | 25 | 0.00015508 | 692 | 16.2294 | 2513 | 0.002515 | 2410 | 0.062875 | 3.59 | 539
5291 | MIWUK 1702823548 | 163661702 | MIWUK 1702 | 823548 | FALSE | 31748.5399 | 31748.5399 | 17.6437 | 231 | 6.0776e-05 | 2755 | 41.9518 | 2266 | 0.0025098 | 2411 | 0.57976 |  | 2944
2843 | PLACERVILLE 111219742 | 153081112 | PLACERVILLE 1112 | 19742 | FALSE | 12071.9353 | 10549.7356 | 5.8628 | 92 | 0.00023207 | 278 | 8.0743 | 2669 | 0.0025093 | 2412 | 0.23086 | 0.09 | 1571
7112 | BELLEVUE 2103646 | 43182103 | BELLEVUE 2103 | 646 | FALSE | 19795.1478 | 13544.3225 | 7.527 | 154 | 0.00011949 | 1196 | 18.0896 | 2477 | 0.0025033 | 2413 | 0.3855 | 28.71 | 246
637 | DUNBAR 1101160 | 43071101 | DUNBAR 1101 | 160 | FALSE | 10761.0163 | 4469.2889 | 2.4837 | 77 | 9.2493e-05 | 1831 | 17.9801 | 2481 | 0.0024952 | 2414 | 0.19213 | 0.04 | 2105
551 | MC KEE 1103XR028 | 83531103 | MC KEE 1103 | XR028 | FALSE | 16732.9664 | 1226.5796 | 0.68165 | 134 | 6.205e-05 | 2717 | 31.865 | 2330 | 0.0024946 | 2415 | 0.33428 | 0.03 | 2231
4532 | RESERVATION ROAD 1102CB | 182731102 | RESERVATION ROAD 1102 | CB | FALSE | 27553.0792 | 12591.5795 | 6.9976 | 180 | 4.197e-05 | 3225 | 36.6519 | 2300 | 0.0024688 | 2416 | 0.44438 | 0.03 | 2341
2736 | ROSSMOOR 110845268 | 14161108 | ROSSMOOR 1108 | 45268 | FALSE | 12405.1563 | 4400.5557 | 2.4455 | 112 | 8.3437e-05 | 2119 | 27.4918 | 2366 | 0.0024458 | 2417 | 0.27393 | 0.06 | 1780
4245 | SONOMA 1104914376 | 42721104 | SONOMA 1104 | 914376 | TRUE | 11215.1853 | 862.0577 | 0.47907 | 93 | 8.1801e-05 | 2159 | 28.2406 | 2357 | 0.0024267 | 2418 | 0.22569 | 0.04 | 2227
9993 | STELLING 1109478699 | 83481109 | STELLING 1109 | 478699 | FALSE | 1763.8687 | 1328.3865 | 0.73823 | 14 | 8.2786e-05 | 2136 | 37.3598 | 2294 | 0.0024262 | 2419 | 0.033967 |  | 3466
1421 | ORO FINO 11012022 | 103031101 | ORO FINO 1101 | 2022 | FALSE | 25888.9554 | 25888.9554 | 14.3874 | 207 | 0.0001628 | 614 | 14.0752 | 2547 | 0.0024209 | 2420 | 0.50113 | 126.01 | 10
4226 | RIO DELL 1102772210 | 192251102 | RIO DELL 1102 | 772210 | FALSE | 5622.5297 | 1329.7793 | 0.739 | 32 | 0.0003009 | 129 | 8.4673 | 2658 | 0.0023979 | 2421 | 0.076733 |  | 2876
3489 | WEIMAR 1101CB | 152491101 | WEIMAR 1101 | CB | FALSE | 14897.5939 | 14897.5939 | 8.2791 | 116 | 0.00026838 | 176 | 10.7214 | 2615 | 0.0023893 | 2422 | 0.27716 | 0.08 | 1670
9667 | NORTH TOWER 2101CB | 42042101 | NORTH TOWER 2101 | CB | FALSE | 7077.2532 | 2179.3543 | 1.2111 | 22 | 7.8614e-05 | 2246 | 23.8165 | 2407 | 0.0023847 | 2423 | 0.052462 | 0.16 | 1259
8228 | GONZALES 1104415382 | 182131104 | GONZALES 1104 | 415382 | TRUE | 1920.3588 | 97.0433 | 0.05393 | 8 | 1.7728e-05 | 3562 | 59.385 | 2159 | 0.0023723 | 2424 | 0.018978 |  | 3205
4259 | DIAMOND SPRINGS 110676088 | 152261106 | DIAMOND SPRINGS 1106 | 76088 | FALSE | 17715.9929 | 17715.9929 | 9.8454 | 124 | 8.4526e-05 | 2076 | 27.0945 | 2367 | 0.0023715 | 2425 | 0.29407 | 0.08 | 1589
9364 | MIWUK 170236888 | 163661702 | MIWUK 1702 | 36888 | TRUE | 977.9121 | 977.9121 | 0.54346 | 7 | 0.00011804 | 1228 | 17.0465 | 2504 | 0.0023702 | 2426 | 0.016592 | 28.15 | 253
5480 | PUEBLO 2102647842 | 43292102 | PUEBLO 2102 | 647842 | TRUE | 1016.9284 | 187.7325 | 0.10433 | 6 | 4.4258e-05 | 3184 | 47.9751 | 2222 | 0.0023697 | 2427 | 0.014218 |  | 2958
1607 | MONTE RIO 11133970 | 42811113 | MONTE RIO 1113 | 3970 | FALSE | 11750.7224 | 11750.7224 | 6.5303 | 87 | 0.00015476 | 697 | 11.2679 | 2601 | 0.0023638 | 2428 | 0.20565 | 0.85 | 765
4343 | BOLINAS 11011236 | 42261101 | BOLINAS 1101 | 1236 | FALSE | 6557.8129 | 5809.1133 | 3.2283 | 34 | 0.00011532 | 1292 | 31.2219 | 2338 | 0.0023633 | 2429 | 0.080354 | 0.06 | 1825
4341 | PLACERVILLE 210623190 | 153082106 | PLACERVILLE 2106 | 23190 | FALSE | 5918.813 | 5918.813 | 3.2893 | 45 | 0.00031007 | 118 | 11.1572 | 2604 | 0.0023536 | 2430 | 0.10591 | 0.09 | 1566
6831 | INDIAN FLAT 110410270 | 252691104 | INDIAN FLAT 1104 | 10270 | FALSE | 6119.8962 | 6119.8962 | 3.401 | 39 | 3.2245e-05 | 3398 | 67.2012 | 2107 | 0.002349 | 2431 | 0.091612 | 0.07 | 1697
10358 | KONOCTI 11024421 | 43311102 | KONOCTI 1102 | 4421 | TRUE | 585.3593 | 585.3593 | 0.3253 | 5 | 8.4837e-05 | 2068 | 28.5837 | 2354 | 0.0023217 | 2432 | 0.011609 | 18.46 | 321
822 | PERRY 1101V74 | 183071101 | PERRY 1101 | V74 | FALSE | 8209.0598 | 6901.1378 | 3.8352 | 61 | 4.7405e-05 | 3107 | 40.6895 | 2274 | 0.0023119 | 2433 | 0.14103 | 0.09 | 1509
1876 | HATTON 1102CB | 182291102 | HATTON 1102 | CB | FALSE | 7725.5743 | 3167.0883 | 1.7601 | 66 | 5.6002e-05 | 2888 | 47.8787 | 2223 | 0.0022934 | 2434 | 0.15136 | 0.04 | 2137
5363 | BIG BASIN 110110720 | 82841101 | BIG BASIN 1101 | 10720 | FALSE | 7578.3102 | 7578.3102 | 4.2115 | 44 | 0.00059263 | 19 | 5.4692 | 2730 | 0.002283 | 2435 | 0.10045 | 61.7 | 86
3635 | PERRY 1101V88 | 183071101 | PERRY 1101 | V88 | FALSE | 5002.7309 | 1732.6065 | 0.96287 | 48 | 3.4227e-05 | 3365 | 36.539 | 2301 | 0.002278 | 2436 | 0.10934 | 0.6 | 853
4348 | SANTA ROSA A 110432180 | 42151104 | SANTA ROSA A 1104 | 32180 | FALSE | 4085.725 | 3970.2131 | 2.2064 | 36 | 0.0001328 | 963 | 9.9964 | 2624 | 0.0022763 | 2437 | 0.081948 | 0.25 | 1076
9525 | BIG BASIN 11028403 | 82841102 | BIG BASIN 1102 | 8403 | FALSE | 7867.7292 | 7867.7292 | 4.3724 | 42 | 0.00015778 | 666 | 14.7825 | 2533 | 0.0022738 | 2438 | 0.095499 | 0.41 | 941
7227 | SAN RAFAEL 11071415 | 42011107 | SAN RAFAEL 1107 | 1415 | FALSE | 1913.2696 | 1280.0188 | 0.71135 | 14 | 0.00015384 | 711 | 13.6482 | 2558 | 0.0022706 | 2439 | 0.031789 | 2.72 | 587
649 | ORO FINO 11022090 | 103031102 | ORO FINO 1102 | 2090 | FALSE | 23726.1931 | 23726.1931 | 13.1854 | 183 | 0.00011006 | 1410 | 20.7182 | 2438 | 0.0022675 | 2440 | 0.41496 | 71.03 | 68
2752 | FULTON 1107CB | 42561107 | FULTON 1107 | CB | TRUE | 19915.785 | 875.3178 | 0.48644 | 166 | 8.6265e-05 | 2028 | 19.7079 | 2452 | 0.0022645 | 2441 | 0.37591 | 3.46 | 545
8081 | CAMP EVERS 210612840 | 83622106 | CAMP EVERS 2106 | 12840 | FALSE | 6323.0478 | 6323.0478 | 3.5139 | 50 | 0.00014417 | 811 | 15.7468 | 2520 | 0.002258 | 2442 | 0.1129 | 0.4 | 948
365 | PURISIMA 110149394 | 182971101 | PURISIMA 1101 | 49394 | FALSE | 14105.1915 | 1836.8422 | 1.0208 | 111 | 2.0592e-05 | 3538 | 59.3555 | 2160 | 0.0022509 | 2443 | 0.24985 | 0.03 | 2277
707 | DEL MONTE 21042760 | 182222104 | DEL MONTE 2104 | 2760 | FALSE | 4358.9956 | 4358.9956 | 2.4224 | 28 | 8.7661e-05 | 1995 | 28.0773 | 2360 | 0.0022393 | 2444 | 0.062701 | 0.65 | 826
7540 | LUCERNE 11062327 | 43351106 | LUCERNE 1106 | 2327 | FALSE | 2038.9698 | 1914.889 | 1.0642 | 20 | 0.00013326 | 953 | 15.5189 | 2523 | 0.0022381 | 2445 | 0.044762 | 0.08 | 1640
9432 | GUALALA 1111445166 | 42841111 | GUALALA 1111 | 445166 | FALSE | 15269.7955 | 12164.2635 | 6.7601 | 71 | 5.9661e-05 | 2785 | 28.1893 | 2359 | 0.0022354 | 2446 | 0.15871 | 0.06 | 1845
2414 | PINE GROVE 110245292 | 163751102 | PINE GROVE 1102 | 45292 | FALSE | 17350.6047 | 17350.6047 | 9.6423 | 132 | 8.1993e-05 | 2156 | 36.0802 | 2304 | 0.002235 | 2447 | 0.29501 | 129.86 | 5
7039 | IGNACIO 1101CB | 42481101 | IGNACIO 1101 | CB | FALSE | 2942.811 | 2690.5619 | 1.4952 | 19 | 0.00013353 | 951 | 20.0821 | 2447 | 0.0022279 | 2448 | 0.042331 | 0.05 | 2033
6713 | LAURELES 1112438 | 182371112 | LAURELES 1112 | 438 | FALSE | 9219.1151 | 8226.4088 | 4.5717 | 48 | 7.125e-05 | 2440 | 29.805 | 2347 | 0.0022241 | 2449 | 0.10675 | 0.05 | 2035
1808 | HARTLEY 1101738 | 43211101 | HARTLEY 1101 | 738 | FALSE | 12990.1187 | 4208.5049 | 2.3388 | 106 | 7.6101e-05 | 2304 | 26.5188 | 2371 | 0.0022159 | 2450 | 0.23488 | 0.03 | 2251
9055 | ORO FINO 1102CB | 103031102 | ORO FINO 1102 | CB | FALSE | 3376.1921 | 3376.1921 | 1.8763 | 27 | 0.00018738 | 459 | 22.0757 | 2425 | 0.0021922 | 2451 | 0.059189 | 44.75 | 154
500 | ALTO 112278672 | 42031122 | ALTO 1122 | 78672 | FALSE | 14393.4787 | 6078.7898 | 3.3782 | 123 | 7.9821e-05 | 2211 | 9.5346 | 2635 | 0.0021883 | 2452 | 0.26916 | 0.15 | 1304
9919 | MONTE RIO 1113678 | 42811113 | MONTE RIO 1113 | 678 | FALSE | 3004.004 | 3004.004 | 1.6694 | 17 | 0.00013325 | 954 | 26.6461 | 2369 | 0.002188 | 2453 | 0.037196 | 48.48 | 128
8710 | SUMMIT 110186658 | 152591101 | SUMMIT 1101 | 86658 | FALSE | 1081.812 | 1029.0279 | 0.57187 | 7 | 0.00024387 | 235 | 13.6494 | 2557 | 0.0021861 | 2454 | 0.015303 | 0.02 | 2563
3183 | PINE GROVE 11011021 | 163751101 | PINE GROVE 1101 | 1021 | FALSE | 6702.9103 | 6702.9103 | 3.725 | 56 | 6.9851e-05 | 2478 | 34.4442 | 2311 | 0.0021716 | 2455 | 0.12161 | 8.36 | 430
3039 | BIG BASIN 110110296 | 82841101 | BIG BASIN 1101 | 10296 | FALSE | 23203.5804 | 23203.5804 | 12.895 | 181 | 0.00028227 | 151 | 8.472 | 2657 | 0.0021702 | 2456 | 0.3928 | 20.94 | 303
10621 | EEL RIVER 1103987714 | 192381103 | EEL RIVER 1103 | 987714 | FALSE | 1590.9598 | 1218.9668 | 0.67742 | 6 | 0.00013453 | 933 | 18.5736 | 2466 | 0.0021699 | 2457 | 0.01302 |  | 3580
2552 | HALSEY 11022514 | 152241102 | HALSEY 1102 | 2514 | FALSE | 31420.4965 | 17648.4979 | 9.8079 | 212 | 0.00019439 | 421 | 17.5789 | 2488 | 0.0021687 | 2458 | 0.45975 | 0.04 | 2164
1900 | PLACERVILLE 1111508410 | 153081111 | PLACERVILLE 1111 | 508410 | FALSE | 8406.5825 | 7530.8771 | 4.1852 | 73 | 0.0002728 | 169 | 8.8564 | 2647 | 0.002162 | 2459 | 0.15783 |  | 2754
7805 | POINT MORETTI 11015074 | 82931101 | POINT MORETTI 1101 | 5074 | FALSE | 4940.828 | 2196.7079 | 1.2208 | 34 | 7.8643e-05 | 2245 | 54.9615 | 2181 | 0.0021548 | 2460 | 0.073264 | 0.03 | 2294
9738 | ECHO SUMMIT 1101344250 | 158031101 | ECHO SUMMIT 1101 | 344250 | FALSE | 1668.1837 | 1299.2708 | 0.72205 | 10 | 4.8899e-05 | 3068 | 38.0392 | 2290 | 0.0021484 | 2461 | 0.021484 | 0.03 | 2252
3248 | HARRIS 1109355914 | 192431109 | HARRIS 1109 | 355914 | FALSE | 14935.3832 | 13002.7807 | 7.2261 | 104 | 0.0002048 | 382 | 13.3148 | 2566 | 0.0021471 | 2462 | 0.2233 |  | 2817
5158 | MORRO BAY 1101W20 | 183011101 | MORRO BAY 1101 | W20 | FALSE | 6313.3606 | 3551.7376 | 1.9738 | 48 | 4.0736e-05 | 3252 | 28.7718 | 2351 | 0.0021357 | 2463 | 0.10251 | 0.02 | 2548
5206 | CAMP EVERS 21065020 | 83622106 | CAMP EVERS 2106 | 5020 | FALSE | 24253.1314 | 24253.1314 | 13.4783 | 185 | 0.00021261 | 348 | 14.5867 | 2540 | 0.0021265 | 2464 | 0.3934 | 82.74 | 42
8641 | PETALUMA C 1109857148 | 42631109 | PETALUMA C 1109 | 857148 | FALSE | 3180.8041 | 1503.7135 | 0.83566 | 31 | 4.5954e-05 | 3140 | 22.3402 | 2422 | 0.0021126 | 2465 | 0.065491 |  | 3247
4750 | PENNGROVE 1101554 | 43471101 | PENNGROVE 1101 | 554 | TRUE | 17322.4157 | 0 | 0 | 130 | 6.9536e-05 | 2487 | 22.3741 | 2419 | 0.0021107 | 2466 | 0.2744 | 0.33 | 985
5805 | PARADISE 110439216 | 102831104 | PARADISE 1104 | 39216 | FALSE | 5158.2623 | 2624.8047 | 1.4587 | 41 | 0.00049128 | 32 | 7.6005 | 2675 | 0.0021 | 2467 | 0.086098 | 0.31 | 998
3222 | WEST POINT 11014706 | 163201101 | WEST POINT 1101 | 4706 | FALSE | 18429.634 | 18429.634 | 10.242 | 138 | 8.047e-05 | 2193 | 25.0428 | 2390 | 0.0020959 | 2468 | 0.28923 | 94.56 | 27
2065 | EL DORADO PH 21026645 | 152762102 | EL DORADO PH 2102 | 6645 | FALSE | 6787.3604 | 6787.3604 | 3.772 | 52 | 9.5316e-05 | 1753 | 25.6675 | 2386 | 0.0020868 | 2469 | 0.10851 | 54.01 | 109
6903 | VINEYARD 2107MR332 | 14502107 | VINEYARD 2107 | MR332 | TRUE | 4548.7457 | 520.6629 | 0.28935 | 31 | 7.6303e-05 | 2299 | 24.407 | 2396 | 0.0020705 | 2470 | 0.064186 | 0.38 | 963
3802 | MORRO BAY 1102868170 | 183011102 | MORRO BAY 1102 | 868170 | FALSE | 15451.7071 | 14595.2194 | 8.1111 | 59 | 3.81e-05 | 3298 | 52.9097 | 2197 | 0.0020479 | 2471 | 0.12083 |  | 2853
3290 | TAR FLAT 04023144 | 163240402 | TAR FLAT 0402 | 3144 | FALSE | 8269.2517 | 7828.9119 | 4.3508 | 58 | 0.00015369 | 715 | 19.1385 | 2460 | 0.0020462 | 2472 | 0.11868 | 0.09 | 1549
9541 | RINCON 1101839669 | 43321101 | RINCON 1101 | 839669 | TRUE | 1273.7836 | 989.219 | 0.54974 | 12 | 0.00010611 | 1492 | 23.2008 | 2411 | 0.0020383 | 2473 | 0.02446 |  | 3373
671 | CAMP EVERS 21045096 | 83622104 | CAMP EVERS 2104 | 5096 | FALSE | 32680.7032 | 32680.7032 | 18.1618 | 232 | 0.00019642 | 411 | 13.592 | 2561 | 0.0020379 | 2474 | 0.4728 | 12.58 | 372
6416 | PLACER 1102CB | 152461102 | PLACER 1102 | CB | FALSE | 3445.1403 | 3361.7302 | 1.8682 | 23 | 0.00019412 | 423 | 17.2869 | 2496 | 0.0020369 | 2475 | 0.046849 | 0.54 | 878
9674 | GUALALA 1112CB | 42841112 | GUALALA 1112 | CB | FALSE | 3448.2579 | 2568.9228 | 1.4276 | 22 | 5.2908e-05 | 2970 | 18.4256 | 2469 | 0.0020177 | 2476 | 0.044389 | 0.05 | 1991
1510 | MONTE RIO 1113CB | 42811113 | MONTE RIO 1113 | CB | FALSE | 7286.2366 | 7286.2366 | 4.0492 | 49 | 0.00021269 | 347 | 6.3725 | 2702 | 0.0020136 | 2477 | 0.098667 | 46.29 | 143
1572 | ECHO SUMMIT 11012500 | 158031101 | ECHO SUMMIT 1101 | 2500 | FALSE | 3521.417 | 3521.417 | 1.957 | 26 | 4.8353e-05 | 3083 | 44.8707 | 2248 | 0.0019811 | 2478 | 0.05151 | 0.16 | 1255
808 | PEORIA 1701169700 | 163781701 | PEORIA 1701 | 169700 | FALSE | 13421.5222 | 13421.5222 | 7.4588 | 63 | 7.4011e-05 | 2357 | 25.346 | 2387 | 0.001973 | 2479 | 0.1243 |  | 2693
1792 | MORAGA 1102CB | 13801102 | MORAGA 1102 | CB | FALSE | 14982.4076 | 8539.83 | 4.7459 | 130 | 9.0885e-05 | 1886 | 25.7754 | 2384 | 0.0019722 | 2480 | 0.25639 | 0.62 | 843
6608 | FORT ROSS 1121134 | 42851121 | FORT ROSS 1121 | 134 | FALSE | 13416.4816 | 13272.5409 | 7.376 | 99 | 9.5754e-05 | 1735 | 24.5453 | 2393 | 0.0019671 | 2481 | 0.19475 | 0.04 | 2145
5795 | HIGGINS 1103995672 | 152691103 | HIGGINS 1103 | 995672 | FALSE | 9263.8953 | 5928.6387 | 3.2947 | 79 | 0.00018258 | 492 | 13.4013 | 2564 | 0.0019604 | 2482 | 0.15487 | 0.08 | 1645
7320 | FAIRVIEW 220799096 | 13432207 | FAIRVIEW 2207 | 99096 | FALSE | 15944.165 | 15895.8244 | 8.8338 | 56 | 9.384e-05 | 1796 | 20.9972 | 2437 | 0.0019603 | 2483 | 0.10978 | 0.05 | 2008
1460 | PARADISE 1105121988 | 102831105 | PARADISE 1105 | 121988 | FALSE | 11219.1712 | 11219.1712 | 6.2349 | 92 | 0.00027094 | 171 | 5.2336 | 2742 | 0.0019488 | 2484 | 0.17929 |  | 2725
223 | ROB ROY 210410960 | 83692104 | ROB ROY 2104 | 10960 | FALSE | 45089.9597 | 30132.5387 | 16.7457 | 320 | 9.2109e-05 | 1838 | 18.2529 | 2472 | 0.0019454 | 2485 | 0.62252 | 0.12 | 1381
9882 | VOLTA 1102453266 | 102541102 | VOLTA 1102 | 453266 | TRUE | 510.1509 | 510.1509 | 0.28351 | 5 | 4.863e-05 | 3071 | 42.8367 | 2263 | 0.0019312 | 2486 | 0.0096562 |  | 3444
2825 | COTATI 1104CB | 42271104 | COTATI 1104 | CB | FALSE | 12268.6539 | 7279.3949 | 4.0454 | 93 | 7.194e-05 | 2421 | 13.0319 | 2569 | 0.0019107 | 2487 | 0.17769 | 1.2 | 702
9868 | VOLTA 110293418 | 102541102 | VOLTA 1102 | 93418 | FALSE | 4145.9232 | 4145.9232 | 2.304 | 23 | 6.4515e-05 | 2627 | 45.5233 | 2243 | 0.0019038 | 2488 | 0.043787 | 0.16 | 1254
7915 | LOS GATOS 1106697500 | 82021106 | LOS GATOS 1106 | 697500 | FALSE | 10836.6474 | 10836.6474 | 6.0223 | 74 | 0.00017368 | 536 | 8.0975 | 2667 | 0.0019029 | 2489 | 0.14082 |  | 3178
9296 | DUNBAR 1103835658 | 43071103 | DUNBAR 1103 | 835658 | TRUE | 1187.2489 | 50.0391 | 0.027808 | 11 | 7.6553e-05 | 2292 | 17.3633 | 2494 | 0.0018987 | 2490 | 0.020885 |  | 3337
6742 | ALTO 11251158 | 42031125 | ALTO 1125 | 1158 | FALSE | 8353.2531 | 3588.3989 | 1.9942 | 65 | 5.6863e-05 | 2865 | 5.9152 | 2715 | 0.0018981 | 2491 | 0.12337 | 0.17 | 1241
4000 | RINCON 1101576 | 43321101 | RINCON 1101 | 576 | FALSE | 13079.4255 | 1582.5592 | 0.87948 | 116 | 0.00012308 | 1132 | 17.5488 | 2490 | 0.0018636 | 2492 | 0.21618 | 0.15 | 1287
4995 | SOLEDAD 21027008 | 182052102 | SOLEDAD 2102 | 7008 | FALSE | 29112.5788 | 8088.7008 | 4.4952 | 122 | 2.175e-05 | 3523 | 36.2639 | 2302 | 0.0018473 | 2493 | 0.22537 | 0.03 | 2381
6887 | HATTON 1102648928 | 182291102 | HATTON 1102 | 648928 | FALSE | 7727.8743 | 6359.2353 | 3.534 | 44 | 6.1331e-05 | 2741 | 57.7042 | 2168 | 0.0018437 | 2494 | 0.081123 | 0.04 | 2170
9513 | GREEN VALLEY 2101535998 | 83192101 | GREEN VALLEY 2101 | 535998 | FALSE | 7941.4498 | 7140.4635 | 3.9682 | 43 | 0.00012357 | 1129 | 19.4088 | 2455 | 0.0018414 | 2495 | 0.079178 |  | 3367
2632 | APPLE HILL 110412947 | 153661104 | APPLE HILL 1104 | 12947 | FALSE | 5709.2465 | 5709.2465 | 3.1728 | 49 | 0.00010562 | 1503 | 18.015 | 2480 | 0.0018388 | 2496 | 0.0901 | 10.69 | 395
7783 | MIRABEL 110257840 | 42091102 | MIRABEL 1102 | 57840 | FALSE | 4238.9331 | 4238.9331 | 2.3557 | 29 | 0.00029837 | 131 | 7.443 | 2678 | 0.0018331 | 2497 | 0.053161 | 0.36 | 971
26 | TASSAJARA 2103CB | 14662103 | TASSAJARA 2103 | CB | TRUE | 28346.0077 | 787.8623 | 0.43784 | 259 | 8.1627e-05 | 2165 | 14.0393 | 2549 | 0.0018283 | 2498 | 0.47354 | 0.05 | 1935
8978 | BIG RIVER 1101954 | 43081101 | BIG RIVER 1101 | 954 | FALSE | 13095.0592 | 12372.699 | 6.8759 | 78 | 9.4465e-05 | 1782 | 22.5908 | 2415 | 0.0018244 | 2499 | 0.1423 | 0.05 | 1972
85 | HALSEY 11011704 | 152241101 | HALSEY 1101 | 1704 | FALSE | 21239.3917 | 21231.8185 | 11.7992 | 160 | 0.00012962 | 1014 | 19.3786 | 2457 | 0.001823 | 2500 | 0.29168 | 0.18 | 1207
2388 | CAMP EVERS 21059031 | 83622105 | CAMP EVERS 2105 | 9031 | FALSE | 1741.4201 | 1741.4201 | 0.96777 | 17 | 0.00019853 | 401 | 5.6599 | 2722 | 0.0018195 | 2501 | 0.030932 | 26.99 | 262
2038 | MORAGA 1104CB | 13801104 | MORAGA 1104 | CB | FALSE | 25157.6923 | 15741.0344 | 8.7478 | 214 | 7.9295e-05 | 2226 | 25.8956 | 2379 | 0.0018118 | 2502 | 0.38772 | 0.19 | 1192
6140 | OCEANO 1106V28 | 182601106 | OCEANO 1106 | V28 | FALSE | 14462.1376 | 1958.2873 | 1.0883 | 99 | 2.0931e-05 | 3535 | 31.9058 | 2328 | 0.0018053 | 2503 | 0.17873 | 0.03 | 2284
9346 | LAURELES 11116421 | 182371111 | LAURELES 1111 | 6421 | FALSE | 2777.3682 | 2777.3682 | 1.5435 | 20 | 5.7665e-05 | 2846 | 26.2004 | 2374 | 0.0018044 | 2504 | 0.036089 | 0.14 | 1307
680 | CAMP EVERS 210612760 | 83622106 | CAMP EVERS 2106 | 12760 | FALSE | 42462.3954 | 42462.3954 | 23.5978 | 299 | 0.00019594 | 413 | 10.5604 | 2618 | 0.0017903 | 2505 | 0.53531 | 1.92 | 630
1725 | BOLINAS 1101CB | 42261101 | BOLINAS 1101 | CB | FALSE | 3500.023 | 3442.3441 | 1.913 | 26 | 0.00012024 | 1181 | 17.4311 | 2492 | 0.0017811 | 2506 | 0.04631 | 0.23 | 1119
1486 | BEN LOMOND 1101BL 1101 | 83041101 | BEN LOMOND 1101 | BL 1101 | FALSE | 13568.3761 | 13568.3761 | 7.5404 | 101 | 0.00030613 | 124 | 6.186 | 2709 | 0.0017681 | 2507 | 0.17858 | 25.42 | 271
8439 | OAKHURST 110310190 | 254421103 | OAKHURST 1103 | 10190 | FALSE | 13591.0884 | 13591.0884 | 7.553 | 61 | 6.3642e-05 | 2659 | 28.5039 | 2355 | 0.0017583 | 2508 | 0.10725 | 52.84 | 111
10411 | BURNEY 1102272636 | 103311102 | BURNEY 1102 | 272636 | TRUE | 431.3681 | 431.3681 | 0.23973 | 5 | 2.8514e-05 | 3445 | 33.4034 | 2316 | 0.0017542 | 2509 | 0.0087708 |  | 3545
9794 | SONOMA 1106510055 | 42721106 | SONOMA 1106 | 510055 | TRUE | 1976.5067 | 817.6203 | 0.45438 | 11 | 5.9313e-05 | 2794 | 33.1507 | 2320 | 0.0017489 | 2510 | 0.019238 |  | 3426
1870 | TEMPLETON 2110307832 | 183052110 | TEMPLETON 2110 | 307832 | FALSE | 22986.441 | 2614.1136 | 1.4528 | 133 | 5.4142e-05 | 2940 | 52.2996 | 2199 | 0.0017438 | 2511 | 0.23192 |  | 2750
4149 | EL DORADO PH 210219542 | 152762102 | EL DORADO PH 2102 | 19542 | FALSE | 15319.5774 | 15319.5774 | 8.5136 | 111 | 0.00024603 | 231 | 13.9871 | 2550 | 0.0017374 | 2512 | 0.19285 | 87.42 | 37
5394 | BRUNSWICK 11052100 | 152481105 | BRUNSWICK 1105 | 2100 | FALSE | 6391.6672 | 6391.6672 | 3.5521 | 47 | 0.00013966 | 875 | 17.2588 | 2498 | 0.0017366 | 2513 | 0.081621 | 19.6 | 310
7138 | MONTE RIO 11138299 | 42811113 | MONTE RIO 1113 | 8299 | FALSE | 1934.2169 | 1934.2169 | 1.0749 | 13 | 0.0001379 | 895 | 14.6935 | 2537 | 0.0017192 | 2514 | 0.02235 | 62.52 | 83
2315 | MORAGA 1101108540 | 13801101 | MORAGA 1101 | 108540 | FALSE | 7751.409 | 7751.409 | 4.3077 | 44 | 0.00010534 | 1511 | 10.8681 | 2613 | 0.001717 | 2515 | 0.075547 | 25 | 274
110 | RACETRACK 17038120 | 163761703 | RACETRACK 1703 | 8120 | FALSE | 14371.6326 | 14371.6326 | 7.9868 | 108 | 0.00014141 | 847 | 24.2646 | 2397 | 0.0017068 | 2516 | 0.18434 | 0.12 | 1384
1996 | MORAGA 1103E510R | 13801103 | MORAGA 1103 | E510R | TRUE | 9824.475 | 807.8365 | 0.44894 | 84 | 6.4371e-05 | 2631 | 25.303 | 2388 | 0.0017029 | 2517 | 0.14305 | 0.06 | 1864
2784 | FRENCH GULCH 11022902 | 103381102 | FRENCH GULCH 1102 | 2902 | FALSE | 11242.8228 | 11242.8228 | 6.248 | 8 | 0.00012146 | 1158 | 50.5933 | 2209 | 0.0016954 | 2518 | 0.013563 | 0.04 | 2100
4648 | HALF MOON BAY 1102863822 | 24101102 | HALF MOON BAY 1102 | 863822 | TRUE | 1030.95 | 168.7519 | 0.093781 | 8 | 3.6716e-05 | 3321 | 27.8163 | 2364 | 0.0016933 | 2519 | 0.013546 |  | 2906
4537 | LAKEWOOD 2107396264 | 13532107 | LAKEWOOD 2107 | 396264 | FALSE | 10259.9636 | 7704.2 | 4.2815 | 95 | 0.00010348 | 1560 | 21.8184 | 2427 | 0.0016927 | 2520 | 0.16081 |  | 2903
6727 | BRUNSWICK 11032200 | 152481103 | BRUNSWICK 1103 | 2200 | FALSE | 8965.9106 | 8965.9106 | 4.9827 | 64 | 0.00010183 | 1607 | 17.8909 | 2484 | 0.0016888 | 2521 | 0.10808 | 54.83 | 105
5446 | PENRYN 11052406 | 152561105 | PENRYN 1105 | 2406 | TRUE | 6309.8622 | 123.5636 | 0.068668 | 50 | 0.0001488 | 754 | 13.0398 | 2568 | 0.0016854 | 2522 | 0.084272 | 0.98 | 736
9065 | OTTER 11017611 | 182941101 | OTTER 1101 | 7611 | FALSE | 7068.0362 | 7068.0362 | 3.9279 | 42 | 8.7447e-05 | 2001 | 37.9943 | 2291 | 0.0016834 | 2523 | 0.070701 | 0.49 | 896
4321 | BRUNSWICK 110633050 | 152481106 | BRUNSWICK 1106 | 33050 | FALSE | 6143.4432 | 1793.1664 | 0.99652 | 56 | 0.000194 | 425 | 9.4021 | 2637 | 0.0016799 | 2524 | 0.094072 | 2.96 | 571
7573 | ROSSMOOR 110639424 | 14161106 | ROSSMOOR 1106 | 39424 | FALSE | 3992.9225 | 1481.6598 | 0.82341 | 36 | 9.8e-05 | 1690 | 17.4915 | 2491 | 0.0016754 | 2525 | 0.060313 |  | 3138
1005 | ROB ROY 21045082 | 83692104 | ROB ROY 2104 | 5082 | FALSE | 33362.418 | 32012.7007 | 17.7905 | 215 | 0.00012065 | 1172 | 16.3155 | 2512 | 0.0016672 | 2526 | 0.35844 | 2.33 | 613
5885 | LAURELES 11122768 | 182371112 | LAURELES 1112 | 2768 | FALSE | 12969.9695 | 10109.7249 | 5.6183 | 92 | 7.5187e-05 | 2326 | 22.2701 | 2424 | 0.0016647 | 2527 | 0.15315 | 0.05 | 2021
2281 | VOLTA 110185234 | 102541101 | VOLTA 1101 | 85234 | FALSE | 12730.8347 | 12730.8347 | 7.0749 | 92 | 7.7367e-05 | 2279 | 30.0376 | 2343 | 0.0016524 | 2528 | 0.15202 | 0.02 | 2526
3545 | PACIFICA 1104230272 | 22811104 | PACIFICA 1104 | 230272 | FALSE | 1833.3676 | 1377.39 | 0.76546 | 18 | 5.0412e-05 | 3031 | 15.9138 | 2516 | 0.0016485 | 2529 | 0.029673 |  | 2836
6564 | NEWBURG 1131557468 | 192151131 | NEWBURG 1131 | 557468 | FALSE | 3768.3144 | 1423.6732 | 0.79118 | 28 | 0.0001751 | 528 | 10.813 | 2614 | 0.0016475 | 2530 | 0.046129 |  | 3042
2123 | IGNACIO 11011300 | 42481101 | IGNACIO 1101 | 1300 | FALSE | 9816.2612 | 5145.088 | 2.8593 | 84 | 0.00010467 | 1538 | 15.4386 | 2525 | 0.0016445 | 2531 | 0.13814 | 0.08 | 1580
7516 | SAN LUIS OBISPO 1107CB | 182631107 | SAN LUIS OBISPO 1107 | CB | FALSE | 1947.472 | 1251.1033 | 0.69528 | 19 | 5.3489e-05 | 2951 | 32.6064 | 2325 | 0.0016436 | 2532 | 0.031229 | 0.03 | 2359
1994 | SILVERADO 2103218894 | 43432103 | SILVERADO 2103 | 218894 | TRUE | 1856.9722 | 540.1994 | 0.30021 | 14 | 6.9371e-05 | 2494 | 15.8967 | 2518 | 0.00163 | 2533 | 0.022819 |  | 2758
10204 | DUNBAR 110113481 | 43071101 | DUNBAR 1101 | 13481 | TRUE | 1739.6965 | 0 | 0 | 14 | 0.0001142 | 1314 | 13.6321 | 2559 | 0.0016289 | 2534 | 0.022805 | 0.03 | 2380
3837 | AUBERRY 1101D4982 | 254151101 | AUBERRY 1101 | D4982 | FALSE | 4312.861 | 4312.861 | 2.3968 | 21 | 3.0625e-05 | 3421 | 38.5371 | 2287 | 0.0016248 | 2535 | 0.034121 | 33.37 | 222
586 | WEIMAR 11022038 | 152491102 | WEIMAR 1102 | 2038 | FALSE | 21510.9233 | 21510.9233 | 11.9543 | 155 | 0.00018694 | 462 | 18.4659 | 2468 | 0.0016155 | 2536 | 0.2504 | 0.06 | 1908
5218 | SYCAMORE CREEK 11112268 | 102971111 | SYCAMORE CREEK 1111 | 2268 | FALSE | 35117.3516 | 35117.3516 | 19.5159 | 217 | 8.4177e-05 | 2087 | 23.7294 | 2408 | 0.0016039 | 2537 | 0.34805 | 69.93 | 69
1040 | GANSNER 110152664 | 103021101 | GANSNER 1101 | 52664 | TRUE | 5174.4008 | 284.4033 | 0.15805 | 44 | 5.8197e-05 | 2829 | 25.8938 | 2380 | 0.0016028 | 2538 | 0.070524 |  | 2705
3804 | POINT MORETTI 110110726 | 82931101 | POINT MORETTI 1101 | 10726 | FALSE | 16936.721 | 16936.721 | 9.4123 | 124 | 0.00026294 | 188 | 7.1636 | 2683 | 0.0016007 | 2539 | 0.19849 | 15.77 | 346
1389 | STANISLAUS 17011331 | 162821701 | STANISLAUS 1701 | 1331 | FALSE | 7064.7733 | 7064.7733 | 3.9261 | 63 | 0.00010598 | 1495 | 12.1416 | 2583 | 0.0015977 | 2540 | 0.10065 | 46.2 | 144
8302 | VALLEY VIEW 1106P166 | 14341106 | VALLEY VIEW 1106 | P166 | FALSE | 7343.1285 | 7068.5222 | 3.9282 | 27 | 0.00014292 | 827 | 10.6287 | 2617 | 0.0015975 | 2541 | 0.043133 | 0.97 | 738
7677 | POINT MORETTI 110136516 | 82931101 | POINT MORETTI 1101 | 36516 | FALSE | 6699.7019 | 6699.7019 | 3.7232 | 53 | 0.00037131 | 77 | 6.3459 | 2704 | 0.0015908 | 2542 | 0.08431 | 29.13 | 244
9231 | ROB ROY 21045304 | 83692104 | ROB ROY 2104 | 5304 | FALSE | 8039.9737 | 5763.285 | 3.2028 | 60 | 9.186e-05 | 1848 | 18.674 | 2464 | 0.0015784 | 2543 | 0.094707 | 0.05 | 1963
10838 | LAS GALLINAS A 1106685852 | 42991106 | LAS GALLINAS A 1106 | 685852 | TRUE | 222.9305 | 104.9331 | 0.058315 | 3 | 0.00011257 | 1352 | 15.9116 | 2517 | 0.0015648 | 2544 | 0.0046945 |  | 3611
1125 | LAS GALLINAS A 1106CB | 42991106 | LAS GALLINAS A 1106 | CB | TRUE | 16165.5618 | 153.7468 | 0.085442 | 111 | 7.0207e-05 | 2463 | 11.081 | 2607 | 0.0015644 | 2545 | 0.17365 | 0.1 | 1466
6613 | HICKS 111660050 | 83431116 | HICKS 1116 | 60050 | FALSE | 13116.246 | 13116.246 | 7.2891 | 98 | 0.00010761 | 1461 | 16.5517 | 2508 | 0.0015546 | 2546 | 0.15235 | 0.1 | 1480
10410 | PUEBLO 2102391312 | 43292102 | PUEBLO 2102 | 391312 | TRUE | 1866.0468 | 229.6394 | 0.12762 | 13 | 5.8919e-05 | 2810 | 14.6684 | 2538 | 0.0015528 | 2547 | 0.020186 |  | 3544
3988 | SAN RAFAEL 1108322 | 42011108 | SAN RAFAEL 1108 | 322 | FALSE | 11857.5634 | 11550.5948 | 6.4191 | 88 | 0.0001706 | 560 | 11.411 | 2599 | 0.0015474 | 2548 | 0.13618 | 1.05 | 721
3811 | OAKLAND X 1106950688 | 12541106 | OAKLAND X 1106 | 950688 | FALSE | 5883.5054 | 5883.5054 | 3.2697 | 50 | 0.00010781 | 1454 | 17.1924 | 2501 | 0.0015407 | 2549 | 0.077034 |  | 2854
1254 | CURTIS 17039240 | 163351703 | CURTIS 1703 | 9240 | FALSE | 17656.496 | 17656.496 | 9.8123 | 151 | 8.9367e-05 | 1936 | 23.8246 | 2406 | 0.0015394 | 2550 | 0.23246 | 0.09 | 1524
9703 | VOLTA 110280982 | 102541102 | VOLTA 1102 | 80982 | TRUE | 836.5231 | 836.5231 | 0.46488 | 8 | 7.4451e-05 | 2347 | 11.9509 | 2588 | 0.0015382 | 2551 | 0.012305 | 41.95 | 172
8204 | BEN LOMOND 04015144 | 83040401 | BEN LOMOND 0401 | 5144 | FALSE | 6368.9288 | 6368.9288 | 3.5394 | 36 | 0.00020138 | 392 | 8.6508 | 2650 | 0.0015295 | 2552 | 0.055061 | 32.7 | 225
4922 | BIG RIVER 11013019 | 43081101 | BIG RIVER 1101 | 3019 | TRUE | 1511.5981 | 426.9368 | 0.23726 | 11 | 7.3049e-05 | 2394 | 21.6652 | 2431 | 0.0015165 | 2553 | 0.016682 |  | 2928
4844 | SANTA ROSA A 1104173590 | 42151104 | SANTA ROSA A 1104 | 173590 | FALSE | 6901.197 | 6901.197 | 3.8352 | 46 | 9.087e-05 | 1887 | 19.2098 | 2458 | 0.0015131 | 2554 | 0.069603 |  | 2921
7483 | FLINT 1101CB | 152531101 | FLINT 1101 | CB | FALSE | 4176.9151 | 1037.2766 | 0.57645 | 36 | 0.00021226 | 350 | 8.6501 | 2651 | 0.0015072 | 2555 | 0.054259 | 0.03 | 2345
6669 | DUNBAR 1101234 | 43071101 | DUNBAR 1101 | 234 | FALSE | 10290.6171 | 5584.5077 | 3.1035 | 81 | 0.0001531 | 719 | 12.3014 | 2581 | 0.0015051 | 2556 | 0.12191 | 0.04 | 2094
7886 | OAKHURST 1102CB | 254421102 | OAKHURST 1102 | CB | FALSE | 7703.9355 | 4253.8822 | 2.364 | 61 | 0.00011905 | 1206 | 11.75 | 2592 | 0.0014997 | 2557 | 0.091479 | 1.94 | 628
1710 | ELK 110191336 | 42981101 | ELK 1101 | 91336 | FALSE | 13315.5222 | 12740.7114 | 7.0804 | 78 | 8.2847e-05 | 2135 | 14.0784 | 2546 | 0.0014969 | 2558 | 0.11676 | 0.04 | 2153
583 | MONTE RIO 1111969182 | 42811111 | MONTE RIO 1111 | 969182 | FALSE | 8578.2654 | 8578.2654 | 4.7672 | 64 | 0.00023272 | 274 | 7.8723 | 2672 | 0.0014937 | 2559 | 0.095599 |  | 2685
3182 | KONOCTI 1108950 | 43311108 | KONOCTI 1108 | 950 | FALSE | 11853.1557 | 9978.6098 | 5.5454 | 85 | 0.00011166 | 1376 | 9.5946 | 2629 | 0.0014937 | 2560 | 0.12697 | 0.09 | 1575
5332 | CLAYTON 2212CB | 12022212 | CLAYTON 2212 | CB | FALSE | 17569.8608 | 1899.4744 | 1.0556 | 140 | 3.3628e-05 | 3373 | 17.212 | 2499 | 0.0014894 | 2561 | 0.20851 | 0.55 | 873
4270 | LAS GALLINAS A 1104304 | 42991104 | LAS GALLINAS A 1104 | 304 | TRUE | 3131.1603 | 221.043 | 0.12284 | 27 | 7.2267e-05 | 2410 | 12.9614 | 2570 | 0.0014798 | 2562 | 0.039953 | 0.03 | 2304
886 | SALT SPRINGS 21024796 | 163692102 | SALT SPRINGS 2102 | 4796 | FALSE | 11571.4706 | 11571.4706 | 6.4307 | 114 | 8.3272e-05 | 2126 | 15.4981 | 2524 | 0.0014707 | 2563 | 0.16766 | 50.63 | 117
1846 | BIG RIVER 11013002 | 43081101 | BIG RIVER 1101 | 3002 | FALSE | 13206.8342 | 11656.2739 | 6.4778 | 76 | 8.5336e-05 | 2046 | 10.9995 | 2610 | 0.001464 | 2564 | 0.11126 | 0.15 | 1296
6005 | MIRABEL 1101201156 | 42091101 | MIRABEL 1101 | 201156 | FALSE | 2780.2158 | 2335.0863 | 1.2977 | 26 | 0.000132 | 983 | 11.0364 | 2609 | 0.0014632 | 2565 | 0.038044 |  | 2996
9286 | SOLEDAD 2101315500 | 182052101 | SOLEDAD 2101 | 315500 | FALSE | 5515.195 | 1783.0288 | 0.99089 | 22 | 2.1144e-05 | 3532 | 19.9522 | 2450 | 0.0014578 | 2566 | 0.032073 |  | 3335
2001 | SAN RAFAEL 110839156 | 42011108 | SAN RAFAEL 1108 | 39156 | FALSE | 7678.6279 | 5580.9258 | 3.1015 | 62 | 0.00036657 | 79 | 5.0499 | 2749 | 0.0014467 | 2567 | 0.089693 | 0.4 | 949
2593 | HIGGINS 1104533648 | 152691104 | HIGGINS 1104 | 533648 | FALSE | 10867.8258 | 10867.8258 | 6.0396 | 93 | 0.00016205 | 621 | 8.4995 | 2655 | 0.0014323 | 2568 | 0.13321 | 0.11 | 1415
2853 | EL DORADO PH 2101668674 | 152762101 | EL DORADO PH 2101 | 668674 | FALSE | 15298.6549 | 15298.6549 | 8.502 | 112 | 0.00024869 | 220 | 8.5559 | 2654 | 0.0014289 | 2569 | 0.16003 |  | 2801
701 | CAMP EVERS 210512590 | 83622105 | CAMP EVERS 2105 | 12590 | FALSE | 8818.0631 | 8233.9726 | 4.5759 | 69 | 0.00032896 | 102 | 7.9903 | 2671 | 0.0014267 | 2570 | 0.09844 | 0.34 | 980
9206 | SISQUOC 110245261 | 182811102 | SISQUOC 1102 | 45261 | TRUE | 20192.7526 | 164.9958 | 0.091694 | 10 | 7.3888e-05 | 2362 | 8.6022 | 2652 | 0.001423 | 2571 | 0.01423 |  | 3326
6505 | MONTE RIO 11131313 | 42811113 | MONTE RIO 1113 | 1313 | FALSE | 1996.4298 | 1996.4298 | 1.1095 | 19 | 0.00014421 | 810 | 12.5764 | 2576 | 0.0014057 | 2572 | 0.026709 | 44.58 | 156
4406 | COTATI 110475972 | 42271104 | COTATI 1104 | 75972 | FALSE | 7223.394 | 5386.1403 | 2.9933 | 61 | 6.5028e-05 | 2609 | 22.3 | 2423 | 0.0013938 | 2573 | 0.085021 | 0.52 | 885
7967 | MENLO 11038982 | 24131103 | MENLO 1103 | 8982 | FALSE | 7434.3823 | 7434.3823 | 4.1315 | 50 | 0.00014907 | 751 | 11.9525 | 2587 | 0.0013928 | 2574 | 0.06964 | 0.08 | 1625
9897 | ORO FINO 110239154 | 103031102 | ORO FINO 1102 | 39154 | FALSE | 1419.8889 | 1419.8889 | 0.78908 | 11 | 0.00019824 | 403 | 21.6746 | 2430 | 0.0013923 | 2575 | 0.015315 | 62.39 | 84
5536 | GUALALA 1111CB | 42841111 | GUALALA 1111 | CB | FALSE | 6227.6638 | 6227.6638 | 3.4609 | 47 | 0.00010177 | 1608 | 5.1216 | 2747 | 0.0013913 | 2576 | 0.065391 | 0.03 | 2337
3869 | PINE GROVE 11021765 | 163751102 | PINE GROVE 1102 | 1765 | FALSE | 2336.7952 | 2336.7952 | 1.2986 | 20 | 0.00017078 | 558 | 6.0123 | 2713 | 0.0013887 | 2577 | 0.027774 | 15.71 | 348
2705 | FORT ORD 210736596 | 182402107 | FORT ORD 2107 | 36596 | FALSE | 20043.7619 | 6572.3951 | 3.6525 | 145 | 1.719e-05 | 3570 | 17.052 | 2503 | 0.0013847 | 2578 | 0.20079 | 0.03 | 2397
5302 | BIG BASIN 11015000 | 82841101 | BIG BASIN 1101 | 5000 | FALSE | 3149.0186 | 3149.0186 | 1.75 | 23 | 0.00041733 | 64 | 2.1336 | 2834 | 0.0013814 | 2579 | 0.031772 | 24.55 | 277
10692 | ROSSMOOR 1109CB | 14161109 | ROSSMOOR 1109 | CB | TRUE | 244.7023 | 7.571 | 0.0042075 | 6 | 8.8688e-05 | 1962 | 31.698 | 2332 | 0.001321 | 2580 | 0.0079259 |  | 3593
5396 | FORT BRAGG A 11041316 | 42761104 | FORT BRAGG A 1104 | 1316 | FALSE | 22645.6685 | 22101.0688 | 12.2823 | 166 | 7.7968e-05 | 2260 | 13.3542 | 2565 | 0.0013124 | 2581 | 0.21786 | 0.12 | 1400
6380 | GUALALA 111135562 | 42841111 | GUALALA 1111 | 35562 | FALSE | 22914.0776 | 22914.0776 | 12.7341 | 147 | 0.00010505 | 1525 | 11.7038 | 2593 | 0.0013006 | 2582 | 0.19119 | 0.16 | 1270
5878 | OLEMA 11011318 | 42291101 | OLEMA 1101 | 1318 | FALSE | 16637.0018 | 13693.4076 | 7.6099 | 113 | 0.00013033 | 1004 | 8.2659 | 2664 | 0.0012974 | 2583 | 0.14661 | 9.77 | 404
7013 | SALT SPRINGS 2102L491 | 163692102 | SALT SPRINGS 2102 | L491 | FALSE | 3564.5514 | 3564.5514 | 1.9809 | 31 | 0.00010065 | 1632 | 5.4343 | 2732 | 0.0012903 | 2584 | 0.039999 | 33.77 | 219
3314 | LLAGAS 2101XR244 | 83182101 | LLAGAS 2101 | XR244 | TRUE | 22757.8317 | 0 | 0 | 157 | 6.3757e-05 | 2654 | 15.2591 | 2527 | 0.0012825 | 2585 | 0.20135 | 0.59 | 855
595 | GARBERVILLE 1103CB | 192221103 | GARBERVILLE 1103 | CB | TRUE | 3592.4976 | 971.3906 | 0.53983 | 31 | 0.0002505 | 215 | 3.3852 | 2798 | 0.0012726 | 2586 | 0.039451 | 0.05 | 1979
842 | ELK 11011272 | 42981101 | ELK 1101 | 1272 | FALSE | 36077.8728 | 35548.517 | 19.7555 | 236 | 0.00010152 | 1616 | 17.6496 | 2487 | 0.0012681 | 2587 | 0.29926 | 0.25 | 1089
3308 | SNEATH LANE 1106CB | 22721106 | SNEATH LANE 1106 | CB | FALSE | 9891.2145 | 4885.2685 | 2.7149 | 66 | 2.8183e-05 | 3454 | 23.8416 | 2402 | 0.0012656 | 2588 | 0.083532 | 0.03 | 2371
4674 | WEST POINT 110112256 | 163201101 | WEST POINT 1101 | 12256 | FALSE | 10425.1159 | 10425.1159 | 5.7936 | 86 | 9.8504e-05 | 1679 | 19.6956 | 2453 | 0.0012622 | 2589 | 0.10855 | 60.88 | 87
141 | MORRO BAY 1102W34 | 183011102 | MORRO BAY 1102 | W34 | FALSE | 15456.5208 | 12223.0154 | 6.7927 | 112 | 3.8291e-05 | 3294 | 31.2471 | 2337 | 0.0012584 | 2590 | 0.14094 |  | 2657
8023 | HOLLISTER 2105903238 | 182492105 | HOLLISTER 2105 | 903238 | FALSE | 9893.8007 | 6450.8713 | 3.585 | 30 | 4.7333e-05 | 3108 | 30.0306 | 2344 | 0.001258 | 2591 | 0.037741 |  | 3186
53 | DUNBAR 1102448 | 43071102 | DUNBAR 1102 | 448 | FALSE | 14554.2556 | 3932.5973 | 2.1855 | 116 | 9.7296e-05 | 1707 | 15.8508 | 2519 | 0.001256 | 2592 | 0.1457 |  | 2652
5111 | ALHAMBRA 110581514 | 14101105 | ALHAMBRA 1105 | 81514 | FALSE | 7697.8392 | 4781.286 | 2.6571 | 65 | 8.7032e-05 | 2011 | 13.7396 | 2556 | 0.0012525 | 2593 | 0.08141 | 0.04 | 2121
347 | BRUNSWICK 11052204 | 152481105 | BRUNSWICK 1105 | 2204 | FALSE | 11625.6324 | 11625.6324 | 6.4608 | 84 | 9.4601e-05 | 1775 | 11.1006 | 2606 | 0.0012429 | 2594 | 0.1044 | 40.14 | 185
2860 | CAMP EVERS 210311046 | 83622103 | CAMP EVERS 2103 | 11046 | FALSE | 25866.5621 | 25866.5621 | 14.3749 | 194 | 0.00016384 | 601 | 6.3121 | 2705 | 0.0012326 | 2595 | 0.23912 | 1.33 | 683
5152 | WOODSIDE 11018522 | 24251101 | WOODSIDE 1101 | 8522 | FALSE | 15153.8377 | 3071.2008 | 1.7068 | 123 | 0.0001684 | 573 | 8.4903 | 2656 | 0.0012059 | 2596 | 0.14833 | 0.11 | 1425
10217 | PAUL SWEET 2102959032 | 83252102 | PAUL SWEET 2102 | 959032 | FALSE | 1582.9544 | 1283.5288 | 0.7133 | 11 | 0.00012885 | 1030 | 15.1847 | 2528 | 0.0012034 | 2597 | 0.013238 |  | 3517
6918 | DUNBAR 1103872066 | 43071103 | DUNBAR 1103 | 872066 | TRUE | 1285.5374 | 856.8881 | 0.4762 | 13 | 8.9931e-05 | 1916 | 14.7027 | 2535 | 0.0011906 | 2598 | 0.015478 |  | 3074
5057 | WEIMAR 11012764 | 152491101 | WEIMAR 1101 | 2764 | FALSE | 9871.3778 | 9871.3778 | 5.4859 | 68 | 0.0002671 | 178 | 5.6584 | 2724 | 0.0011906 | 2599 | 0.080958 | 0.05 | 2046
8401 | IGNACIO 11051943 | 42481105 | IGNACIO 1105 | 1943 | FALSE | 1959.963 | 1959.963 | 1.0892 | 17 | 0.00014604 | 788 | 5.6591 | 2723 | 0.0011872 | 2600 | 0.020183 |  | 3220
2098 | VOLTA 1102641544 | 102541102 | VOLTA 1102 | 641544 | FALSE | 7956.2573 | 7956.2573 | 4.4216 | 58 | 0.00010868 | 1431 | 9.0793 | 2642 | 0.0011816 | 2601 | 0.068531 |  | 2763
5971 | SANTA ROSA A 110464565 | 42151104 | SANTA ROSA A 1104 | 64565 | FALSE | 1284.2848 | 1284.2848 | 0.71372 | 13 | 0.00016067 | 634 | 14.7117 | 2534 | 0.001175 | 2602 | 0.015275 | 0.3 | 1013
1887 | NAPA 1112CB | 42021112 | NAPA 1112 | CB | TRUE | 26742.8753 | 940.9991 | 0.52294 | 226 | 4.1039e-05 | 3242 | 20.6872 | 2439 | 0.0011724 | 2603 | 0.26497 |  | 2752
5833 | DEL MONTE 21049500 | 182222104 | DEL MONTE 2104 | 9500 | FALSE | 10910.9002 | 9168.0738 | 5.095 | 71 | 6.6682e-05 | 2565 | 18.8342 | 2462 | 0.0011663 | 2604 | 0.082807 | 1.62 | 662
3301 | RALSTON 1101836528 | 24141101 | RALSTON 1101 | 836528 | FALSE | 4695.3621 | 4679.584 | 2.6006 | 39 | 3.0209e-05 | 3424 | 39.6633 | 2275 | 0.0011552 | 2605 | 0.045051 |  | 2820
1278 | LOS GATOS 1107CB | 82021107 | LOS GATOS 1107 | CB | FALSE | 25409.8546 | 24616.6476 | 13.6803 | 192 | 0.00012212 | 1146 | 9.4762 | 2636 | 0.0011504 | 2606 | 0.22088 | 0.14 | 1327
1215 | SAN RAMON 2106CB | 14232106 | SAN RAMON 2106 | CB | TRUE | 3504.1175 | 755.1177 | 0.41964 | 25 | 5.9264e-05 | 2797 | 9.8829 | 2625 | 0.001149 | 2607 | 0.028724 |  | 2717
10840 | CLOVERDALE 1101704542 | 42821101 | CLOVERDALE 1101 | 704542 | TRUE | 487.4963 | 345.9417 | 0.19225 | 3 | 0.00010371 | 1556 | 10.6423 | 2616 | 0.0011475 | 2608 | 0.0034424 |  | 3612
9582 | LOS OSITOS 2102624200 | 182082102 | LOS OSITOS 2102 | 624200 | FALSE | 3744.0071 | 2491.858 | 1.3848 | 6 | 9.1262e-06 | 3614 | 78.1632 | 2058 | 0.0011432 | 2609 | 0.0068593 |  | 3383
6642 | STANISLAUS 1702L5381 | 162821702 | STANISLAUS 1702 | L5381 | FALSE | 1955.4877 | 1955.4877 | 1.0867 | 15 | 8.6227e-05 | 2029 | 11.1601 | 2603 | 0.0011429 | 2610 | 0.017144 | 63.74 | 80
10129 | VALLEY VIEW 1103218424 | 14341103 | VALLEY VIEW 1103 | 218424 | TRUE | 877.6167 | 866.5125 | 0.48155 | 4 | 6.9394e-05 | 2493 | 17.8902 | 2485 | 0.0011372 | 2611 | 0.0045488 |  | 3498
2575 | BIG RIVER 110155402 | 43081101 | BIG RIVER 1101 | 55402 | FALSE | 14989.6887 | 3994.4825 | 2.2199 | 104 | 6.4572e-05 | 2623 | 16.7266 | 2505 | 0.0011234 | 2612 | 0.11683 | 0.02 | 2517
2609 | MIRABEL 1102503000 | 42091102 | MIRABEL 1102 | 503000 | FALSE | 7554.2208 | 7373.131 | 4.0975 | 54 | 0.00017004 | 564 | 3.5877 | 2787 | 0.0011185 | 2613 | 0.060401 |  | 2789
8405 | MONTE RIO 1111240 | 42811111 | MONTE RIO 1111 | 240 | FALSE | 4953.3762 | 4953.3762 | 2.7528 | 42 | 0.00020071 | 393 | 8.5626 | 2653 | 0.0011134 | 2614 | 0.046762 | 27.15 | 261
1947 | ROB ROY 210410930 | 83692104 | ROB ROY 2104 | 10930 | FALSE | 18316.5864 | 1585.2477 | 0.88098 | 149 | 9.2072e-05 | 1841 | 11.2167 | 2602 | 0.0011126 | 2615 | 0.16578 | 0.03 | 2315
6789 | MIRABEL 11021139 | 42091102 | MIRABEL 1102 | 1139 | FALSE | 3291.1128 | 3291.1128 | 1.829 | 25 | 0.00021661 | 335 | 5.771 | 2718 | 0.0011071 | 2616 | 0.027677 | 19.12 | 313
10452 | PIT NO 3 21011480 | 103732101 | PIT NO 3 2101 | 1480 | FALSE | 3913.3341 | 3463.9371 | 1.925 | 20 | 6.904e-05 | 2506 | 14.3241 | 2543 | 0.0011038 | 2617 | 0.022077 | 0.02 | 2410
3881 | CORRAL 110275622 | 162991102 | CORRAL 1102 | 75622 | FALSE | 9209.8908 | 1956.9061 | 1.0875 | 78 | 8.9335e-05 | 1938 | 14.1186 | 2545 | 0.0010989 | 2618 | 0.085711 | 1.24 | 694
656 | MORAGA 1105CB | 13801105 | MORAGA 1105 | CB | FALSE | 17419.9506 | 9244.2642 | 5.1373 | 121 | 8.2774e-05 | 2137 | 22.4988 | 2417 | 0.001078 | 2619 | 0.13044 | 36.92 | 204
7044 | SALT SPRINGS 210297924 | 163692102 | SALT SPRINGS 2102 | 97924 | FALSE | 8287.4089 | 8287.4089 | 4.6056 | 49 | 8.4247e-05 | 2084 | 16.5614 | 2507 | 0.0010653 | 2620 | 0.052198 | 28.19 | 252
1866 | HIGGINS 1104842642 | 152691104 | HIGGINS 1104 | 842642 | FALSE | 9353.842 | 9353.842 | 5.1982 | 80 | 0.00015044 | 731 | 10.167 | 2622 | 0.0010503 | 2621 | 0.084021 | 0.11 | 1445
1316 | SHADY GLEN 1101CB | 152431101 | SHADY GLEN 1101 | CB | FALSE | 8798.7393 | 5676.9517 | 3.1549 | 72 | 0.00028651 | 144 | 7.3277 | 2682 | 0.0010502 | 2622 | 0.075616 | 5.26 | 492
8148 | MIWUK 1702S1547 | 163661702 | MIWUK 1702 | S1547 | FALSE | 4459.8848 | 4459.8848 | 2.4785 | 39 | 5.3114e-05 | 2964 | 14.6954 | 2536 | 0.0010487 | 2623 | 0.040901 | 82.41 | 44
4763 | SNEATH LANE 11071277 | 22721107 | SNEATH LANE 1107 | 1277 | TRUE | 3471.3767 | 0 | 0 | 30 | 4.0209e-05 | 3263 | 12.7259 | 2574 | 0.001018 | 2624 | 0.030539 | 0.04 | 2212
10287 | DUNLAP 11027290 | 254061102 | DUNLAP 1102 | 7290 | FALSE | 1075.4071 | 1075.4071 | 0.59764 | 8 | 2.8269e-05 | 3452 | 23.8308 | 2405 | 0.0010126 | 2625 | 0.0081011 | 0 | 2635
9998 | RESEARCH 2102644462 | 14692102 | RESEARCH 2102 | 644462 | TRUE | 2486.8085 | 567.6161 | 0.31544 | 24 | 0.00010098 | 1625 | 12.9287 | 2571 | 0.0010124 | 2626 | 0.024298 |  | 3468
1937 | SARATOGA 1107LC12 | 83371107 | SARATOGA 1107 | LC12 | FALSE | 12044.6481 | 12044.6481 | 6.6936 | 86 | 0.00017659 | 521 | 13.8877 | 2554 | 0.0010097 | 2627 | 0.086838 | 0.56 | 865
3 | HIGGINS 1104498932 | 152691104 | HIGGINS 1104 | 498932 | FALSE | 6861.4641 | 6024.2456 | 3.3479 | 57 | 0.00014672 | 777 | 8.6826 | 2649 | 0.0010076 | 2628 | 0.057431 | 0.09 | 1548
7928 | HALSEY 11015731 | 152241101 | HALSEY 1101 | 5731 | FALSE | 5029.6194 | 5029.6194 | 2.7951 | 41 | 0.00015547 | 690 | 3.5444 | 2790 | 0.0010067 | 2629 | 0.041274 | 0.05 | 1973
5582 | TAMARACK 1101CB | 152291101 | TAMARACK 1101 | CB | FALSE | 28734.8817 | 28123.7558 | 15.6293 | 148 | 7.11e-05 | 2442 | 13.9274 | 2552 | 0.0010065 | 2630 | 0.14896 | 0.36 | 966
5935 | MORAGA 1103CB | 13801103 | MORAGA 1103 | CB | FALSE | 10346.1129 | 2141.3708 | 1.19 | 82 | 8.1676e-05 | 2163 | 6.4364 | 2698 | 0.0010058 | 2631 | 0.082476 | 0.06 | 1846
6299 | PEORIA 170587222 | 163781705 | PEORIA 1705 | 87222 | FALSE | 8479.914 | 8240.0573 | 4.5793 | 57 | 0.00010497 | 1529 | 10.4869 | 2620 | 0.0010031 | 2632 | 0.057176 | 0.1 | 1504
2943 | PAUL SWEET 2105CB | 83252105 | PAUL SWEET 2105 | CB | FALSE | 14092.576 | 11980.8022 | 6.6581 | 86 | 0.00012586 | 1080 | 5.5912 | 2727 | 0.0010024 | 2633 | 0.086208 | 0.22 | 1132
9018 | GREEN VALLEY 2101509068 | 83192101 | GREEN VALLEY 2101 | 509068 | FALSE | 2868.1374 | 1655.4712 | 0.92 | 22 | 0.00010648 | 1487 | 17.3491 | 2495 | 0.0010019 | 2634 | 0.022042 |  | 3297
8604 | MORGAN HILL 2105975388 | 83242105 | MORGAN HILL 2105 | 975388 | TRUE | 2101.0589 | 775.2264 | 0.43082 | 18 | 4.0105e-05 | 3265 | 13.2566 | 2567 | 0.0010016 | 2635 | 0.018029 |  | 3242
5120 | PAUL SWEET 21045394 | 83252104 | PAUL SWEET 2104 | 5394 | FALSE | 24529.1372 | 23340.3938 | 12.971 | 180 | 0.00013063 | 998 | 7.7218 | 2674 | 0.00099214 | 2636 | 0.17859 | 43.45 | 169
6690 | GUALALA 1111887180 | 42841111 | GUALALA 1111 | 887180 | FALSE | 8692.4371 | 8589.4892 | 4.7735 | 61 | 5.5738e-05 | 2897 | 12.9178 | 2572 | 0.00098628 | 2637 | 0.060163 | 0.07 | 1715
3875 | FORT BRAGG A 11014698 | 42761101 | FORT BRAGG A 1101 | 4698 | FALSE | 12883.0062 | 12883.0062 | 7.1595 | 101 | 0.00018389 | 481 | 12.0639 | 2584 | 0.00097756 | 2638 | 0.098734 | 0.05 | 1998
8479 | SALT SPRINGS 2102L7283 | 163692102 | SALT SPRINGS 2102 | L7283 | FALSE | 1053.4945 | 1053.4945 | 0.58546 | 12 | 7.514e-05 | 2329 | 13.9335 | 2551 | 0.00097446 | 2639 | 0.011693 | 29.37 | 241
1105 | PLACER 110451732 | 152461104 | PLACER 1104 | 51732 | FALSE | 12971.5884 | 1093.5921 | 0.60775 | 110 | 0.00019845 | 402 | 3.0886 | 2809 | 0.00097323 | 2640 | 0.10706 | 0.02 | 2495
6916 | BEN LOMOND 110196738 | 83041101 | BEN LOMOND 1101 | 96738 | FALSE | 10792.8538 | 10792.8538 | 5.9979 | 84 | 0.00020283 | 387 | 5.4435 | 2731 | 0.00097276 | 2641 | 0.081712 | 21.67 | 298
5851 | SAN RAFAEL 1109692576 | 42011109 | SAN RAFAEL 1109 | 692576 | FALSE | 5517.9962 | 3874.9491 | 2.1534 | 51 | 0.0001303 | 1007 | 7.0569 | 2686 | 0.0009691 | 2642 | 0.049424 |  | 2983
1894 | HALF MOON BAY 11028848 | 24101102 | HALF MOON BAY 1102 | 8848 | FALSE | 16215.0785 | 6200.2521 | 3.4457 | 117 | 6.6972e-05 | 2558 | 11.0461 | 2608 | 0.00096385 | 2643 | 0.11277 | 0.22 | 1123
3844 | OLEMA 110150396 | 42291101 | OLEMA 1101 | 50396 | FALSE | 21037.3757 | 20827.3892 | 11.5745 | 162 | 8.5221e-05 | 2050 | 11.5065 | 2597 | 0.00096084 | 2644 | 0.15566 | 20.38 | 306
8685 | SANTA ROSA A 1111114 | 42151111 | SANTA ROSA A 1111 | 114 | TRUE | 4957.8887 | 17.4908 | 0.0097202 | 40 | 8.3173e-05 | 2128 | 9.1847 | 2640 | 0.00096055 | 2645 | 0.038422 | 8.42 | 426
3877 | LOS GATOS 110660116 | 82021106 | LOS GATOS 1106 | 60116 | FALSE | 19634.1928 | 19634.1928 | 10.9114 | 151 | 0.00020011 | 397 | 4.9468 | 2757 | 0.00095505 | 2646 | 0.14421 | 0.89 | 751
46 | MONTE RIO 11111703 | 42811111 | MONTE RIO 1111 | 1703 | FALSE | 2213.9946 | 2213.9946 | 1.2304 | 16 | 0.00013016 | 1008 | 6.0137 | 2712 | 0.00095446 | 2647 | 0.015271 | 43.57 | 165
2992 | EMERALD LAKE 0401CB | 24080401 | EMERALD LAKE 0401 | CB | FALSE | 21117.9549 | 15035.2163 | 8.3556 | 130 | 6.8162e-05 | 2531 | 7.7386 | 2673 | 0.00094726 | 2648 | 0.12314 | 0.52 | 887
5798 | DIAMOND SPRINGS 1107217974 | 152261107 | DIAMOND SPRINGS 1107 | 217974 | FALSE | 6862.6922 | 6593.0651 | 3.664 | 44 | 0.00013259 | 971 | 7.0882 | 2685 | 0.00093976 | 2649 | 0.04135 |  | 2978
5351 | TEMPLETON 2113A32 | 183052113 | TEMPLETON 2113 | A32 | FALSE | 9519.6113 | 2633.3805 | 1.4635 | 76 | 6.2625e-05 | 2697 | 14.4505 | 2541 | 0.00093807 | 2650 | 0.071294 | 0.03 | 2314
5142 | STANISLAUS 17021850 | 162821702 | STANISLAUS 1702 | 1850 | FALSE | 21661.1812 | 21661.1812 | 12.0378 | 182 | 0.00013942 | 879 | 5.1605 | 2745 | 0.00093342 | 2651 | 0.16988 | 73.2 | 62
7375 | ARCATA 11224218 | 192021122 | ARCATA 1122 | 4218 | FALSE | 7931.9123 | 7690.241 | 4.2737 | 27 | 0.00022706 | 297 | 5.3463 | 2735 | 0.00093079 | 2652 | 0.025131 | 0.09 | 1526
2956 | BIG BASIN 110276752 | 82841102 | BIG BASIN 1102 | 76752 | FALSE | 4380.3192 | 4380.3192 | 2.4343 | 36 | 0.00025263 | 209 | 5.3491 | 2733 | 0.00091318 | 2653 | 0.032874 | 0.44 | 924
3629 | BRUNSWICK 11051030 | 152481105 | BRUNSWICK 1105 | 1030 | FALSE | 25567.0003 | 25567.0003 | 14.2084 | 217 | 0.00014916 | 749 | 5.1044 | 2748 | 0.00090994 | 2654 | 0.19746 | 21.6 | 300
9250 | MIWUK 17021808 | 163661702 | MIWUK 1702 | 1808 | FALSE | 2949.8139 | 2949.8139 | 1.6393 | 27 | 9.0273e-05 | 1905 | 7.9905 | 2670 | 0.00090929 | 2655 | 0.024551 | 46.07 | 145
8540 | DEL MONTE 210436720 | 182222104 | DEL MONTE 2104 | 36720 | FALSE | 12840.8619 | 9577.7665 | 5.3227 | 87 | 5.288e-05 | 2972 | 18.0958 | 2475 | 0.00089535 | 2656 | 0.077895 | 0.12 | 1394
950 | JARVIS 1108MR366 | 13501108 | JARVIS 1108 | MR366 | TRUE | 15876.8969 | 0 | 0 | 134 | 1.4916e-05 | 3586 | 46.6158 | 2237 | 0.00088159 | 2657 | 0.11813 |  | 2698
1888 | ROB ROY 2104CB | 83692104 | ROB ROY 2104 | CB | FALSE | 23033.3792 | 23033.3792 | 12.8004 | 170 | 0.00010514 | 1519 | 8.871 | 2646 | 0.0008744 | 2658 | 0.14865 | 0.65 | 822
311 | SALT SPRINGS 21023142 | 163692102 | SALT SPRINGS 2102 | 3142 | FALSE | 28901.7283 | 28901.7283 | 16.0617 | 256 | 8.7499e-05 | 1999 | 11.3039 | 2600 | 0.00086175 | 2659 | 0.22061 | 128.2 | 8
978 | BRYANT 0402CB | 13090402 | BRYANT 0402 | CB | FALSE | 12456.8292 | 3768.052 | 2.094 | 111 | 9.7026e-05 | 1713 | 9.3336 | 2638 | 0.00085884 | 2660 | 0.095332 | 0.34 | 979
7054 | STANISLAUS 1702L3151 | 162821702 | STANISLAUS 1702 | L3151 | FALSE | 1595.4085 | 1595.4085 | 0.88662 | 13 | 0.0001267 | 1068 | 7.3809 | 2679 | 0.00085242 | 2661 | 0.011082 | 25 | 273
3980 | BIG BASIN 110112838 | 82841101 | BIG BASIN 1101 | 12838 | FALSE | 3807.4911 | 3807.4911 | 2.1159 | 32 | 0.00058408 | 21 | 1.5522 | 2860 | 0.00085046 | 2662 | 0.027215 | 8.72 | 421
8804 | SILVERADO 2103403102 | 43432103 | SILVERADO 2103 | 403102 | TRUE | 2765.6183 | 788.5735 | 0.43824 | 18 | 0.00014171 | 843 | 5.3389 | 2736 | 0.00084561 | 2663 | 0.015221 |  | 3267
6283 | HATTON 11022010 | 182291102 | HATTON 1102 | 2010 | FALSE | 6409.6213 | 6409.6213 | 3.562 | 43 | 8.8563e-05 | 1970 | 8.3553 | 2660 | 0.00084365 | 2664 | 0.036277 | 0.11 | 1409
164 | CORONA 11034446 | 43491103 | CORONA 1103 | 4446 | TRUE | 17302.7635 | 0 | 0 | 124 | 4.9277e-05 | 3056 | 12.6776 | 2575 | 0.00084052 | 2665 | 0.10422 | 0.04 | 2135
5512 | MORAGA 1101669542 | 13801101 | MORAGA 1101 | 669542 | FALSE | 5668.7589 | 5668.7589 | 3.1503 | 49 | 0.00018473 | 476 | 4.4449 | 2769 | 0.0008334 | 2666 | 0.040836 |  | 2960
5671 | CURTIS 170190120 | 163351701 | CURTIS 1701 | 90120 | FALSE | 8309.1292 | 5041.5999 | 2.8018 | 64 | 0.00010439 | 1542 | 5.6342 | 2725 | 0.00082387 | 2667 | 0.052727 | 0.04 | 2200
5328 | OROSI 11027948F | 252841102 | OROSI 1102 | 7948F | FALSE | 13813.6905 | 1712.0139 | 0.95142 | 74 | 2.7103e-05 | 3472 | 53.0836 | 2194 | 0.00082174 | 2668 | 0.060809 | 0.02 | 2432
3271 | STAFFORD 1101CB | 43201101 | STAFFORD 1101 | CB | FALSE | 19644.2096 | 2188.9817 | 1.2165 | 180 | 4.3869e-05 | 3192 | 3.8934 | 2779 | 0.0008192 | 2669 | 0.14746 | 0.05 | 1928
3349 | STANISLAUS 17026028 | 162821702 | STANISLAUS 1702 | 6028 | FALSE | 13370.3026 | 13370.3026 | 7.4303 | 115 | 0.00011502 | 1298 | 6.888 | 2688 | 0.0008147 | 2670 | 0.09369 | 56.37 | 98
4063 | REDBUD 1102432 | 43191102 | REDBUD 1102 | 432 | FALSE | 18069.9686 | 1802.3639 | 1.0016 | 130 | 5.4493e-05 | 2933 | 13.5928 | 2560 | 0.00080536 | 2671 | 0.1047 | 0.03 | 2402
4207 | SPRING GAP 170210720 | 162831702 | SPRING GAP 1702 | 10720 | FALSE | 7675.033 | 7675.033 | 4.2653 | 25 | 2.2157e-05 | 3517 | 32.3965 | 2326 | 0.00079114 | 2672 | 0.019779 | 23.43 | 287
6208 | BIG MEADOWS 2101CB | 102812101 | BIG MEADOWS 2101 | CB | FALSE | 3388.6184 | 3388.6184 | 1.8832 | 21 | 6.388e-05 | 2651 | 12.5128 | 2578 | 0.00079069 | 2673 | 0.016605 | 0.04 | 2209
682 | ROSSMOOR 110676468 | 14161106 | ROSSMOOR 1106 | 76468 | FALSE | 4744.0085 | 1281.0776 | 0.71194 | 35 | 9.8202e-05 | 1686 | 6.3972 | 2700 | 0.00078905 | 2674 | 0.027617 | 0.03 | 2373
5936 | OAKLAND K 1102CB | 12101102 | OAKLAND K 1102 | CB | FALSE | 4816.3453 | 4816.3453 | 2.6766 | 40 | 0.00013401 | 943 | 11.9588 | 2585 | 0.0007688 | 2675 | 0.030752 | 31.2 | 232
5479 | ROSSMOOR 1108CB | 14161108 | ROSSMOOR 1108 | CB | FALSE | 11748.8949 | 6728.9489 | 3.7395 | 92 | 9.2886e-05 | 1826 | 6.3592 | 2703 | 0.00076238 | 2676 | 0.070139 | 0.16 | 1251
3739 | WEIMAR 1102CB | 152491102 | WEIMAR 1102 | CB | FALSE | 19605.5563 | 19605.5563 | 10.8955 | 151 | 0.00013907 | 885 | 11.5584 | 2596 | 0.00075189 | 2677 | 0.11354 | 0.07 | 1772
4477 | MIWUK 170238218 | 163661702 | MIWUK 1702 | 38218 | FALSE | 17605.0564 | 17605.0564 | 9.7837 | 132 | 9.9008e-05 | 1668 | 8.1704 | 2665 | 0.00074696 | 2678 | 0.098599 | 94.05 | 28
262 | ROB ROY 21055090 | 83692105 | ROB ROY 2105 | 5090 | FALSE | 34218.6566 | 34218.6566 | 19.0165 | 245 | 0.00010692 | 1476 | 6.8561 | 2689 | 0.00074249 | 2679 | 0.18191 | 1.26 | 691
459 | HARTLEY 1102824 | 43211102 | HARTLEY 1102 | 824 | TRUE | 12575.4803 | 137.5107 | 0.076419 | 103 | 0.00010133 | 1619 | 3.4457 | 2797 | 0.00072721 | 2680 | 0.074902 |  | 2674
3196 | SPRING GAP 17029280 | 162831702 | SPRING GAP 1702 | 9280 | FALSE | 10262.6071 | 10262.6071 | 5.7033 | 80 | 8.3881e-05 | 2098 | 8.09 | 2668 | 0.00072124 | 2681 | 0.057699 | 2.82 | 577
1359 | CAMP EVERS 210311056 | 83622103 | CAMP EVERS 2103 | 11056 | FALSE | 6785.5939 | 6717.0632 | 3.7329 | 48 | 0.00016442 | 592 | 4.026 | 2778 | 0.00071991 | 2682 | 0.034556 | 0.3 | 1011
2485 | EEL RIVER 1102530 | 192381102 | EEL RIVER 1102 | 530 | TRUE | 43254.3781 | 117.5277 | 0.065314 | 255 | 0.00014869 | 756 | 5.1756 | 2744 | 0.00070447 | 2683 | 0.17964 | 0.02 | 2508
6651 | PINECREST 04011818 | 163160401 | PINECREST 0401 | 1818 | FALSE | 5027.483 | 4942.4923 | 2.7467 | 26 | 4.1e-05 | 3243 | 14.3865 | 2542 | 0.00069935 | 2684 | 0.018183 | 0.72 | 799
413 | BRUNSWICK 11062796 | 152481106 | BRUNSWICK 1106 | 2796 | FALSE | 31981.5846 | 31981.5846 | 17.7732 | 253 | 0.00012583 | 1081 | 6.8299 | 2691 | 0.00069507 | 2685 | 0.17585 | 44.5 | 159
4105 | CAMP EVERS 210410442 | 83622104 | CAMP EVERS 2104 | 10442 | FALSE | 16579.0287 | 9105.2092 | 5.0601 | 133 | 0.00016483 | 589 | 3.6401 | 2786 | 0.00069444 | 2686 | 0.092361 | 0.29 | 1027
2116 | LUCERNE 1106CB | 43351106 | LUCERNE 1106 | CB | FALSE | 5806.4035 | 3043.2971 | 1.6913 | 48 | 0.00014993 | 737 | 3.6937 | 2784 | 0.00069407 | 2687 | 0.033315 | 0.04 | 2177
10094 | HARRIS 1109237791 | 192431109 | HARRIS 1109 | 237791 | FALSE | 3420.2949 | 2280.4467 | 1.2673 | 23 | 0.0001987 | 399 | 3.165 | 2804 | 0.00069283 | 2688 | 0.015935 |  | 3489
9596 | BRUNSWICK 1104285704 | 152481104 | BRUNSWICK 1104 | 285704 | FALSE | 1923.7717 | 1685.8276 | 0.93687 | 17 | 0.00023236 | 275 | 9.8522 | 2626 | 0.00068515 | 2689 | 0.011648 |  | 3385
591 | MIWUK 170110600 | 163661701 | MIWUK 1701 | 10600 | FALSE | 21367.0688 | 21367.0688 | 11.8744 | 161 | 7.3663e-05 | 2371 | 8.335 | 2662 | 0.000683 | 2690 | 0.10996 | 276.94 | 1
7040 | PAUL SWEET 2106428102 | 83252106 | PAUL SWEET 2106 | 428102 | FALSE | 20879.8446 | 19729.9421 | 10.9646 | 158 | 0.00012781 | 1053 | 4.9782 | 2755 | 0.00068264 | 2691 | 0.10786 | 0.55 | 866
9535 | HOLLISTER 2105480430 | 182492105 | HOLLISTER 2105 | 480430 | FALSE | 8153.37 | 1450.1348 | 0.80589 | 39 | 5.7435e-05 | 2851 | 18.7653 | 2463 | 0.00068138 | 2692 | 0.026574 |  | 3372
751 | GUALALA 1112662 | 42841112 | GUALALA 1112 | 662 | FALSE | 13657.9642 | 10019.7655 | 5.5683 | 104 | 6.0639e-05 | 2758 | 8.9744 | 2644 | 0.00067921 | 2693 | 0.070638 | 0.07 | 1724
9192 | PURISIMA 110154728 | 182971101 | PURISIMA 1101 | 54728 | FALSE | 7898.4984 | 1667.872 | 0.92689 | 37 | 3.3775e-05 | 3371 | 43.321 | 2256 | 0.00066262 | 2694 | 0.024517 | 0.79 | 775
6603 | MIRABEL 11027347 | 42091102 | MIRABEL 1102 | 7347 | FALSE | 1315.3758 | 1315.3758 | 0.731 | 10 | 0.00013644 | 913 | 4.8202 | 2760 | 0.00065864 | 2695 | 0.0065864 | 43.48 | 167
6890 | CHALLENGE 110113026 | 103201101 | CHALLENGE 1101 | 13026 | FALSE | 12912.9615 | 12912.9615 | 7.1762 | 70 | 4.9241e-05 | 3058 | 11.6076 | 2595 | 0.00065269 | 2696 | 0.045688 | 8.38 | 429
4651 | PACIFICA 1102320094 | 22811102 | PACIFICA 1102 | 320094 | TRUE | 1539.8883 | 440.0576 | 0.24455 | 11 | 3.4565e-05 | 3360 | 25.2958 | 2389 | 0.00064788 | 2697 | 0.0071266 |  | 2907
7773 | MONTE RIO 111215401 | 42811112 | MONTE RIO 1112 | 15401 | FALSE | 1388.1732 | 1388.1732 | 0.77145 | 11 | 0.00019479 | 418 | 6.5489 | 2694 | 0.00064146 | 2698 | 0.0070561 | 41.15 | 179
8375 | MONTE RIO 1111256 | 42811111 | MONTE RIO 1111 | 256 | FALSE | 2415.6319 | 2415.6319 | 1.3424 | 17 | 0.00023971 | 247 | 1.4646 | 2867 | 0.00063627 | 2699 | 0.010817 | 24.25 | 279
6923 | OLEMA 1101758594 | 42291101 | OLEMA 1101 | 758594 | FALSE | 3264.6914 | 1943.4938 | 1.0801 | 21 | 0.00012955 | 1018 | 6.1576 | 2711 | 0.00062774 | 2700 | 0.013182 |  | 3075
10215 | IGNACIO 11011779 | 42481101 | IGNACIO 1101 | 1779 | TRUE | 677.0293 | 540.9099 | 0.3006 | 5 | 6.6577e-05 | 2570 | 9.5735 | 2633 | 0.00062625 | 2701 | 0.0031313 |  | 3516
4571 | TEMPLETON 2113A30 | 183052113 | TEMPLETON 2113 | A30 | TRUE | 2568.419 | 401.1046 | 0.22291 | 25 | 5.8029e-05 | 2834 | 6.399 | 2699 | 0.00062089 | 2702 | 0.015522 | 0.02 | 2500
5501 | FORT BRAGG A 11013100 | 42761101 | FORT BRAGG A 1101 | 3100 | FALSE | 23694.1727 | 19636.3272 | 10.9126 | 198 | 6.4544e-05 | 2625 | 14.9697 | 2532 | 0.00061511 | 2703 | 0.12179 | 0.06 | 1863
7330 | HAMILTON BRANCH 110190334 | 102361101 | HAMILTON BRANCH 1101 | 90334 | FALSE | 5394.0455 | 5394.0455 | 2.9977 | 44 | 3.2303e-05 | 3396 | 20.5875 | 2442 | 0.00061497 | 2704 | 0.027059 | 11.09 | 388
3053 | HIGGINS 11032194 | 152691103 | HIGGINS 1103 | 2194 | FALSE | 4329.2096 | 2142.6429 | 1.1907 | 36 | 0.00018519 | 470 | 3.3664 | 2801 | 0.00060703 | 2705 | 0.021853 | 1.88 | 634
9597 | MORGAN HILL 2105XR602 | 83242105 | MORGAN HILL 2105 | XR602 | TRUE | 1368.2778 | 391.3667 | 0.2175 | 13 | 8.4195e-05 | 2086 | 9.8269 | 2627 | 0.00060529 | 2706 | 0.0078688 | 0.03 | 2240
5378 | DIAMOND SPRINGS 1105CB | 152261105 | DIAMOND SPRINGS 1105 | CB | FALSE | 7588.8389 | 3330.3293 | 1.8508 | 47 | 0.0003055 | 125 | 1.7499 | 2851 | 0.00059825 | 2707 | 0.028118 | 0.99 | 735
1437 | HORSESHOE 110450142 | 152571104 | HORSESHOE 1104 | 50142 | FALSE | 6580.4447 | 3596.2025 | 1.9985 | 55 | 0.00011566 | 1280 | 5.2494 | 2740 | 0.00059558 | 2708 | 0.032757 | 2.21 | 618
4026 | MIRABEL 1101CB | 42091101 | MIRABEL 1101 | CB | TRUE | 8192.7885 | 792.3448 | 0.44033 | 70 | 0.00016303 | 612 | 5.4892 | 2729 | 0.00059471 | 2709 | 0.04163 | 0.06 | 1815
7798 | LOS GATOS 110712041 | 82021107 | LOS GATOS 1107 | 12041 | FALSE | 10143.7851 | 10143.7851 | 5.6372 | 65 | 0.00013198 | 985 | 5.1866 | 2743 | 0.00059297 | 2710 | 0.038543 | 30.78 | 234
1553 | MEADOW LANE 2106C558R | 14302106 | MEADOW LANE 2106 | C558R | FALSE | 23093.6755 | 1942.5032 | 1.0795 | 180 | 4.7416e-05 | 3106 | 10.0864 | 2623 | 0.00059158 | 2711 | 0.10648 | 12.02 | 377
380 | STANISLAUS 17021804 | 162821702 | STANISLAUS 1702 | 1804 | FALSE | 13482.9013 | 13482.9013 | 7.4929 | 118 | 0.00010094 | 1626 | 6.3117 | 2706 | 0.00058985 | 2712 | 0.069602 | 106.77 | 17
10645 | DIAMOND SPRINGS 1103635040 | 152261103 | DIAMOND SPRINGS 1103 | 635040 | TRUE | 340.9559 | 324.181 | 0.18016 | 2 | 9.5316e-05 | 1752 | 11.9488 | 2590 | 0.0005888 | 2713 | 0.0011776 |  | 3585
7077 | CORONA 1103776806 | 43491103 | CORONA 1103 | 776806 | TRUE | 1634.4876 | 412.4097 | 0.22919 | 15 | 4.0998e-05 | 3244 | 13.7861 | 2555 | 0.00058477 | 2714 | 0.0087716 |  | 3094
4432 | BRUNSWICK 11053611 | 152481105 | BRUNSWICK 1105 | 3611 | FALSE | 2597.3823 | 2597.3823 | 1.4435 | 23 | 5.2349e-05 | 2984 | 11.435 | 2598 | 0.00057745 | 2715 | 0.013281 | 32.3 | 226
5741 | HICKS 2101XR250 | 83432101 | HICKS 2101 | XR250 | TRUE | 9406.4624 | 0 | 0 | 80 | 6.5499e-05 | 2601 | 5.0345 | 2750 | 0.00057262 | 2716 | 0.04581 | 4.1 | 527
8362 | CASTRO VALLEY 1111CB | 14091111 | CASTRO VALLEY 1111 | CB | TRUE | 1304.8232 | 357.3361 | 0.19858 | 16 | 7.3542e-05 | 2381 | 5.012 | 2752 | 0.00057058 | 2717 | 0.0091293 |  | 3215
4792 | HALF MOON BAY 1102CB | 24101102 | HALF MOON BAY 1102 | CB | TRUE | 5451.3154 | 266.9695 | 0.14836 | 50 | 3.1382e-05 | 3410 | 8.3028 | 2663 | 0.0005603 | 2718 | 0.028015 | 0.02 | 2459
2151 | MIWUK 170153038 | 163661701 | MIWUK 1701 | 53038 | FALSE | 10729.3555 | 10729.3555 | 5.9627 | 62 | 6.9809e-05 | 2481 | 8.8864 | 2645 | 0.00055181 | 2719 | 0.034212 | 0.63 | 833
5668 | ALLEGHANY 1101978 | 152101101 | ALLEGHANY 1101 | 978 | FALSE | 47571.501 | 22458.2021 | 12.4808 | 130 | 3.6377e-05 | 3326 | 24.8644 | 2391 | 0.00055148 | 2720 | 0.071692 | 0.07 | 1680
6116 | IGNACIO 1105908 | 42481105 | IGNACIO 1105 | 908 | FALSE | 3616.7994 | 1126.3756 | 0.62596 | 42 | 6.1442e-05 | 2737 | 3.4612 | 2796 | 0.00055062 | 2721 | 0.023126 |  | 3005
2452 | OAKHURST 1103719490 | 254421103 | OAKHURST 1103 | 719490 | FALSE | 4856.6254 | 4856.6254 | 2.699 | 44 | 6.7665e-05 | 2542 | 6.5472 | 2695 | 0.00054847 | 2722 | 0.024132 |  | 2777
1532 | HAMILTON BRANCH 1101CB | 102361101 | HAMILTON BRANCH 1101 | CB | FALSE | 5887.1186 | 3755.8808 | 2.0873 | 56 | 5.471e-05 | 2926 | 5.5819 | 2728 | 0.00054657 | 2723 | 0.030608 | 0.07 | 1682
8732 | EL CERRITO G 1112418480 | 12501112 | EL CERRITO G 1112 | 418480 | FALSE | 1216.9885 | 1216.9885 | 0.67632 | 13 | 0.00010549 | 1506 | 5.5937 | 2726 | 0.0005464 | 2724 | 0.0071032 |  | 3256
4263 | HALF MOON BAY 11038894 | 24101103 | HALF MOON BAY 1103 | 8894 | FALSE | 18146.6988 | 18102.2842 | 10.06 | 110 | 0.00011302 | 1343 | 4.8209 | 2759 | 0.00053494 | 2725 | 0.058844 | 5.41 | 487
4900 | CHESTER 11022564 | 103181102 | CHESTER 1102 | 2564 | FALSE | 3603.0114 | 3598.4394 | 1.9998 | 21 | 3.9721e-05 | 3274 | 12.5176 | 2577 | 0.00053291 | 2726 | 0.011191 | 0.1 | 1482
1003 | SANTA ROSA A 1111CB | 42151111 | SANTA ROSA A 1111 | CB | TRUE | 9060.4473 | 490.8425 | 0.27278 | 88 | 4.3627e-05 | 3197 | 6.3791 | 2701 | 0.00052634 | 2727 | 0.046318 |  | 2703
8503 | SAN RAFAEL 11071276 | 42011107 | SAN RAFAEL 1107 | 1276 | FALSE | 6144.8964 | 6012.4282 | 3.3413 | 56 | 0.00018947 | 444 | 3.4619 | 2795 | 0.00052522 | 2728 | 0.029412 | 0.53 | 884
6580 | MIWUK 170247143 | 163661702 | MIWUK 1702 | 47143 | FALSE | 7882.6346 | 7882.6346 | 4.3806 | 67 | 0.00016052 | 638 | 2.9032 | 2815 | 0.00052216 | 2729 | 0.034985 | 0.63 | 837
4101 | LAURELES 1112562376 | 182371112 | LAURELES 1112 | 562376 | FALSE | 12962.1789 | 12746.1039 | 7.0834 | 82 | 6.0914e-05 | 2752 | 14.0412 | 2548 | 0.00052151 | 2730 | 0.042763 |  | 2872
5934 | FITCH MOUNTAIN 1113154 | 42751113 | FITCH MOUNTAIN 1113 | 154 | TRUE | 15159.6857 | 20.5741 | 0.011434 | 108 | 0.00013977 | 871 | 1.0919 | 2887 | 0.00051973 | 2731 | 0.056131 | 0.03 | 2260
5473 | EL DORADO PH 2102CB | 152762102 | EL DORADO PH 2102 | CB | FALSE | 8918.2943 | 8918.2943 | 4.9562 | 46 | 0.00023568 | 259 | 2.1334 | 2835 | 0.00051722 | 2732 | 0.023792 | 44.97 | 153
4174 | CAMP EVERS 210610718 | 83622106 | CAMP EVERS 2106 | 10718 | FALSE | 13624.5702 | 13624.5702 | 7.5716 | 98 | 0.00029137 | 138 | 2.007 | 2842 | 0.0005122 | 2733 | 0.050195 | 0.58 | 858
4155 | BRUNSWICK 110532536 | 152481105 | BRUNSWICK 1105 | 32536 | FALSE | 17537.3204 | 17537.3204 | 9.7461 | 144 | 0.00010307 | 1568 | 6.8331 | 2690 | 0.00050182 | 2734 | 0.072262 | 126.24 | 9
4857 | SEACLIFF 040112946 | 83500401 | SEACLIFF 0401 | 12946 | FALSE | 5267.6978 | 3912.0696 | 2.1741 | 41 | 7.1582e-05 | 2431 | 5.8607 | 2717 | 0.00050028 | 2735 | 0.020511 | 0.3 | 1016
3888 | PUEBLO 1105716 | 43291105 | PUEBLO 1105 | 716 | TRUE | 14760.549 | 161.153 | 0.089558 | 124 | 5.8731e-05 | 2814 | 7.5935 | 2676 | 0.00049954 | 2736 | 0.061943 | 0.53 | 880
6409 | MIWUK 1702S2247 | 163661702 | MIWUK 1702 | S2247 | FALSE | 2394.0014 | 2394.0014 | 1.3304 | 21 | 7.5118e-05 | 2331 | 9.1225 | 2641 | 0.00049228 | 2737 | 0.010338 | 96.94 | 23
9855 | DUNLAP 1102778286 | 254061102 | DUNLAP 1102 | 778286 | FALSE | 4188.0047 | 4188.0047 | 2.3274 | 5 | 3.6444e-05 | 3323 | 19.0779 | 2461 | 0.0004909 | 2738 | 0.0024545 | 0 | 2637
9129 | ROSSMOOR 1102457174 | 14161102 | ROSSMOOR 1102 | 457174 | TRUE | 1940.6507 | 925.5451 | 0.51436 | 14 | 0.00011583 | 1277 | 1.7636 | 2850 | 0.00048348 | 2739 | 0.0067687 |  | 3313
8205 | ATASCADERO 1102825520 | 182541102 | ATASCADERO 1102 | 825520 | FALSE | 2407.6531 | 1896.9242 | 1.0542 | 21 | 4.6815e-05 | 3116 | 8.3859 | 2659 | 0.00047064 | 2740 | 0.0098834 |  | 3202
2233 | IGNACIO 11011264 | 42481101 | IGNACIO 1101 | 1264 | FALSE | 5420.1776 | 3078.9362 | 1.7111 | 50 | 5.6664e-05 | 2869 | 10.5255 | 2619 | 0.00046357 | 2741 | 0.023178 | 0.61 | 847
4702 | BURNEY 110145984 | 103311101 | BURNEY 1101 | 45984 | FALSE | 7772.9197 | 7772.9197 | 4.3197 | 68 | 5.7852e-05 | 2840 | 4.9585 | 2756 | 0.00046238 | 2742 | 0.031442 | 0.06 | 1809
911 | PEORIA 170590374 | 163781705 | PEORIA 1705 | 90374 | FALSE | 7135.3675 | 6578.4615 | 3.6559 | 48 | 9.4382e-05 | 1784 | 3.531 | 2791 | 0.0004592 | 2743 | 0.022042 | 0.06 | 1794
4097 | SILVERADO 2103CB | 43432103 | SILVERADO 2103 | CB | TRUE | 22820.5615 | 0 | 0 | 197 | 8.4141e-05 | 2089 | 3.1167 | 2806 | 0.00045724 | 2744 | 0.090077 | 43.8 | 164
5992 | MIWUK 17029270 | 163661702 | MIWUK 1702 | 9270 | FALSE | 9370.6933 | 9370.6933 | 5.2076 | 68 | 0.00011547 | 1288 | 6.0072 | 2714 | 0.00045602 | 2745 | 0.03101 | 40.93 | 182
9472 | LLAGAS 2105XR234 | 83182105 | LLAGAS 2105 | XR234 | TRUE | 1908.9722 | 4.1246 | 0.0022922 | 26 | 4.1932e-05 | 3226 | 7.3799 | 2680 | 0.00045563 | 2746 | 0.011846 | 0.03 | 2236
6378 | WOODACRE 11011238 | 43021101 | WOODACRE 1101 | 1238 | FALSE | 5923.8162 | 5923.8162 | 3.2921 | 30 | 0.00026272 | 189 | 9.5821 | 2630 | 0.0004533 | 2747 | 0.013599 | 62.35 | 85
1227 | MORAGA 110381146 | 13801103 | MORAGA 1103 | 81146 | FALSE | 9033.4152 | 1226.8593 | 0.68181 | 79 | 7.3782e-05 | 2366 | 10.282 | 2621 | 0.00045161 | 2748 | 0.035677 | 0.03 | 2350
2519 | CAMPHORA 110122412 | 182071101 | CAMPHORA 1101 | 22412 | FALSE | 24417.5389 | 3680.7169 | 2.0455 | 130 | 3.6957e-05 | 3316 | 12.5116 | 2579 | 0.0004496 | 2749 | 0.058447 |  | 2781
2793 | CAMP EVERS 21065302 | 83622106 | CAMP EVERS 2106 | 5302 | FALSE | 9546.4932 | 9546.4932 | 5.3053 | 57 | 0.00026232 | 191 | 2.1517 | 2833 | 0.00044854 | 2750 | 0.025567 | 1.02 | 727
5402 | PACIFICA 1101CB | 22811101 | PACIFICA 1101 | CB | TRUE | 4340.9857 | 216.2085 | 0.12015 | 38 | 4.6882e-05 | 3115 | 6.7721 | 2692 | 0.00044808 | 2751 | 0.017027 | 8.14 | 434
6879 | SEACLIFF 0401CB | 83500401 | SEACLIFF 0401 | CB | FALSE | 9677.833 | 9246.0032 | 5.1383 | 73 | 0.00012957 | 1017 | 4.2973 | 2773 | 0.00044728 | 2752 | 0.032652 | 0.53 | 879
5244 | DUNBAR 1103440 | 43071103 | DUNBAR 1103 | 440 | FALSE | 19525.153 | 3309.7658 | 1.8393 | 158 | 8.4963e-05 | 2062 | 3.5276 | 2792 | 0.00044177 | 2753 | 0.0698 | 0.17 | 1237
4679 | ROB ROY 210412596 | 83692104 | ROB ROY 2104 | 12596 | FALSE | 17025.8657 | 12925.0786 | 7.1829 | 140 | 8.8891e-05 | 1955 | 5.6622 | 2721 | 0.00043371 | 2754 | 0.060719 | 0.06 | 1804
4037 | EL DORADO PH 21019759 | 152762101 | EL DORADO PH 2101 | 9759 | FALSE | 4110.5786 | 4110.5786 | 2.2844 | 32 | 0.00015886 | 653 | 4.5245 | 2765 | 0.00043106 | 2755 | 0.013794 |  | 2867
909 | TULE POWER HOUSE 1101CB | 258591101 | TULE POWER HOUSE 1101 | CB | FALSE | 6570.8 | 6570.8 | 3.6516 | 11 | 6.9646e-05 | 2484 | 248.9538 | 1542 | 0.00042329 | 2756 | 0.0046561 | 0.02 | 2523
7552 | WEST POINT 1101L2219 | 163201101 | WEST POINT 1101 | L2219 | FALSE | 5447.1163 | 5447.1163 | 3.0271 | 41 | 7.2244e-05 | 2411 | 7.0237 | 2687 | 0.00042266 | 2757 | 0.017329 | 49.71 | 121
3464 | SERRAMONTE 110412705 | 22861104 | SERRAMONTE 1104 | 12705 | TRUE | 9361.8686 | 0 | 0 | 74 | 2.2116e-05 | 3518 | 9.0486 | 2643 | 0.00042265 | 2758 | 0.031276 |  | 2827
7216 | BIG RIVER 110169032 | 43081101 | BIG RIVER 1101 | 69032 | FALSE | 13655.5842 | 13655.5842 | 7.5889 | 101 | 8.8998e-05 | 1949 | 4.7713 | 2762 | 0.00041877 | 2759 | 0.042296 | 0.08 | 1653
2590 | WOODSIDE 1104520832 | 24251104 | WOODSIDE 1104 | 520832 | FALSE | 12960.7664 | 9719.2853 | 5.4013 | 90 | 0.00014149 | 844 | 3.7624 | 2781 | 0.00040636 | 2760 | 0.036573 |  | 2787
8755 | HALF MOON BAY 1101903182 | 24101101 | HALF MOON BAY 1101 | 903182 | FALSE | 1770.3755 | 1052.7078 | 0.58502 | 15 | 5.4676e-05 | 2927 | 4.2832 | 2774 | 0.00040533 | 2761 | 0.0060799 |  | 3258
4732 | BIG RIVER 11011286 | 43081101 | BIG RIVER 1101 | 1286 | FALSE | 12241.8563 | 7682.9666 | 4.2697 | 92 | 6.6713e-05 | 2563 | 5.3157 | 2739 | 0.00040112 | 2762 | 0.036903 | 0.07 | 1737
3369 | ORO FINO 110276008 | 103031102 | ORO FINO 1102 | 76008 | FALSE | 25670.8015 | 25670.8015 | 14.2661 | 170 | 9.3618e-05 | 1806 | 4.261 | 2775 | 0.000401 | 2763 | 0.068169 | 96.79 | 24
9255 | LAS GALLINAS A 1106228906 | 42991106 | LAS GALLINAS A 1106 | 228906 | TRUE | 2215.3527 | 988.5949 | 0.5494 | 21 | 3.9761e-05 | 3273 | 5.3472 | 2734 | 0.00039716 | 2764 | 0.0083403 |  | 3330
2888 | FOOTHILL 110299432 | 182951102 | FOOTHILL 1102 | 99432 | FALSE | 13966.781 | 2359.0159 | 1.311 | 115 | 2.7226e-05 | 3470 | 10.878 | 2612 | 0.00039549 | 2765 | 0.045481 | 0.07 | 1745
7168 | STANISLAUS 17024905 | 162821702 | STANISLAUS 1702 | 4905 | FALSE | 3704.1382 | 3704.1382 | 2.0585 | 35 | 8.1261e-05 | 2174 | 6.1793 | 2710 | 0.00038885 | 2766 | 0.01361 | 65.75 | 75
4177 | LOS GATOS 110760092 | 82021107 | LOS GATOS 1107 | 60092 | FALSE | 15629.1336 | 15629.1336 | 8.6856 | 108 | 0.00019731 | 408 | 2.9279 | 2813 | 0.00038814 | 2767 | 0.041919 | 0.39 | 951
9726 | SALT SPRINGS 21028442 | 163692102 | SALT SPRINGS 2102 | 8442 | FALSE | 19428.9727 | 19428.9727 | 10.7973 | 50 | 6.3912e-05 | 2650 | 8.1497 | 2666 | 0.00038233 | 2768 | 0.019117 | 0.11 | 1438
1168 | SAN RAFAEL 11081210 | 42011108 | SAN RAFAEL 1108 | 1210 | FALSE | 8832.2253 | 5252.6146 | 2.9191 | 73 | 0.00023323 | 270 | 1.6941 | 2853 | 0.00038163 | 2769 | 0.027859 | 0.29 | 1025
9856 | PUEBLO 1105419634 | 43291105 | PUEBLO 1105 | 419634 | TRUE | 1981.0133 | 165.107 | 0.091755 | 14 | 7.8094e-05 | 2255 | 6.2924 | 2707 | 0.00037832 | 2770 | 0.0052965 |  | 3436
1493 | SAN RAMON 2107CB | 14232107 | SAN RAMON 2107 | CB | TRUE | 14648.5405 | 486.1753 | 0.27018 | 107 | 1.7992e-05 | 3560 | 4.7299 | 2764 | 0.00037788 | 2771 | 0.040433 | 0.25 | 1087
531 | SAN RAFAEL 1109418 | 42011109 | SAN RAFAEL 1109 | 418 | FALSE | 19645.0637 | 8262.136 | 4.5915 | 130 | 5.7927e-05 | 2837 | 5.0022 | 2753 | 0.00037742 | 2772 | 0.049065 | 0.06 | 1897
10509 | PAUL SWEET 2102337544 | 83252102 | PAUL SWEET 2102 | 337544 | TRUE | 1419.0103 | 579.0642 | 0.32181 | 13 | 0.00011348 | 1333 | 3.7153 | 2783 | 0.00037689 | 2773 | 0.0048996 |  | 3561
910 | DUNLAP 11027050 | 254061102 | DUNLAP 1102 | 7050 | FALSE | 15143.783 | 15143.783 | 8.4159 | 67 | 3.0197e-05 | 3425 | 13.5475 | 2562 | 0.0003702 | 2774 | 0.024804 | 0 | 2642
3656 | HALF MOON BAY 11038089 | 24101103 | HALF MOON BAY 1103 | 8089 | FALSE | 4528.4761 | 4528.4761 | 2.5166 | 29 | 0.00010867 | 1432 | 3.3453 | 2802 | 0.00036614 | 2775 | 0.010618 | 4.59 | 513
6207 | CAMP EVERS 210584166 | 83622105 | CAMP EVERS 2105 | 84166 | FALSE | 13898.1694 | 13231.1785 | 7.353 | 97 | 0.0002829 | 150 | 1.5368 | 2863 | 0.00036427 | 2776 | 0.035334 |  | 3013
6326 | OLEMA 11011252 | 42291101 | OLEMA 1101 | 1252 | FALSE | 6608.6355 | 6608.6355 | 3.6726 | 50 | 0.00013383 | 946 | 3.8677 | 2780 | 0.00036141 | 2777 | 0.018071 | 11.02 | 391
872 | FAIRVIEW 2207M501R | 13432207 | FAIRVIEW 2207 | M501R | FALSE | 7503.1067 | 4016.4433 | 2.2321 | 60 | 4.6793e-05 | 3118 | 3.6463 | 2785 | 0.00035751 | 2778 | 0.021451 | 0.03 | 2319
6151 | EDENVALE 2113CB | 82952113 | EDENVALE 2113 | CB | TRUE | 2357.516 | 24.568 | 0.013653 | 24 | 1.8797e-05 | 3556 | 2.0509 | 2838 | 0.00035038 | 2779 | 0.0084091 |  | 3009
6316 | BIG RIVER 11011052 | 43081101 | BIG RIVER 1101 | 1052 | FALSE | 6204.8696 | 5356.147 | 2.9766 | 49 | 5.6569e-05 | 2870 | 5.2348 | 2741 | 0.00034866 | 2780 | 0.017084 | 0.08 | 1629
4831 | ROB ROY 2105CB | 83692105 | ROB ROY 2105 | CB | FALSE | 2115.1186 | 1181.1241 | 0.65639 | 17 | 7.5667e-05 | 2317 | 2.8608 | 2817 | 0.00034683 | 2781 | 0.0058961 | 0.04 | 2077
5876 | OAKLAND X 1106CR020 | 12541106 | OAKLAND X 1106 | CR020 | FALSE | 3932.8974 | 3932.8974 | 2.1856 | 15 | 9.3739e-05 | 1801 | 4.8237 | 2758 | 0.00034485 | 2782 | 0.0051727 | 41.15 | 180
8254 | DOLAN ROAD 1101857972 | 182381101 | DOLAN ROAD 1101 | 857972 | FALSE | 2082.0425 | 1672.4824 | 0.92945 | 18 | 4.6793e-05 | 3119 | 6.2207 | 2708 | 0.00034064 | 2783 | 0.0061316 |  | 3208
7697 | PARADISE 1103143744 | 102831103 | PARADISE 1103 | 143744 | FALSE | 1706.1115 | 1706.1115 | 0.94814 | 13 | 0.00045932 | 45 | 1.8946 | 2847 | 0.00033981 | 2784 | 0.0044176 |  | 3153
4615 | PEORIA 170184318 | 163781701 | PEORIA 1701 | 84318 | FALSE | 16486.0902 | 16486.0902 | 9.1619 | 142 | 8.547e-05 | 2041 | 8.7666 | 2648 | 0.00033804 | 2785 | 0.048002 | 0.05 | 2065
8175 | WEST POINT 1101L1969 | 163201101 | WEST POINT 1101 | L1969 | FALSE | 1768.6139 | 1768.6139 | 0.98288 | 16 | 7.7816e-05 | 2267 | 7.4947 | 2677 | 0.00032448 | 2786 | 0.0051917 | 58.12 | 93
2671 | LOS GATOS 1101LB40 | 82021101 | LOS GATOS 1101 | LB40 | FALSE | 14924.9201 | 13714.1212 | 7.6214 | 131 | 7.571e-05 | 2314 | 4.7844 | 2761 | 0.00032354 | 2787 | 0.042384 | 0.15 | 1298
1669 | SPRING GAP 17029690 | 162831702 | SPRING GAP 1702 | 9690 | FALSE | 27916.5832 | 27916.5832 | 15.5142 | 185 | 4.7987e-05 | 3093 | 9.3188 | 2639 | 0.00031402 | 2788 | 0.058094 | 45.06 | 151
1740 | GUALALA 1111402866 | 42841111 | GUALALA 1111 | 402866 | FALSE | 2560.4032 | 2560.4032 | 1.4229 | 20 | 8.0485e-05 | 2192 | 2.4422 | 2826 | 0.0003137 | 2789 | 0.0062739 | 0.02 | 2566
6457 | ATASCADERO 1103CB | 182541103 | ATASCADERO 1103 | CB | TRUE | 2195.0052 | 304.3324 | 0.16913 | 18 | 7.9462e-05 | 2222 | 3.5853 | 2789 | 0.00031227 | 2790 | 0.0056208 | 1.29 | 688
4913 | SAN LUIS OBISPO 1108CB | 182631108 | SAN LUIS OBISPO 1108 | CB | TRUE | 7402.9758 | 10.2676 | 0.0057061 | 69 | 2.9198e-05 | 3436 | 37.685 | 2292 | 0.00031202 | 2791 | 0.02153 | 1.11 | 716
3199 | EL CERRITO G 1105BR160 | 12501105 | EL CERRITO G 1105 | BR160 | FALSE | 18386.4832 | 13394.711 | 7.4439 | 132 | 6.9198e-05 | 2499 | 3.3682 | 2800 | 0.00031068 | 2792 | 0.04101 | 0.24 | 1104
7182 | EEL RIVER 1102720639 | 192381102 | EEL RIVER 1102 | 720639 | FALSE | 5844.6694 | 2660.7876 | 1.4787 | 25 | 0.00018595 | 468 | 1.9664 | 2846 | 0.0003062 | 2793 | 0.0076549 |  | 3105
6389 | PERRY 1101W10 | 183071101 | PERRY 1101 | W10 | FALSE | 3001.7775 | 2354.9644 | 1.3087 | 29 | 3.4275e-05 | 3364 | 7.1616 | 2684 | 0.00030601 | 2794 | 0.0088744 | 0.04 | 2112
5102 | DEL MONTE 21049096 | 182222104 | DEL MONTE 2104 | 9096 | FALSE | 10649.9386 | 5304.2381 | 2.9477 | 78 | 3.3536e-05 | 3375 | 6.4596 | 2697 | 0.00030601 | 2795 | 0.023869 | 0.04 | 2102
483 | EL CERRITO G 1105CB | 12501105 | EL CERRITO G 1105 | CB | FALSE | 11982.8259 | 11982.8259 | 6.6593 | 97 | 5.9625e-05 | 2786 | 4.4752 | 2768 | 0.00030421 | 2796 | 0.029509 | 0.19 | 1186
8801 | WOODSIDE 1104420146 | 24251104 | WOODSIDE 1104 | 420146 | FALSE | 5058.5239 | 4389.3602 | 2.4393 | 43 | 0.00013429 | 940 | 3.382 | 2799 | 0.00030412 | 2797 | 0.013077 |  | 3266
2740 | SUNOL 1101MR650 | 14241101 | SUNOL 1101 | MR650 | FALSE | 4320.1366 | 2086.6412 | 1.1596 | 30 | 3.1219e-05 | 3411 | 6.4702 | 2696 | 0.00029523 | 2798 | 0.0088568 | 0.07 | 1706
1558 | RINCON 1103472 | 43321103 | RINCON 1103 | 472 | FALSE | 7739.1551 | 4930.8208 | 2.7402 | 71 | 9.5789e-05 | 1733 | 2.7474 | 2818 | 0.00029462 | 2799 | 0.020918 | 0.08 | 1630
1849 | FORT BRAGG A 11044690 | 42761104 | FORT BRAGG A 1104 | 4690 | FALSE | 23028.3671 | 18710.8643 | 10.3983 | 161 | 8.9068e-05 | 1944 | 4.3458 | 2772 | 0.00029439 | 2800 | 0.047396 | 0.16 | 1260
1214 | ROB ROY 21055166 | 83692105 | ROB ROY 2105 | 5166 | FALSE | 8840.5786 | 8840.5786 | 4.913 | 81 | 9.5629e-05 | 1737 | 3.5862 | 2788 | 0.00028991 | 2801 | 0.023482 | 31.21 | 231
6981 | HALF MOON BAY 110148868 | 24101101 | HALF MOON BAY 1101 | 48868 | TRUE | 3010.868 | 0 | 0 | 21 | 2.3959e-05 | 3505 | 3.0775 | 2810 | 0.00028316 | 2802 | 0.0059463 | 0.31 | 997
5899 | VOLTA 11011640 | 102541101 | VOLTA 1101 | 1640 | FALSE | 16804.166 | 16804.166 | 9.3386 | 59 | 7.8829e-05 | 2241 | 5.7047 | 2720 | 0.00028287 | 2803 | 0.016689 | 0.01 | 2569
7108 | RESERVATION ROAD 11023032 | 182731102 | RESERVATION ROAD 1102 | 3032 | FALSE | 15762.9704 | 5799.169 | 3.2228 | 84 | 2.4376e-05 | 3503 | 5.9133 | 2716 | 0.00028141 | 2804 | 0.023638 | 0.03 | 2349
5988 | SPRING GAP 1702693441 | 162831702 | SPRING GAP 1702 | 693441 | FALSE | 6859.835 | 6859.835 | 3.8122 | 59 | 4.9575e-05 | 3046 | 4.4985 | 2767 | 0.00027928 | 2805 | 0.016478 | 0.29 | 1029
5979 | BIG RIVER 11012183 | 43081101 | BIG RIVER 1101 | 2183 | FALSE | 4246.8638 | 4246.8638 | 2.3601 | 33 | 9.4677e-05 | 1774 | 4.3864 | 2771 | 0.00027436 | 2806 | 0.009054 | 0.05 | 2047
760 | BIG RIVER 1101952 | 43081101 | BIG RIVER 1101 | 952 | FALSE | 16341.5936 | 16341.5936 | 9.0816 | 130 | 0.00010228 | 1595 | 2.9907 | 2812 | 0.00027431 | 2807 | 0.03566 | 0.36 | 970
1378 | PARADISE 1105CB | 102831105 | PARADISE 1105 | CB | FALSE | 11616.1021 | 9822.6918 | 5.4588 | 86 | 0.0005458 | 25 | 1.1717 | 2883 | 0.00026897 | 2808 | 0.023131 | 19.78 | 308
4711 | RESEARCH 2102446423 | 14692102 | RESEARCH 2102 | 446423 | FALSE | 2345.7749 | 1135.402 | 0.63098 | 23 | 0.00012326 | 1131 | 2.131 | 2836 | 0.00026534 | 2809 | 0.0061027 |  | 2912
534 | STANISLAUS 170237278 | 162821702 | STANISLAUS 1702 | 37278 | FALSE | 10929.4406 | 10929.4406 | 6.0739 | 99 | 0.00011401 | 1321 | 2.7082 | 2820 | 0.00026318 | 2810 | 0.026055 | 62.81 | 82
956 | PAUL SWEET 2106CB | 83252106 | PAUL SWEET 2106 | CB | FALSE | 18604.4746 | 8502.7441 | 4.7253 | 115 | 8.1074e-05 | 2181 | 1.4421 | 2868 | 0.00025895 | 2811 | 0.029779 | 0.23 | 1110
832 | ROSSMOOR 110168920 | 14161101 | ROSSMOOR 1101 | 68920 | FALSE | 11754.4382 | 10341.5361 | 5.7471 | 91 | 9.0413e-05 | 1900 | 5.0244 | 2751 | 0.0002577 | 2812 | 0.02345 | 0.16 | 1274
5459 | PARADISE 1106CB | 102831106 | PARADISE 1106 | CB | FALSE | 7764.6762 | 7472.667 | 4.1528 | 53 | 0.0005799 | 22 | 0.9633 | 2896 | 0.0002457 | 2813 | 0.013022 | 38.98 | 191
8168 | SAUSALITO 1102410 | 42491102 | SAUSALITO 1102 | 410 | FALSE | 3634.5971 | 2502.9293 | 1.391 | 28 | 2.4862e-05 | 3498 | 2.3255 | 2830 | 0.00024476 | 2814 | 0.0068532 | 0.06 | 1826
2941 | DIAMOND SPRINGS 1103CB | 152261103 | DIAMOND SPRINGS 1103 | CB | TRUE | 13992.2701 | 885.5612 | 0.49214 | 109 | 0.00021179 | 353 | 2.0247 | 2841 | 0.00024231 | 2815 | 0.026412 | 0.21 | 1152
5531 | MAPLE CREEK 1101CB | 192101101 | MAPLE CREEK 1101 | CB | FALSE | 19709.1046 | 14267.6715 | 7.929 | 60 | 0.0002127 | 346 | 1.2563 | 2877 | 0.00023784 | 2816 | 0.01427 | 0.11 | 1433
6907 | BRUNSWICK 111063100 | 152481110 | BRUNSWICK 1110 | 63100 | FALSE | 6591.8886 | 6591.8886 | 3.6633 | 55 | 0.00023384 | 266 | 1.3628 | 2873 | 0.00023675 | 2817 | 0.013021 | 5.34 | 490
2877 | MONTE RIO 11111701 | 42811111 | MONTE RIO 1111 | 1701 | FALSE | 2248.9876 | 2248.9876 | 1.2498 | 18 | 9.908e-05 | 1666 | 2.7097 | 2819 | 0.00023556 | 2818 | 0.0042401 | 29.59 | 240
6347 | PACIFICA 11015001 | 22811101 | PACIFICA 1101 | 5001 | TRUE | 2742.1134 | 0 | 0 | 25 | 3.0913e-05 | 3419 | 4.514 | 2766 | 0.00023403 | 2819 | 0.0058507 | 6.31 | 469
1625 | SAN LUIS OBISPO 1105CB | 182631105 | SAN LUIS OBISPO 1105 | CB | TRUE | 5657.7233 | 67.4906 | 0.037507 | 43 | 3.1411e-05 | 3409 | 11.8961 | 2591 | 0.000232 | 2820 | 0.0099759 | 0.04 | 2072
5409 | SAN RAFAEL 1108CB | 42011108 | SAN RAFAEL 1108 | CB | FALSE | 13792.1671 | 9469.8097 | 5.2627 | 102 | 0.00017335 | 539 | 0.99807 | 2891 | 0.00023023 | 2821 | 0.023483 | 0.21 | 1141
8271 | ROSSMOOR 1107857172 | 14161107 | ROSSMOOR 1107 | 857172 | TRUE | 1843.2099 | 152.0386 | 0.084493 | 15 | 8.7874e-05 | 1986 | 3.2284 | 2803 | 0.00022992 | 2822 | 0.0034488 |  | 3212
10147 | WINDSOR 11035060 | 43501103 | WINDSOR 1103 | 5060 | TRUE | 1113.3002 | 291.5638 | 0.16203 | 12 | 7.5643e-05 | 2319 | 1.3951 | 2871 | 0.00022663 | 2823 | 0.0027196 |  | 3502
8566 | CORONA 1103114284 | 43491103 | CORONA 1103 | 114284 | TRUE | 893.7863 | 451.7326 | 0.25104 | 11 | 8.3715e-05 | 2102 | 4.3909 | 2770 | 0.00022547 | 2824 | 0.0024802 |  | 3236
849 | STANISLAUS 170237276 | 162821702 | STANISLAUS 1702 | 37276 | FALSE | 18746.4684 | 18746.4684 | 10.418 | 168 | 0.00010311 | 1567 | 2.0474 | 2839 | 0.00022047 | 2825 | 0.037039 | 88.82 | 33
3868 | HATTON 11012026 | 182291101 | HATTON 1101 | 2026 | FALSE | 16422.8166 | 8438.7955 | 4.6897 | 126 | 4.8317e-05 | 3086 | 5.725 | 2719 | 0.00021753 | 2826 | 0.027409 | 0.07 | 1690
427 | SAUSALITO 1101688590 | 42491101 | SAUSALITO 1101 | 688590 | FALSE | 3500.4301 | 1691.536 | 0.94004 | 32 | 4.9847e-05 | 3041 | 3.0358 | 2811 | 0.00021706 | 2827 | 0.0069459 |  | 2671
4476 | CALISTOGA 1102705 | 42711102 | CALISTOGA 1102 | 705 | TRUE | 2028.0775 | 622.3172 | 0.34584 | 20 | 0.00010699 | 1473 | 4.0264 | 2777 | 0.00021298 | 2828 | 0.0042596 |  | 2895
1205 | MIWUK 17028090 | 163661702 | MIWUK 1702 | 8090 | FALSE | 6501.5338 | 6501.5338 | 3.6131 | 53 | 0.00010162 | 1614 | 1.8606 | 2848 | 0.00021162 | 2829 | 0.011216 | 58.21 | 92
61 | CAMBRIA 1102W50 | 182771102 | CAMBRIA 1102 | W50 | TRUE | 5818.6322 | 997.9458 | 0.55459 | 40 | 1.4796e-05 | 3587 | 16.6866 | 2506 | 0.00021093 | 2830 | 0.0084371 | 0.03 | 2302
189 | BIG RIVER 110179628 | 43081101 | BIG RIVER 1101 | 79628 | FALSE | 23813.9358 | 23813.9358 | 13.2342 | 156 | 7.9122e-05 | 2230 | 2.6556 | 2822 | 0.00021051 | 2831 | 0.032839 | 0.17 | 1233
3166 | ALTO 11251226 | 42031125 | ALTO 1125 | 1226 | FALSE | 12605.0062 | 12282.9745 | 6.8261 | 96 | 0.00012073 | 1171 | 0.80895 | 2902 | 0.00020916 | 2832 | 0.02008 | 1.01 | 728
6809 | OAKLAND D 1112CR192 | 12041112 | OAKLAND D 1112 | CR192 | FALSE | 6810.4625 | 3963.0316 | 2.2024 | 54 | 8.0733e-05 | 2188 | 1.3873 | 2872 | 0.00020828 | 2833 | 0.011247 | 0.21 | 1135
4374 | OCEANO 1103V22 | 182601103 | OCEANO 1103 | V22 | TRUE | 810.5999 | 50.4916 | 0.02806 | 14 | 2.0015e-05 | 3542 | 3.4621 | 2794 | 0.00020377 | 2834 | 0.0028528 |  | 2885
9957 | DEL MONTE 21043066 | 182222104 | DEL MONTE 2104 | 3066 | TRUE | 26.0345 | 26.0345 | 0.014468 | 2 | 5.3309e-05 | 2953 | 11.9582 | 2586 | 0.00020359 | 2835 | 0.00040718 | 0.44 | 922
4818 | ROSSMOOR 11018132 | 14161101 | ROSSMOOR 1101 | 8132 | FALSE | 5814.9582 | 4248.014 | 2.3608 | 47 | 9.8938e-05 | 1671 | 2.0883 | 2837 | 0.00020337 | 2836 | 0.0095582 | 0.04 | 2079
2856 | SAN RAFAEL 11071166 | 42011107 | SAN RAFAEL 1107 | 1166 | FALSE | 24234.157 | 20163.1012 | 11.2053 | 213 | 0.00022306 | 307 | 0.8473 | 2900 | 0.00020294 | 2837 | 0.043227 | 1.46 | 673
445 | MONTE RIO 1112CB | 42811112 | MONTE RIO 1112 | CB | FALSE | 5679.6302 | 5679.6302 | 3.1564 | 43 | 0.00015288 | 721 | 0.6192 | 2911 | 0.00020121 | 2838 | 0.0086519 | 23.03 | 289
10280 | SAUSALITO 1102964592 | 42491102 | SAUSALITO 1102 | 964592 | TRUE | 1787.6075 | 941.9387 | 0.52347 | 15 | 2.9092e-05 | 3439 | 9.5689 | 2634 | 0.00019824 | 2839 | 0.0029736 |  | 3528
1145 | OLEMA 11011200 | 42291101 | OLEMA 1101 | 1200 | FALSE | 4658.8808 | 4658.8808 | 2.5891 | 34 | 8.1804e-05 | 2158 | 2.8623 | 2816 | 0.00019566 | 2840 | 0.0066525 | 4.42 | 520
6437 | HAMILTON BRANCH 110153192 | 102361101 | HAMILTON BRANCH 1101 | 53192 | TRUE | 3316.9892 | 889.758 | 0.49447 | 30 | 5.4105e-05 | 2941 | 5.3377 | 2737 | 0.0001937 | 2841 | 0.0058109 |  | 3032
7381 | PACIFICA 1102660408 | 22811102 | PACIFICA 1102 | 660408 | TRUE | 3217.4282 | 570.687 | 0.31715 | 26 | 3.0978e-05 | 3417 | 7.378 | 2681 | 0.00019086 | 2842 | 0.0049624 |  | 3121
5360 | ALHAMBRA 1105CB | 14101105 | ALHAMBRA 1105 | CB | FALSE | 3053.2387 | 1333.5262 | 0.74109 | 33 | 7.2893e-05 | 2396 | 1.9862 | 2843 | 0.00018865 | 2843 | 0.0062254 | 0.02 | 2444
1909 | MORAGA 1104750618 | 13801104 | MORAGA 1104 | 750618 | FALSE | 1583.7149 | 1538.3917 | 0.85494 | 13 | 5.3287e-05 | 2955 | 3.1105 | 2807 | 0.0001837 | 2844 | 0.002388 |  | 2755
7663 | SOBRANTE 1103CB | 14671103 | SOBRANTE 1103 | CB | FALSE | 6937.627 | 6745.77 | 3.7488 | 55 | 9.8691e-05 | 1677 | 3.0905 | 2808 | 0.00018024 | 2845 | 0.0099135 | 0.1 | 1500
4846 | ORINDA 0402402/2 LR | 12350402 | ORINDA 0402 | 402/2 LR | FALSE | 10638.2509 | 10545.4353 | 5.8605 | 91 | 0.00012174 | 1151 | 1.633 | 2857 | 0.00017917 | 2846 | 0.016305 |  | 2922
6268 | CURTIS 1702S2123 | 163351702 | CURTIS 1702 | S2123 | FALSE | 2988.9855 | 2988.9855 | 1.6611 | 25 | 0.00012986 | 1010 | 1.9671 | 2845 | 0.00017177 | 2847 | 0.0042941 |  | 3018
1067 | DIAMOND SPRINGS 1106290705 | 152261106 | DIAMOND SPRINGS 1106 | 290705 | FALSE | 5314.0636 | 5193.0778 | 2.886 | 38 | 0.0001966 | 410 | 2.568 | 2823 | 0.00016712 | 2848 | 0.0063506 |  | 2706
3874 | PARADISE 1105829194 | 102831105 | PARADISE 1105 | 829194 | FALSE | 18124.3826 | 18124.3826 | 10.0723 | 142 | 0.00022979 | 286 | 0.40121 | 2916 | 0.00016422 | 2849 | 0.023319 |  | 2858
1686 | CAMP EVERS 210312990 | 83622103 | CAMP EVERS 2103 | 12990 | FALSE | 21277.9249 | 21277.9249 | 11.8249 | 161 | 0.00018796 | 455 | 1.0994 | 2886 | 0.00016127 | 2850 | 0.025964 | 0.86 | 764
6595 | HIGGINS 110432747 | 152691104 | HIGGINS 1104 | 32747 | FALSE | 2820.8108 | 1047.4929 | 0.58213 | 26 | 0.00014649 | 780 | 1.2825 | 2876 | 0.00016086 | 2851 | 0.0041824 | 1.65 | 658
2910 | HALSEY 110176178 | 152241101 | HALSEY 1101 | 76178 | FALSE | 32532.3048 | 32532.3048 | 18.0793 | 248 | 0.00012177 | 1150 | 3.133 | 2805 | 0.00015934 | 2852 | 0.039517 | 0.13 | 1361
2602 | PRUNEDALE 11103716 | 182961110 | PRUNEDALE 1110 | 3716 | TRUE | 21171.7372 | 690.7324 | 0.38386 | 157 | 6.4877e-05 | 2613 | 1.6769 | 2855 | 0.00015488 | 2853 | 0.024316 | 0.03 | 2321
6371 | BAY MEADOWS 210257886 | 24012102 | BAY MEADOWS 2102 | 57886 | FALSE | 8466.0843 | 6549.4745 | 3.6398 | 81 | 8.2619e-05 | 2138 | 0.94597 | 2899 | 0.00015101 | 2854 | 0.012232 | 0.08 | 1619
3718 | TEMPLETON 2108A40 | 183052108 | TEMPLETON 2108 | A40 | FALSE | 20639.8903 | 6084.3101 | 3.3813 | 174 | 4.3444e-05 | 3202 | 1.431 | 2870 | 0.00015079 | 2855 | 0.026237 | 0.03 | 2254
8208 | BRUNSWICK 11038918 | 152481103 | BRUNSWICK 1103 | 8918 | FALSE | 3457.885 | 2431.0442 | 1.351 | 30 | 0.00022692 | 298 | 2.4426 | 2824 | 0.0001494 | 2856 | 0.0044819 | 2.79 | 579
833 | BRUNSWICK 110456468 | 152481104 | BRUNSWICK 1104 | 56468 | FALSE | 9625.3334 | 8910.5893 | 4.9519 | 85 | 0.00022965 | 287 | 1.0912 | 2888 | 0.0001483 | 2857 | 0.012606 | 12.55 | 373
8651 | MORGAN HILL 2111419718 | 83242111 | MORGAN HILL 2111 | 419718 | FALSE | 3649.8042 | 3649.8042 | 2.0283 | 25 | 0.00013422 | 941 | 1.0173 | 2890 | 0.0001469 | 2858 | 0.0036725 |  | 3248
4060 | KONOCTI 11081278 | 43311108 | KONOCTI 1108 | 1278 | FALSE | 12855.1379 | 9099.8598 | 5.0571 | 96 | 9.744e-05 | 1703 | 1.5519 | 2861 | 0.00014529 | 2859 | 0.013948 | 0.05 | 1918
5993 | LAS GALLINAS A 11041220 | 42991104 | LAS GALLINAS A 1104 | 1220 | TRUE | 7829.4679 | 0 | 0 | 57 | 2.5969e-05 | 3488 | 1.1753 | 2882 | 0.00013353 | 2860 | 0.0076113 | 0.03 | 2239
1481 | SOBRANTE 1101CB | 14671101 | SOBRANTE 1101 | CB | FALSE | 24857.1517 | 22896.4557 | 12.7243 | 209 | 9.1121e-05 | 1876 | 1.2034 | 2878 | 0.00012965 | 2861 | 0.027098 | 0.08 | 1613
6330 | CURTIS 170268380 | 163351702 | CURTIS 1702 | 68380 | FALSE | 10711.9675 | 10711.9675 | 5.953 | 88 | 0.00012793 | 1048 | 2.2263 | 2832 | 0.00012865 | 2862 | 0.011322 | 0.74 | 791
2410 | SAN LEANDRO U 1114MR544 | 13111114 | SAN LEANDRO U 1114 | MR544 | TRUE | 7120.8066 | 27.9821 | 0.015551 | 62 | 9.0189e-06 | 3615 | 1.9811 | 2844 | 0.00012274 | 2863 | 0.0076101 | 0.04 | 2154
5853 | ROB ROY 210410954 | 83692104 | ROB ROY 2104 | 10954 | FALSE | 11428.7483 | 11428.7483 | 6.3513 | 90 | 9.1892e-05 | 1847 | 2.4422 | 2825 | 0.00012262 | 2864 | 0.011036 | 0.16 | 1268
4344 | NOVATO 11041282 | 42211104 | NOVATO 1104 | 1282 | TRUE | 5984.1771 | 0 | 0 | 56 | 9.973e-05 | 1654 | 1.1951 | 2881 | 0.00012029 | 2865 | 0.0067363 | 0.03 | 2326
8432 | SNEATH LANE 110715341 | 22721107 | SNEATH LANE 1107 | 15341 | TRUE | 2075.9695 | 391.2765 | 0.21745 | 18 | 3.4322e-05 | 3363 | 5.3372 | 2738 | 0.00011859 | 2866 | 0.0021346 | 0.74 | 792
6986 | RESERVATION ROAD 1102303870 | 182731102 | RESERVATION ROAD 1102 | 303870 | FALSE | 1292.4248 | 1028.4638 | 0.57155 | 7 | 5.3155e-05 | 2962 | 2.3249 | 2831 | 0.0001185 | 2867 | 0.00082948 |  | 3080
4626 | COTATI 1104426 | 42271104 | COTATI 1104 | 426 | FALSE | 6243.6329 | 3219.5011 | 1.7892 | 52 | 5.7367e-05 | 2854 | 1.7424 | 2852 | 0.00011662 | 2868 | 0.0060642 | 0.04 | 2194
8778 | PAUL SWEET 2107774760 | 83252107 | PAUL SWEET 2107 | 774760 | FALSE | 5348.863 | 5348.863 | 2.9725 | 37 | 0.00022083 | 317 | 0.70854 | 2908 | 0.00011197 | 2869 | 0.0041429 |  | 3263
4484 | FROGTOWN 170274648 | 163451702 | FROGTOWN 1702 | 74648 | TRUE | 7581.2034 | 262.1986 | 0.14571 | 63 | 8.4795e-05 | 2069 | 1.0707 | 2889 | 0.00011106 | 2870 | 0.0069966 | 0.42 | 932
6192 | PEORIA 170169124 | 163781701 | PEORIA 1701 | 69124 | FALSE | 4347.2792 | 4347.2792 | 2.4159 | 33 | 8.5315e-05 | 2047 | 1.5063 | 2864 | 0.00010917 | 2871 | 0.0036026 | 0.05 | 2055
8000 | DIAMOND SPRINGS 1107116815 | 152261107 | DIAMOND SPRINGS 1107 | 116815 | FALSE | 4074.4873 | 2540.2857 | 1.4117 | 33 | 0.00019069 | 440 | 1.5062 | 2865 | 0.00010723 | 2872 | 0.0035385 |  | 3182
8610 | HOOPA 110193038 | 192401101 | HOOPA 1101 | 93038 | FALSE | 4552.6155 | 2107.4343 | 1.1712 | 39 | 0.00019968 | 398 | 1.284 | 2875 | 0.00010645 | 2873 | 0.0041517 | 0.03 | 2241
995 | HALF MOON BAY 11022032 | 24101102 | HALF MOON BAY 1102 | 2032 | TRUE | 14427.8487 | 905.5345 | 0.50324 | 103 | 2.5379e-05 | 3492 | 0.98818 | 2894 | 0.0001063 | 2874 | 0.010949 | 0.14 | 1323
7250 | ORINDA 04013442 | 12350401 | ORINDA 0401 | 3442 | FALSE | 8430.8944 | 5599.863 | 3.112 | 68 | 0.00011662 | 1257 | 0.7637 | 2904 | 0.00010618 | 2875 | 0.0072205 | 0.07 | 1685
367 | ARCATA 112233060 | 192021122 | ARCATA 1122 | 33060 | TRUE | 7941.0149 | 856.2789 | 0.47586 | 64 | 0.00022712 | 296 | 0.31239 | 2924 | 9.9531e-05 | 2876 | 0.00637 | 0.02 | 2560
2545 | FAIRVIEW 2207P148 | 13432207 | FAIRVIEW 2207 | P148 | FALSE | 7362.5215 | 1361.9079 | 0.75686 | 54 | 4.5868e-05 | 3143 | 1.5547 | 2859 | 9.8792e-05 | 2877 | 0.0053348 |  | 2783
5688 | STANISLAUS 170275348 | 162821702 | STANISLAUS 1702 | 75348 | FALSE | 8532.4043 | 8532.4043 | 4.7417 | 77 | 8.3581e-05 | 2110 | 1.3013 | 2874 | 9.5481e-05 | 2878 | 0.0073521 | 79.37 | 49
5946 | SALT SPRINGS 21011232 | 163692101 | SALT SPRINGS 2101 | 1232 | FALSE | 14610.263 | 12420.8061 | 6.9027 | 64 | 4.2772e-05 | 3212 | 1.5493 | 2862 | 9.0864e-05 | 2879 | 0.0058153 | 0.05 | 2007
4735 | ELK 11018779 | 42981101 | ELK 1101 | 8779 | FALSE | 6865.4129 | 6865.4129 | 3.8153 | 41 | 0.00012002 | 1187 | 1.8049 | 2849 | 8.9792e-05 | 2880 | 0.0036815 | 0.05 | 2060
744 | GABILAN 11013034 | 182331101 | GABILAN 1101 | 3034 | TRUE | 31905.8871 | 80.3377 | 0.044646 | 193 | 4.5789e-05 | 3145 | 2.3733 | 2828 | 8.716e-05 | 2881 | 0.016822 | 0.02 | 2481
8975 | SPRING GAP 170286032 | 162831702 | SPRING GAP 1702 | 86032 | FALSE | 4656.0497 | 1615.684 | 0.89789 | 23 | 2.8164e-05 | 3455 | 3.5085 | 2793 | 8.538e-05 | 2882 | 0.0019637 | 0.82 | 770
6252 | CHESTER 1101922138 | 103181101 | CHESTER 1101 | 922138 | FALSE | 3566.848 | 2524.6386 | 1.403 | 24 | 4.9756e-05 | 3043 | 2.046 | 2840 | 8.4169e-05 | 2883 | 0.00202 |  | 3016
320 | GREEN VALLEY 210112106 | 83192101 | GREEN VALLEY 2101 | 12106 | TRUE | 19539.3367 | 556.8348 | 0.30945 | 139 | 8.3645e-05 | 2105 | 0.75016 | 2905 | 8.0919e-05 | 2884 | 0.011248 | 0.06 | 1840
390 | PETALUMA C 110856774 | 42631108 | PETALUMA C 1108 | 56774 | TRUE | 4425.2807 | 385.0871 | 0.21401 | 39 | 1.6584e-05 | 3572 | 2.9096 | 2814 | 7.8722e-05 | 2885 | 0.0030702 |  | 2668
3580 | SOBRANTE 1102CB | 14671102 | SOBRANTE 1102 | CB | FALSE | 16799.2868 | 16799.2868 | 9.3359 | 132 | 9.6671e-05 | 1719 | 1.6868 | 2854 | 7.4597e-05 | 2886 | 0.0098468 | 0.13 | 1339
5433 | HATTON 110137088 | 182291101 | HATTON 1101 | 37088 | FALSE | 18269.9988 | 11434.4875 | 6.3545 | 135 | 4.8424e-05 | 3080 | 2.354 | 2829 | 7.338e-05 | 2887 | 0.0099063 | 0.04 | 2198
2226 | FORT BRAGG A 11021226 | 42761102 | FORT BRAGG A 1102 | 1226 | FALSE | 12686.9371 | 2717.7424 | 1.5103 | 102 | 7.3175e-05 | 2391 | 0.9972 | 2892 | 7.0366e-05 | 2888 | 0.0071773 | 0.01 | 2602
7611 | DIAMOND SPRINGS 1106279670 | 152261106 | DIAMOND SPRINGS 1106 | 279670 | FALSE | 7840.1687 | 6244.093 | 3.4701 | 54 | 9.3625e-05 | 1805 | 0.35903 | 2923 | 7.0093e-05 | 2889 | 0.003785 |  | 3141
9967 | CRESTA 1101103126 | 102251101 | CRESTA 1101 | 103126 | TRUE | 487.0335 | 487.0335 | 0.27066 | 5 | 0.0010399 | 1 | 0.066432 | 2993 | 6.9083e-05 | 2890 | 0.00034541 |  | 3462
6701 | BRUNSWICK 11064639 | 152481106 | BRUNSWICK 1106 | 4639 | FALSE | 5228.1955 | 5228.1955 | 2.9055 | 44 | 0.00013355 | 950 | 1.1467 | 2885 | 6.7888e-05 | 2891 | 0.0029871 | 1.36 | 680
8130 | LAURELES 111110141 | 182371111 | LAURELES 1111 | 10141 | FALSE | 4694.7775 | 4694.7775 | 2.609 | 21 | 5.6214e-05 | 2882 | 1.1979 | 2879 | 6.784e-05 | 2892 | 0.0014246 | 4.61 | 512
17 | SAN RAFAEL 1106910 | 42011106 | SAN RAFAEL 1106 | 910 | FALSE | 11465.6942 | 2722.6312 | 1.5131 | 89 | 0.00012024 | 1182 | 0.77728 | 2903 | 6.6955e-05 | 2893 | 0.005959 | 0.04 | 2206
428 | SOBRANTE 1102690098 | 14671102 | SOBRANTE 1102 | 690098 | FALSE | 12079.1397 | 11883.9636 | 6.6043 | 108 | 8.8852e-05 | 1957 | 0.94645 | 2898 | 6.6684e-05 | 2894 | 0.0072019 |  | 2672
6532 | PARADISE 110536656 | 102831105 | PARADISE 1105 | 36656 | TRUE | 1041.7398 | 220.7989 | 0.12271 | 14 | 0.00098372 | 2 | 0.065517 | 3361 | 6.4706e-05 | 2895 | 0.00090588 |  | 3040
1066 | JARVIS 1101MR210 | 13501101 | JARVIS 1101 | MR210 | FALSE | 12199.0798 | 1314.2646 | 0.73038 | 103 | 2.3777e-05 | 3506 | 0.99149 | 2893 | 6.2939e-05 | 2896 | 0.0064828 | 1.94 | 629
5877 | OAKLAND K 1102CR014 | 12101102 | OAKLAND K 1102 | CR014 | FALSE | 16905.8619 | 16905.8619 | 9.3952 | 137 | 0.00013845 | 889 | 0.41497 | 2915 | 6.2366e-05 | 2897 | 0.0085442 | 0.99 | 734
7339 | BIG BASIN 110165444 | 82841101 | BIG BASIN 1101 | 65444 | TRUE | 757.2593 | 757.2593 | 0.42083 | 9 | 0.00091179 | 3 | 0.066431 | 3074 | 6.0572e-05 | 2898 | 0.00054514 | 12.01 | 379
1476 | BOLINAS 1101528 | 42261101 | BOLINAS 1101 | 528 | FALSE | 4980.15 | 2865.7848 | 1.5926 | 46 | 4.0677e-05 | 3254 | 1.441 | 2869 | 5.4065e-05 | 2899 | 0.002487 | 0.21 | 1140
9601 | CAMP EVERS 2104189010 | 83622104 | CAMP EVERS 2104 | 189010 | TRUE | 84.167 | 59.0426 | 0.032812 | 4 | 0.000791 | 5 | 0.065792 | 3268 | 5.2348e-05 | 2900 | 0.00020939 |  | 3386
4401 | SILVERADO 2103507513 | 43432103 | SILVERADO 2103 | 507513 | FALSE | 8339.9553 | 4803.4 | 2.6694 | 65 | 0.00010329 | 1564 | 1.1629 | 2884 | 4.9269e-05 | 2901 | 0.0032025 |  | 2887
625 | ROSSMOOR 1101L503R | 14161101 | ROSSMOOR 1101 | L503R | FALSE | 6910.8038 | 6910.8038 | 3.8406 | 62 | 0.00010589 | 1498 | 0.83292 | 2901 | 4.8731e-05 | 2902 | 0.0030213 | 0.09 | 1547
7021 | DOLAN ROAD 1101590402 | 182381101 | DOLAN ROAD 1101 | 590402 | FALSE | 9614.0154 | 3916.034 | 2.1763 | 78 | 5.9195e-05 | 2800 | 0.67392 | 2910 | 4.8446e-05 | 2903 | 0.0037788 |  | 3086
7515 | PARADISE 1103468200 | 102831103 | PARADISE 1103 | 468200 | TRUE | 531.6801 | 531.6801 | 0.29547 | 4 | 0.00072422 | 6 | 0.066431 | 3033 | 4.8111e-05 | 2904 | 0.00019244 |  | 3132
8899 | NAPA 11025039 | 42021102 | NAPA 1102 | 5039 | TRUE | 4245.0462 | 0 | 0 | 28 | 7.2354e-05 | 2407 | 1.1951 | 2880 | 4.5334e-05 | 2905 | 0.0012694 |  | 3275
10522 | PARADISE 11042486 | 102831104 | PARADISE 1104 | 2486 | TRUE | 189.7916 | 146.4228 | 0.081372 | 2 | 0.00067148 | 8 | 0.065791 | 3270 | 4.4268e-05 | 2906 | 8.8537e-05 |  | 3565
11006 | PARADISE 1105828400 | 102831105 | PARADISE 1105 | 828400 | TRUE | 50.1094 | 50.1094 | 0.027847 | 2 | 0.00066466 | 9 | 0.066431 | 3040 | 4.4154e-05 | 2907 | 8.8308e-05 |  | 3627
10495 | CEDAR CREEK 11011362 | 103321101 | CEDAR CREEK 1101 | 1362 | TRUE | 24.9514 | 24.9514 | 0.013866 | 1 | 0.00065973 | 10 | 0.066431 | 3035 | 4.3827e-05 | 2908 | 4.3827e-05 | 0.04 | 2068
4622 | EL CERRITO G 1105BR194 | 12501105 | EL CERRITO G 1105 | BR194 | FALSE | 8491.9295 | 6148.6965 | 3.417 | 74 | 6.6442e-05 | 2577 | 0.38709 | 2919 | 4.3185e-05 | 2909 | 0.0031957 | 0.12 | 1386
7319 | PARADISE 11061212 | 102831106 | PARADISE 1106 | 1212 | FALSE | 3248.6095 | 3232.6075 | 1.7965 | 33 | 0.00064007 | 12 | 0.066393 | 3123 | 4.2503e-05 | 2910 | 0.0014026 |  | 3117
10489 | CAMP EVERS 210510996 | 83622105 | CAMP EVERS 2105 | 10996 | FALSE | 1226.2093 | 1226.2093 | 0.68145 | 8 | 0.00063772 | 13 | 0.066431 | 3070 | 4.2365e-05 | 2911 | 0.00033892 | 3.1 | 562
7716 | PARADISE 110599226 | 102831105 | PARADISE 1105 | 99226 | FALSE | 5537.6206 | 1841.8715 | 1.0236 | 42 | 0.00062786 | 15 | 0.065639 | 3326 | 4.1187e-05 | 2912 | 0.0017299 |  | 3154
6446 | FORT BRAGG A 1102956 | 42761102 | FORT BRAGG A 1102 | 956 | FALSE | 19682.0883 | 18278.7267 | 10.1581 | 145 | 8.7665e-05 | 1994 | 0.39404 | 2918 | 4.0908e-05 | 2913 | 0.0059316 | 0.15 | 1277
2257 | BIG TREES 04025300 | 83050402 | BIG TREES 0402 | 5300 | FALSE | 15760.3239 | 15760.3239 | 8.7585 | 115 | 0.00020513 | 380 | 0.27315 | 2925 | 3.9714e-05 | 2914 | 0.0045672 |  | 2767
9775 | CAMP EVERS 210595050 | 83622105 | CAMP EVERS 2105 | 95050 | TRUE | 223.2117 | 223.2117 | 0.12405 | 5 | 0.00059508 | 17 | 0.066431 | 3081 | 3.9532e-05 | 2915 | 0.00019766 | 0.24 | 1092
2020 | DUNLAP 11037170 | 254061103 | DUNLAP 1103 | 7170 | FALSE | 8726.7127 | 8726.7127 | 4.8497 | 54 | 2.872e-05 | 3442 | 2.7066 | 2821 | 3.9493e-05 | 2916 | 0.0021326 | 0 | 2648
9147 | BEN LOMOND 04015400 | 83040401 | BEN LOMOND 0401 | 5400 | TRUE | 731.4241 | 731.4241 | 0.40648 | 4 | 0.00059378 | 18 | 0.066431 | 3083 | 3.9445e-05 | 2917 | 0.00015778 | 0.27 | 1057
2924 | ROB ROY 210538430 | 83692105 | ROB ROY 2105 | 38430 | FALSE | 10237.4777 | 6060.3575 | 3.3679 | 90 | 5.3215e-05 | 2959 | 0.59378 | 2912 | 3.7768e-05 | 2918 | 0.0033991 | 0.19 | 1175
2345 | MORGAN HILL 2106CB | 83242106 | MORGAN HILL 2106 | CB | FALSE | 6247.2514 | 1003.198 | 0.55751 | 47 | 4.8424e-05 | 3081 | 0.73812 | 2907 | 3.5184e-05 | 2919 | 0.0016536 |  | 2772
4552 | SHINGLE SPRINGS 2108449638 | 153652108 | SHINGLE SPRINGS 2108 | 449638 | TRUE | 41.9833 | 41.9833 | 0.023332 | 1 | 0.00016049 | 640 | 0.21903 | 2930 | 3.5151e-05 | 2920 | 3.5151e-05 |  | 2904
2359 | PACIFICA 1101777484 | 22811101 | PACIFICA 1101 | 777484 | FALSE | 5712.0142 | 1455.0408 | 0.80861 | 50 | 1.3219e-05 | 3597 | 5.1374 | 2746 | 3.5066e-05 | 2921 | 0.0017533 |  | 2773
6715 | PARADISE 11032534 | 102831103 | PARADISE 1103 | 2534 | FALSE | 5245.4729 | 5105.9059 | 2.8375 | 49 | 0.00050354 | 30 | 0.066327 | 3143 | 3.3375e-05 | 2922 | 0.0016354 | 0.49 | 899
416 | PACIFICA 1102CB | 22811102 | PACIFICA 1102 | CB | TRUE | 6265.5755 | 560.1275 | 0.31128 | 51 | 1.5294e-05 | 3585 | 1.6186 | 2858 | 3.2507e-05 | 2923 | 0.0016578 | 0.17 | 1234
4774 | PARADISE 11042488 | 102831104 | PARADISE 1104 | 2488 | FALSE | 5690.0714 | 5690.0714 | 3.1622 | 47 | 0.0004856 | 34 | 0.066431 | 3043 | 3.2259e-05 | 2924 | 0.0015162 |  | 2916
10872 | WILLOW CREEK 1103181562 | 192171103 | WILLOW CREEK 1103 | 181562 | TRUE | 4.572 | 4.572 | 0.0025408 | 1 | 0.00048291 | 37 | 0.066432 | 2996 | 3.208e-05 | 2925 | 3.208e-05 |  | 3615
5198 | PARADISE 1104283794 | 102831104 | PARADISE 1104 | 283794 | FALSE | 4034.8507 | 3810.7404 | 2.1178 | 37 | 0.00048267 | 38 | 0.066328 | 3142 | 3.2004e-05 | 2926 | 0.0011841 |  | 2942
2421 | FORT BRAGG A 110235592 | 42761102 | FORT BRAGG A 1102 | 35592 | FALSE | 21129.6388 | 21129.6388 | 11.7424 | 149 | 0.00014429 | 808 | 0.38535 | 2920 | 3.1961e-05 | 2927 | 0.0047622 | 0.14 | 1329
6748 | BRUNSWICK 11103907 | 152481110 | BRUNSWICK 1110 | 3907 | FALSE | 1437.9091 | 1437.9091 | 0.79909 | 16 | 0.00047789 | 39 | 0.066432 | 3009 | 3.1747e-05 | 2928 | 0.00050795 | 0.56 | 864
1323 | PEORIA 17013186 | 163781701 | PEORIA 1701 | 3186 | FALSE | 15806.1877 | 15806.1877 | 8.784 | 143 | 7.9358e-05 | 2223 | 0.39871 | 2917 | 3.1551e-05 | 2929 | 0.0045118 | 0.04 | 2226
6182 | BERESFORD 0403435168 | 24040403 | BERESFORD 0403 | 435168 | FALSE | 2902.2955 | 2068.4077 | 1.1495 | 26 | 4.9503e-05 | 3049 | 0.97971 | 2895 | 3.1131e-05 | 2930 | 0.00080941 |  | 3011
8329 | BRUNSWICK 1104244027 | 152481104 | BRUNSWICK 1104 | 244027 | TRUE | 620.9738 | 492.7502 | 0.27384 | 6 | 0.00047101 | 41 | 0.065791 | 3272 | 3.093e-05 | 2931 | 0.00018558 |  | 3214
10464 | CAMP EVERS 210595394 | 83622105 | CAMP EVERS 2105 | 95394 | TRUE | 790.3942 | 790.3942 | 0.43925 | 8 | 0.00046445 | 43 | 0.066431 | 3075 | 3.0854e-05 | 2932 | 0.00024683 | 8.99 | 417
4342 | PARADISE 110636042 | 102831106 | PARADISE 1106 | 36042 | FALSE | 14063.6211 | 13184.5103 | 7.3271 | 119 | 0.00046491 | 42 | 0.066335 | 3138 | 3.0817e-05 | 2933 | 0.0036673 |  | 2883
9818 | ANDERSON 1101561686 | 103261101 | ANDERSON 1101 | 561686 | TRUE | 147.2029 | 147.2029 | 0.081806 | 1 | 0.00044669 | 47 | 0.066431 | 3105 | 2.9674e-05 | 2934 | 2.9674e-05 |  | 3430
2309 | BEN LOMOND 040116010 | 83040401 | BEN LOMOND 0401 | 16010 | FALSE | 2728.9115 | 2728.9115 | 1.5165 | 25 | 0.00044502 | 49 | 0.066431 | 3054 | 2.9564e-05 | 2935 | 0.00073909 | 0.3 | 1015
2259 | LAKEWOOD 210738404 | 13532107 | LAKEWOOD 2107 | 38404 | FALSE | 9333.1056 | 5730.6143 | 3.1847 | 47 | 0.00010907 | 1427 | 0.73881 | 2906 | 2.9507e-05 | 2936 | 0.0013868 | 0.08 | 1611
6756 | FAIRMOUNT 0401395180 | 12650401 | FAIRMOUNT 0401 | 395180 | FALSE | 2394.7505 | 2263.8752 | 1.2581 | 20 | 1.6162e-05 | 3578 | 2.4421 | 2827 | 2.9412e-05 | 2937 | 0.00058824 |  | 3059
9891 | RIO DELL 1102214052 | 192251102 | RIO DELL 1102 | 214052 | TRUE | 1011.6764 | 941.1587 | 0.52303 | 7 | 0.00044429 | 50 | 0.066065 | 3204 | 2.933e-05 | 2938 | 0.00020531 |  | 3447
9611 | DIAMOND SPRINGS 1106176130 | 152261106 | DIAMOND SPRINGS 1106 | 176130 | TRUE | 32.0737 | 32.0737 | 0.017824 | 1 | 0.00044128 | 54 | 0.066432 | 3008 | 2.9315e-05 | 2939 | 2.9315e-05 |  | 3388
9648 | CAMP EVERS 2103CB | 83622103 | CAMP EVERS 2103 | CB | TRUE | 225.7012 | 190.3788 | 0.1058 | 6 | 0.00043795 | 56 | 0.066004 | 3225 | 2.9049e-05 | 2940 | 0.00017429 | 0.17 | 1240
7669 | PARADISE 1104CB | 102831104 | PARADISE 1104 | CB | FALSE | 5993.6916 | 2211.8341 | 1.2292 | 46 | 0.0004418 | 52 | 0.065541 | 3355 | 2.9018e-05 | 2941 | 0.0013348 | 4.56 | 515
8116 | BRUNSWICK 1107969778 | 152481107 | BRUNSWICK 1107 | 969778 | FALSE | 1070.9786 | 1070.9786 | 0.59518 | 9 | 0.00042983 | 59 | 0.066432 | 3004 | 2.8554e-05 | 2942 | 0.00025699 |  | 3193
1751 | PARADISE 1104954322 | 102831104 | PARADISE 1104 | 954322 | FALSE | 6923.0973 | 6923.0973 | 3.8474 | 63 | 0.0004268 | 60 | 0.066431 | 3044 | 2.8353e-05 | 2943 | 0.0017862 |  | 2742
6559 | BIG BASIN 11015479 | 82841101 | BIG BASIN 1101 | 5479 | TRUE | 289.2777 | 289.2777 | 0.16076 | 3 | 0.00041807 | 63 | 0.066431 | 3086 | 2.7773e-05 | 2944 | 8.3319e-05 | 2.14 | 619
11110 | CAMP EVERS 2105BL 2101 | 83622105 | CAMP EVERS 2105 | BL 2101 | TRUE | 5.191 | 5.191 | 0.0028848 | 1 | 0.00041248 | 66 | 0.066431 | 3087 | 2.7401e-05 | 2945 | 2.7401e-05 | 6.05 | 475
7068 | BURNS 2101CB | 183582101 | BURNS 2101 | CB | FALSE | 2742.3098 | 2742.3098 | 1.524 | 19 | 0.00040765 | 67 | 0.066431 | 3078 | 2.7081e-05 | 2946 | 0.00051453 | 26.67 | 267
10401 | POINT MORETTI 110110722 | 82931101 | POINT MORETTI 1101 | 10722 | TRUE | 937.9448 | 937.9448 | 0.52125 | 9 | 0.00040174 | 68 | 0.066431 | 3060 | 2.6688e-05 | 2947 | 0.00024019 | 14.01 | 358
2162 | SOBRANTE 1102L510R | 14671102 | SOBRANTE 1102 | L510R | FALSE | 15698.8958 | 15538.9501 | 8.6355 | 136 | 8.2413e-05 | 2142 | 0.24129 | 2927 | 2.6158e-05 | 2948 | 0.0035575 | 0.21 | 1146
8264 | MIRABEL 1101781318 | 42091101 | MIRABEL 1101 | 781318 | TRUE | 172.1377 | 172.1377 | 0.095663 | 3 | 0.00038201 | 74 | 0.066431 | 3034 | 2.5377e-05 | 2949 | 7.6132e-05 |  | 3210
2959 | PARADISE 110453544 | 102831104 | PARADISE 1104 | 53544 | FALSE | 1728.2043 | 1035.1182 | 0.57525 | 19 | 0.00038613 | 71 | 0.06569 | 3314 | 2.5314e-05 | 2950 | 0.00048097 |  | 2807
2047 | VALLEY VIEW 1103CB | 14341103 | VALLEY VIEW 1103 | CB | TRUE | 10480.8911 | 272.5459 | 0.15146 | 83 | 4.1439e-05 | 3235 | 0.25769 | 2926 | 2.5206e-05 | 2951 | 0.0020921 | 5.67 | 480
3341 | CAMP EVERS 21055146 | 83622105 | CAMP EVERS 2105 | 5146 | FALSE | 9534.7408 | 9534.7408 | 5.2988 | 63 | 0.00036971 | 78 | 0.066431 | 3063 | 2.4561e-05 | 2952 | 0.0015473 | 0.55 | 870
4945 | CASTRO VALLEY 1102837904 | 14091102 | CASTRO VALLEY 1102 | 837904 | FALSE | 3252.9939 | 1669.2171 | 0.92764 | 25 | 3.8294e-05 | 3293 | 0.69841 | 2909 | 2.4435e-05 | 2953 | 0.00061089 |  | 2930
5852 | PARADISE 1104961990 | 102831104 | PARADISE 1104 | 961990 | FALSE | 10972.2602 | 10972.2602 | 6.0977 | 91 | 0.00035642 | 85 | 0.066431 | 3018 | 2.3677e-05 | 2954 | 0.0021547 |  | 2984
8958 | PARADISE 1103772517 | 102831103 | PARADISE 1103 | 772517 | FALSE | 2777.244 | 2777.244 | 1.5434 | 24 | 0.00035423 | 87 | 0.066378 | 3129 | 2.3519e-05 | 2955 | 0.00056446 |  | 3281
5973 | BEN LOMOND 0401CB | 83040401 | BEN LOMOND 0401 | CB | FALSE | 12509.5528 | 12509.5528 | 6.952 | 106 | 0.00034662 | 93 | 0.066431 | 3076 | 2.3026e-05 | 2956 | 0.0024408 | 1.58 | 665
10776 | GRASS VALLEY 1101528232 | 152031101 | GRASS VALLEY 1101 | 528232 | TRUE | 149.6502 | 149.6502 | 0.083166 | 2 | 0.00033485 | 99 | 0.066432 | 3013 | 2.2245e-05 | 2957 | 4.449e-05 |  | 3604
10760 | FLINT 1102CB | 152531102 | FLINT 1102 | CB | TRUE | 149.4178 | 149.4178 | 0.083036 | 2 | 0.00033388 | 100 | 0.066432 | 3002 | 2.218e-05 | 2958 | 4.436e-05 | 0.05 | 1937
3909 | MORRO BAY 1102V84 | 183011102 | MORRO BAY 1102 | V84 | TRUE | 15879.9521 | 369.7837 | 0.2055 | 126 | 7.2115e-06 | 3627 | 0.37923 | 2921 | 2.1832e-05 | 2959 | 0.0027508 |  | 2861
7549 | PLACERVILLE 1111CB | 153081111 | PLACERVILLE 1111 | CB | FALSE | 2249.8408 | 2245.2688 | 1.2478 | 16 | 0.00032886 | 103 | 0.066351 | 3136 | 2.1827e-05 | 2960 | 0.00034924 | 0.1 | 1487
6107 | POINT MORETTI 110139126 | 82931101 | POINT MORETTI 1101 | 39126 | FALSE | 3634.7812 | 3634.7812 | 2.02 | 31 | 0.00031627 | 110 | 0.066431 | 3079 | 2.101e-05 | 2961 | 0.00065131 | 15.84 | 344
9485 | CAMP EVERS 2106834583 | 83622106 | CAMP EVERS 2106 | 834583 | TRUE | 981.0329 | 981.0329 | 0.54519 | 7 | 0.00030071 | 130 | 0.066431 | 3073 | 1.9977e-05 | 2962 | 0.00013984 | 4.09 | 528
6136 | BIG TREES 0402737512 | 83050402 | BIG TREES 0402 | 737512 | FALSE | 11180.7593 | 10917.3933 | 6.0672 | 89 | 0.0002931 | 137 | 0.066402 | 3118 | 1.9465e-05 | 2963 | 0.0017324 |  | 3008
940 | CAMP EVERS 210511384 | 83622105 | CAMP EVERS 2105 | 11384 | FALSE | 8402.4777 | 8402.4777 | 4.6695 | 59 | 0.00028937 | 140 | 0.066431 | 3069 | 1.9223e-05 | 2964 | 0.0011342 | 13.77 | 362
8260 | DIAMOND SPRINGS 1106762780 | 152261106 | DIAMOND SPRINGS 1106 | 762780 | TRUE | 1282.4551 | 400.767 | 0.22272 | 11 | 0.0002944 | 135 | 0.065383 | 3424 | 1.9222e-05 | 2965 | 0.00021145 |  | 3209
9711 | BRUNSWICK 1103262343 | 152481103 | BRUNSWICK 1103 | 262343 | FALSE | 1232.8709 | 1232.8709 | 0.68515 | 11 | 0.00028891 | 143 | 0.066432 | 3003 | 1.9193e-05 | 2966 | 0.00021112 |  | 3404
6422 | BIG BASIN 11029741 | 82841102 | BIG BASIN 1102 | 9741 | FALSE | 1036.4661 | 1036.4661 | 0.576 | 10 | 0.00028291 | 149 | 0.066431 | 3057 | 1.8794e-05 | 2967 | 0.00018794 | 14.27 | 356
471 | BIG BASIN 11015028 | 82841101 | BIG BASIN 1101 | 5028 | FALSE | 8087.7219 | 8087.7219 | 4.4946 | 59 | 0.00027873 | 160 | 0.066431 | 3056 | 1.8516e-05 | 2968 | 0.0010925 | 0.63 | 832
5836 | BRUNSWICK 1103851116 | 152481103 | BRUNSWICK 1103 | 851116 | TRUE | 405.8442 | 316.0008 | 0.17561 | 4 | 0.00027959 | 155 | 0.066111 | 3190 | 1.8459e-05 | 2969 | 7.3835e-05 |  | 2981
10320 | DIAMOND SPRINGS 1106926235 | 152261106 | DIAMOND SPRINGS 1106 | 926235 | TRUE | 416.1419 | 305.3669 | 0.1697 | 4 | 0.00027977 | 153 | 0.065791 | 3274 | 1.8372e-05 | 2970 | 7.3487e-05 |  | 3532
10026 | SARATOGA 1103981056 | 83371103 | SARATOGA 1103 | 981056 | TRUE | 227.7546 | 132.017 | 0.073366 | 2 | 0.00027805 | 163 | 0.065789 | 3285 | 1.8259e-05 | 2971 | 3.6518e-05 |  | 3476
7034 | DIAMOND SPRINGS 110699658 | 152261106 | DIAMOND SPRINGS 1106 | 99658 | TRUE | 4406.3905 | 0 | 0 | 39 | 0.00027979 | 152 | 0.06515 | 3578 | 1.8228e-05 | 2972 | 0.0007109 | 0.05 | 2030
4269 | BRUNSWICK 110378862 | 152481103 | BRUNSWICK 1103 | 78862 | TRUE | 1804.4635 | 123.6088 | 0.068694 | 17 | 0.00027939 | 158 | 0.065225 | 3497 | 1.8213e-05 | 2973 | 0.00030962 | 5.76 | 478
3650 | ROB ROY 210512584 | 83692105 | ROB ROY 2105 | 12584 | FALSE | 41638.8897 | 5651.1648 | 3.1405 | 297 | 5.9861e-05 | 2779 | 0.22529 | 2929 | 1.8188e-05 | 2974 | 0.0054019 | 0.03 | 2245
2640 | PERRY 1101V72 | 183071101 | PERRY 1101 | V72 | FALSE | 14155.2453 | 9610.0836 | 5.3406 | 101 | 2.6938e-05 | 3473 | 1.494 | 2866 | 1.8115e-05 | 2975 | 0.0018297 | 0.05 | 1974
7574 | CAMP EVERS 210611006 | 83622106 | CAMP EVERS 2106 | 11006 | FALSE | 3281.0215 | 3281.0215 | 1.8234 | 24 | 0.00027097 | 170 | 0.066431 | 3059 | 1.8001e-05 | 2976 | 0.00043202 | 0.37 | 965
10111 | ALLEGHANY 11011101/2 | 152101101 | ALLEGHANY 1101 | 1101/2 | TRUE | 32.8824 | 32.8824 | 0.018274 | 1 | 0.00026849 | 175 | 0.066431 | 3046 | 1.7836e-05 | 2977 | 1.7836e-05 |  | 3493
7350 | SUMMIT 1101CB | 152591101 | SUMMIT 1101 | CB | TRUE | 221.0797 | 221.0797 | 0.12286 | 2 | 0.0002671 | 177 | 0.066431 | 3047 | 1.7744e-05 | 2978 | 3.5488e-05 | 0.03 | 2339
10523 | CAMP EVERS 2104710556 | 83622104 | CAMP EVERS 2104 | 710556 | TRUE | 81.8649 | 65.863 | 0.036602 | 2 | 0.00026928 | 174 | 0.065792 | 3269 | 1.7662e-05 | 2979 | 3.5324e-05 |  | 3566
5707 | FLINT 1101958726 | 152531101 | FLINT 1101 | 958726 | FALSE | 1647.4395 | 1605.4653 | 0.89221 | 13 | 0.00026566 | 180 | 0.066333 | 3140 | 1.7619e-05 | 2980 | 0.00022904 |  | 2975
8628 | POINT MORETTI 11015401 | 82931101 | POINT MORETTI 1101 | 5401 | FALSE | 4047.5171 | 4047.5171 | 2.2493 | 34 | 0.0002635 | 187 | 0.066431 | 3064 | 1.7505e-05 | 2981 | 0.00059516 | 18.02 | 327
10455 | POTTER VALLEY P H 1104CB | 42281104 | POTTER VALLEY P H 1104 | CB | TRUE | 158.4451 | 158.4451 | 0.088053 | 2 | 0.00026209 | 192 | 0.066431 | 3100 | 1.7411e-05 | 2982 | 3.4822e-05 | 0.02 | 2438
1795 | BOLINAS 11011064 | 42261101 | BOLINAS 1101 | 1064 | FALSE | 7144.3316 | 1005.39 | 0.55873 | 51 | 5.2154e-05 | 2989 | 0.37559 | 2922 | 1.7391e-05 | 2983 | 0.00088693 | 0.02 | 2426
11067 | BRUNSWICK 1104761310 | 152481104 | BRUNSWICK 1104 | 761310 | TRUE | 43.1053 | 43.1053 | 0.023955 | 1 | 0.00026016 | 195 | 0.066432 | 3006 | 1.7283e-05 | 2984 | 1.7283e-05 | 9.94 | 403
130 | CAMP EVERS 21055232 | 83622105 | CAMP EVERS 2105 | 5232 | FALSE | 7264.9547 | 7264.9547 | 4.0374 | 50 | 0.00025977 | 196 | 0.066431 | 3065 | 1.7257e-05 | 2985 | 0.00086284 | 0.52 | 889
9051 | BRUNSWICK 1103956424 | 152481103 | BRUNSWICK 1103 | 956424 | FALSE | 2618.2583 | 1661.8272 | 0.92353 | 21 | 0.00026235 | 190 | 0.065882 | 3247 | 1.7224e-05 | 2986 | 0.00036171 |  | 3301
7122 | CAMP EVERS 210510786 | 83622105 | CAMP EVERS 2105 | 10786 | FALSE | 7392.1952 | 7392.1952 | 4.1081 | 58 | 0.00025715 | 199 | 0.066431 | 3068 | 1.7083e-05 | 2987 | 0.0009908 | 23.31 | 288
7997 | CAMP EVERS 210411048 | 83622104 | CAMP EVERS 2104 | 11048 | FALSE | 2138.5875 | 1473.7073 | 0.81899 | 19 | 0.00025575 | 204 | 0.065825 | 3261 | 1.6894e-05 | 2988 | 0.00032099 | 0.22 | 1122
10098 | RALSTON 1101100040 | 24141101 | RALSTON 1101 | 100040 | FALSE | 1340.2293 | 1324.2274 | 0.73592 | 7 | 0.00025542 | 205 | 0.065698 | 3313 | 1.6779e-05 | 2989 | 0.00011745 |  | 3490
4770 | CAMP EVERS 210574170 | 83622105 | CAMP EVERS 2105 | 74170 | FALSE | 5752.9394 | 5752.9394 | 3.1971 | 43 | 0.00025227 | 211 | 0.066431 | 3071 | 1.6759e-05 | 2990 | 0.00072063 | 54.65 | 106
10059 | POTTER VALLEY P H 1105CB | 42281105 | POTTER VALLEY P H 1105 | CB | TRUE | 89.3518 | 89.3518 | 0.049656 | 2 | 0.0002491 | 218 | 0.066431 | 3102 | 1.6548e-05 | 2991 | 3.3096e-05 | 0.02 | 2430
1470 | PLACERVILLE 210619732 | 153082106 | PLACERVILLE 2106 | 19732 | FALSE | 14898.6258 | 14898.6258 | 8.2797 | 125 | 0.00024625 | 229 | 0.066432 | 3015 | 1.6359e-05 | 2992 | 0.0020448 | 0.39 | 954
5865 | CAMP EVERS 210611044 | 83622106 | CAMP EVERS 2106 | 11044 | FALSE | 19649.9105 | 12291.7272 | 6.8309 | 144 | 0.00024668 | 228 | 0.06589 | 3246 | 1.6316e-05 | 2993 | 0.0023496 | 0.26 | 1067
4584 | BRUNSWICK 1107357568 | 152481107 | BRUNSWICK 1107 | 357568 | FALSE | 3842.9954 | 1927.7671 | 1.0713 | 35 | 0.00024621 | 230 | 0.065663 | 3320 | 1.6214e-05 | 2994 | 0.0005675 |  | 2905
4170 | SAN RAFAEL 11042651 | 42011104 | SAN RAFAEL 1104 | 2651 | FALSE | 1316.7963 | 1238.5246 | 0.68829 | 10 | 0.00024324 | 237 | 0.066303 | 3149 | 1.6143e-05 | 2995 | 0.00016143 | 0.05 | 1964
4250 | SAN RAFAEL 1106837 | 42011106 | SAN RAFAEL 1106 | 837 | FALSE | 2514.1986 | 1083.651 | 0.60222 | 22 | 0.00024512 | 232 | 0.065733 | 3299 | 1.6143e-05 | 2996 | 0.00035514 | 0.03 | 2298
8770 | MIRABEL 11027401 | 42091102 | MIRABEL 1102 | 7401 | FALSE | 1710.0336 | 1710.0336 | 0.95032 | 12 | 0.00023873 | 251 | 0.066431 | 3026 | 1.5859e-05 | 2997 | 0.00019031 | 5.59 | 483
5879 | BIG BASIN 11019773 | 82841101 | BIG BASIN 1101 | 9773 | TRUE | 724.8545 | 724.8545 | 0.40283 | 6 | 0.00023796 | 254 | 0.066431 | 3077 | 1.5808e-05 | 2998 | 9.4849e-05 | 6.09 | 473
4254 | BRUNSWICK 111095576 | 152481110 | BRUNSWICK 1110 | 95576 | TRUE | 3539.5092 | 0 | 0 | 30 | 0.00024199 | 240 | 0.06515 | 3580 | 1.5765e-05 | 2999 | 0.00047296 | 0.02 | 2521
5644 | BRUNSWICK 1103234378 | 152481103 | BRUNSWICK 1103 | 234378 | FALSE | 1230.3375 | 1030.7217 | 0.57281 | 13 | 0.00023818 | 253 | 0.065939 | 3237 | 1.5727e-05 | 3000 | 0.00020445 |  | 2969
644 | CAMP EVERS 210511004 | 83622105 | CAMP EVERS 2105 | 11004 | FALSE | 6981.3249 | 6981.3249 | 3.8798 | 60 | 0.000234 | 264 | 0.066431 | 3053 | 1.5545e-05 | 3001 | 0.00093268 | 0.81 | 772
10461 | GIRVAN 1102296428 | 103401102 | GIRVAN 1102 | 296428 | FALSE | 5326.8427 | 2768.6124 | 1.5386 | 14 | 0.00023533 | 262 | 0.065703 | 3308 | 1.5492e-05 | 3002 | 0.00021689 |  | 3554
8135 | WOODSIDE 1101CB | 24251101 | WOODSIDE 1101 | CB | TRUE | 6762.3674 | 0 | 0 | 59 | 0.00023708 | 256 | 0.065169 | 3547 | 1.545e-05 | 3003 | 0.00091153 |  | 3195
555 | BRUNSWICK 110750008 | 152481107 | BRUNSWICK 1107 | 50008 | FALSE | 7897.7178 | 1828.8508 | 1.0164 | 64 | 0.00023509 | 263 | 0.06535 | 3436 | 1.5377e-05 | 3004 | 0.0009841 | 0.7 | 810
4851 | DIAMOND SPRINGS 1106910235 | 152261106 | DIAMOND SPRINGS 1106 | 910235 | TRUE | 1774.1223 | 851.0444 | 0.47295 | 16 | 0.00023372 | 267 | 0.065631 | 3328 | 1.5283e-05 | 3005 | 0.00024453 |  | 2923
436 | SARATOGA 1107LC26 | 83371107 | SARATOGA 1107 | LC26 | FALSE | 9057.4757 | 9057.4757 | 5.0335 | 74 | 0.00022734 | 294 | 0.066432 | 2991 | 1.5103e-05 | 3006 | 0.0011176 | 0.12 | 1372
3317 | PLACERVILLE 1110CB | 153081110 | PLACERVILLE 1110 | CB | FALSE | 2889.8933 | 1390.1141 | 0.77253 | 28 | 0.0002292 | 288 | 0.065745 | 3295 | 1.5035e-05 | 3007 | 0.00042097 | 0.09 | 1554
4169 | GRASS VALLEY 1102CB | 152031102 | GRASS VALLEY 1102 | CB | TRUE | 9322.594 | 131.7629 | 0.073225 | 81 | 0.00022849 | 289 | 0.065197 | 3511 | 1.4894e-05 | 3008 | 0.0012064 |  | 2874
1767 | MONTE RIO 111264682 | 42811112 | MONTE RIO 1112 | 64682 | FALSE | 2835.1135 | 2835.1135 | 1.5756 | 22 | 0.00022403 | 304 | 0.066431 | 3092 | 1.4883e-05 | 3009 | 0.00032742 | 46.82 | 138
7374 | MIRABEL 1102841 | 42091102 | MIRABEL 1102 | 841 | FALSE | 1307.0396 | 1307.0396 | 0.72637 | 12 | 0.00022352 | 305 | 0.066431 | 3027 | 1.4849e-05 | 3010 | 0.00017819 | 0.34 | 982
9494 | SAN RAFAEL 1101546438 | 42011101 | SAN RAFAEL 1101 | 546438 | FALSE | 1552.7497 | 1541.3848 | 0.8566 | 14 | 0.00022139 | 313 | 0.066248 | 3162 | 1.4698e-05 | 3011 | 0.00020577 |  | 3363
7746 | SALT SPRINGS 21014913 | 163692101 | SALT SPRINGS 2101 | 4913 | FALSE | 6065.3094 | 6065.3094 | 3.3707 | 54 | 1.9829e-05 | 3546 | 0.94688 | 2897 | 1.4645e-05 | 3012 | 0.00079082 | 0.02 | 2519
7346 | OAKLAND K 1101CR346 | 12101101 | OAKLAND K 1101 | CR346 | TRUE | 330.9469 | 330.9469 | 0.18392 | 3 | 0.00021988 | 322 | 0.066432 | 2961 | 1.4607e-05 | 3013 | 4.3821e-05 | 0.27 | 1053
112 | EL DORADO PH 210219562 | 152762102 | EL DORADO PH 2102 | 19562 | FALSE | 11663.8964 | 11663.8964 | 6.482 | 98 | 0.00021832 | 327 | 0.066431 | 3051 | 1.4503e-05 | 3014 | 0.0014213 | 80.06 | 48
3957 | LOS GATOS 1106LA42 | 82021106 | LOS GATOS 1106 | LA42 | FALSE | 4459.4554 | 4459.4554 | 2.4783 | 35 | 0.00021752 | 329 | 0.066431 | 3062 | 1.445e-05 | 3015 | 0.00050575 | 0.48 | 904
10681 | GEYSERVILLE 1101975350 | 42891101 | GEYSERVILLE 1101 | 975350 | TRUE | 405.3394 | 73.1065 | 0.040628 | 3 | 0.00015577 | 686 | 0.090462 | 2933 | 1.4284e-05 | 3016 | 4.2852e-05 |  | 3591
10208 | SHINGLE SPRINGS 2110CB | 153652110 | SHINGLE SPRINGS 2110 | CB | FALSE | 2054.39 | 1346.787 | 0.74845 | 15 | 0.00021376 | 344 | 0.065919 | 3239 | 1.4099e-05 | 3017 | 0.00021149 | 0.16 | 1250
10739 | FORT BRAGG A 1104920850 | 42761104 | FORT BRAGG A 1104 | 920850 | TRUE | 514.6425 | 322.1994 | 0.17906 | 3 | 0.00021514 | 340 | 0.065576 | 3348 | 1.406e-05 | 3018 | 4.2181e-05 |  | 3600
9733 | AUBURN 11028611 | 152161102 | AUBURN 1102 | 8611 | FALSE | 2893.9317 | 2893.9317 | 1.6083 | 22 | 0.00020875 | 367 | 0.066432 | 3005 | 1.3867e-05 | 3019 | 0.00030508 | 0.05 | 1987
6925 | MIRABEL 11022043 | 42091102 | MIRABEL 1102 | 2043 | TRUE | 902.2238 | 902.2238 | 0.5014 | 8 | 0.00020837 | 369 | 0.066431 | 3028 | 1.3842e-05 | 3020 | 0.00011074 | 28.28 | 251
6206 | SAN RAFAEL 11081247 | 42011108 | SAN RAFAEL 1108 | 1247 | TRUE | 443.4693 | 443.4693 | 0.24645 | 3 | 0.00020644 | 376 | 0.066431 | 3039 | 1.3714e-05 | 3021 | 4.1142e-05 | 45.01 | 152
9515 | HARRIS 1109661309 | 192431109 | HARRIS 1109 | 661309 | TRUE | 2205.0428 | 453.7966 | 0.25219 | 16 | 0.00020886 | 365 | 0.065469 | 3383 | 1.3667e-05 | 3022 | 0.00021867 |  | 3369
10016 | CAMP EVERS 2104600529 | 83622104 | CAMP EVERS 2104 | 600529 | TRUE | 435.4123 | 422.8048 | 0.23497 | 4 | 0.00020229 | 388 | 0.066112 | 3188 | 1.3356e-05 | 3023 | 5.3422e-05 |  | 3471
10551 | PUEBLO 1104968601 | 43291104 | PUEBLO 1104 | 968601 | TRUE | 12.2398 | 12.2398 | 0.0068021 | 1 | 0.00020045 | 395 | 0.066431 | 3041 | 1.3316e-05 | 3024 | 1.3316e-05 |  | 3573
8097 | SARATOGA 11075696 | 83371107 | SARATOGA 1107 | 5696 | FALSE | 9835.0739 | 8152.2263 | 4.5305 | 90 | 0.00020042 | 396 | 0.066175 | 3179 | 1.3265e-05 | 3025 | 0.0011939 | 0.11 | 1418
9710 | GEYSERVILLE 1101216442 | 42891101 | GEYSERVILLE 1101 | 216442 | TRUE | 327.4361 | 327.4361 | 0.18197 | 4 | 0.00012382 | 1123 | 0.10422 | 2932 | 1.2906e-05 | 3026 | 5.1625e-05 |  | 3403
8869 | BRUNSWICK 11047181 | 152481104 | BRUNSWICK 1104 | 7181 | FALSE | 1244.1443 | 1244.1443 | 0.69141 | 11 | 0.00019333 | 428 | 0.066432 | 3010 | 1.2843e-05 | 3027 | 0.00014128 | 7.1 | 450
8464 | CAMP EVERS 21067603 | 83622106 | CAMP EVERS 2106 | 7603 | FALSE | 1527.2306 | 1527.2306 | 0.84873 | 11 | 0.00019238 | 431 | 0.066431 | 3055 | 1.278e-05 | 3028 | 0.00014058 | 0.27 | 1054
1616 | SARATOGA 1106LC24 | 83371106 | SARATOGA 1106 | LC24 | FALSE | 18535.4178 | 13258.5886 | 7.3682 | 154 | 0.00019316 | 429 | 0.066006 | 3215 | 1.2747e-05 | 3029 | 0.001963 | 0.08 | 1601
10877 | MORAGA 110183424 | 13801101 | MORAGA 1101 | 83424 | FALSE | 2603.9122 | 2600.4486 | 1.4452 | 7 | 0.00018902 | 446 | 0.066249 | 3161 | 1.2546e-05 | 3030 | 8.7822e-05 | 8.82 | 419
7661 | CAMP EVERS 210616000 | 83622106 | CAMP EVERS 2106 | 16000 | FALSE | 6212.4721 | 3353.5945 | 1.8637 | 51 | 0.000189 | 448 | 0.065804 | 3266 | 1.2496e-05 | 3031 | 0.0006373 | 13.79 | 361
11062 | KESWICK 1101CB | 103451101 | KESWICK 1101 | CB | TRUE | 26.6683 | 26.6683 | 0.01482 | 1 | 0.00018686 | 464 | 0.066431 | 3104 | 1.2413e-05 | 3032 | 1.2413e-05 | 0.2 | 1169
10730 | STAFFORD 1101344092 | 43201101 | STAFFORD 1101 | 344092 | TRUE | 131.1041 | 115.3192 | 0.064087 | 2 | 0.00018617 | 465 | 0.066431 | 3037 | 1.2368e-05 | 3033 | 2.4736e-05 |  | 3598
2899 | PLACER 1101208930 | 152461101 | PLACER 1101 | 208930 | TRUE | 1425.5587 | 187.1265 | 0.10399 | 10 | 0.00018882 | 449 | 11.1381 | 2605 | 1.2302e-05 | 3034 | 0.00012302 |  | 2804
3721 | SHINGLE SPRINGS 210511172 | 153652105 | SHINGLE SPRINGS 2105 | 11172 | FALSE | 3921.2737 | 3218.2333 | 1.7885 | 38 | 0.00018146 | 501 | 0.066162 | 3181 | 1.2003e-05 | 3035 | 0.00045612 | 0.11 | 1424
8829 | MONTE RIO 1111CB | 42811111 | MONTE RIO 1111 | CB | TRUE | 408.9065 | 408.9065 | 0.22724 | 4 | 0.0001783 | 516 | 0.066431 | 3029 | 1.1845e-05 | 3036 | 4.7378e-05 | 13.33 | 366
3789 | LOS GATOS 1106LA46 | 82021106 | LOS GATOS 1106 | LA46 | FALSE | 2411.7925 | 2411.7925 | 1.3403 | 20 | 0.00017602 | 522 | 0.066431 | 3058 | 1.1694e-05 | 3037 | 0.00023387 | 19.55 | 311
8577 | SARATOGA 1115463510 | 83371115 | SARATOGA 1115 | 463510 | FALSE | 4881.4666 | 4697.8741 | 2.6108 | 41 | 0.0001755 | 524 | 0.066369 | 3132 | 1.1648e-05 | 3038 | 0.00047756 |  | 3239
8231 | HALF MOON BAY 11038898 | 24101103 | HALF MOON BAY 1103 | 8898 | FALSE | 1034.8013 | 1034.8013 | 0.57507 | 9 | 0.00017399 | 534 | 0.066431 | 3061 | 1.1558e-05 | 3039 | 0.00010403 | 0.71 | 804
3716 | CASTRO VALLEY 1102MR359 | 14091102 | CASTRO VALLEY 1102 | MR359 | TRUE | 10891.9524 | 0 | 0 | 90 | 2.5295e-05 | 3493 | 0.41659 | 2914 | 1.1476e-05 | 3040 | 0.0010328 |  | 2849
9742 | MONROE 210392868 | 43302103 | MONROE 2103 | 92868 | TRUE | 1050.3516 | 203.5363 | 0.11311 | 14 | 0.00017449 | 531 | 0.065522 | 3360 | 1.1443e-05 | 3041 | 0.0001602 | 0.39 | 955
830 | OAKLAND X 1104391688 | 12541104 | OAKLAND X 1104 | 391688 | FALSE | 2071.721 | 2071.721 | 1.1513 | 16 | 0.00017212 | 549 | 0.066431 | 3109 | 1.1434e-05 | 3042 | 0.00018295 |  | 2694
3807 | CAMP EVERS 210355638 | 83622103 | CAMP EVERS 2103 | 55638 | FALSE | 5639.9215 | 2949.5648 | 1.6392 | 42 | 0.00017356 | 537 | 0.065698 | 3312 | 1.1416e-05 | 3043 | 0.00047946 | 0.27 | 1049
2161 | LAKEWOOD 2227W503R | 13532227 | LAKEWOOD 2227 | W503R | TRUE | 12304.5424 | 121.8736 | 0.067729 | 89 | 1.999e-05 | 3544 | 0.42059 | 2913 | 1.1363e-05 | 3044 | 0.0010113 |  | 2765
10225 | CLOVERDALE 1101409224 | 42821101 | CLOVERDALE 1101 | 409224 | TRUE | 353.3451 | 138.7205 | 0.077092 | 4 | 0.0001558 | 685 | 0.071835 | 2942 | 1.131e-05 | 3045 | 4.524e-05 |  | 3518
9704 | DEL MAR 210938684 | 152582109 | DEL MAR 2109 | 38684 | TRUE | 100.1157 | 38.3974 | 0.021339 | 1 | 0.00017305 | 542 | 0.065149 | 3581 | 1.1274e-05 | 3046 | 1.1274e-05 | 0.02 | 2437
6951 | MONTE RIO 1111506 | 42811111 | MONTE RIO 1111 | 506 | FALSE | 2021.7882 | 2021.7882 | 1.1236 | 18 | 0.00016864 | 571 | 0.066431 | 3019 | 1.1203e-05 | 3047 | 0.00020165 | 19.11 | 314
7579 | WOODSIDE 11012299 | 24251101 | WOODSIDE 1101 | 2299 | FALSE | 2927.8179 | 2927.8179 | 1.6271 | 25 | 0.00016866 | 570 | 0.06638 | 3127 | 1.1198e-05 | 3048 | 0.00027996 | 3.04 | 566
4426 | SHINGLE SPRINGS 11038752 | 153651103 | SHINGLE SPRINGS 1103 | 8752 | FALSE | 2987.795 | 2987.795 | 1.6604 | 32 | 0.00016401 | 600 | 0.066391 | 3124 | 1.0889e-05 | 3049 | 0.00034845 | 0.14 | 1308
3276 | CAMP EVERS 210310946 | 83622103 | CAMP EVERS 2103 | 10946 | FALSE | 13600.904 | 9098.3132 | 5.0562 | 112 | 0.00016435 | 595 | 0.06595 | 3235 | 1.0851e-05 | 3050 | 0.0012153 | 0.4 | 945
4220 | OAKLAND X 1104CR214 | 12541104 | OAKLAND X 1104 | CR214 | FALSE | 4637.1496 | 4637.1496 | 2.577 | 35 | 0.00016318 | 609 | 0.066431 | 3098 | 1.0841e-05 | 3051 | 0.00037942 | 26.71 | 265
3032 | OAKLAND X 1104CR288 | 12541104 | OAKLAND X 1104 | CR288 | FALSE | 4382.4988 | 4382.4988 | 2.4355 | 46 | 0.00016278 | 615 | 0.066431 | 3090 | 1.0814e-05 | 3052 | 0.00049744 | 0.78 | 779
3352 | OAKLAND X 1104CR022 | 12541104 | OAKLAND X 1104 | CR022 | FALSE | 6467.1642 | 6467.1642 | 3.594 | 48 | 0.00016152 | 625 | 0.066431 | 3103 | 1.073e-05 | 3053 | 0.00051505 | 12.67 | 369
9828 | ALLEGHANY 11021101/2 | 152101102 | ALLEGHANY 1102 | 1101/2 | TRUE | 31.1897 | 31.1897 | 0.017333 | 1 | 0.00016141 | 627 | 0.066431 | 3050 | 1.0723e-05 | 3054 | 1.0723e-05 |  | 3431
9784 | CAMP EVERS 2104496570 | 83622104 | CAMP EVERS 2104 | 496570 | TRUE | 701.3537 | 389.3118 | 0.21635 | 8 | 0.00016262 | 617 | 0.065632 | 3327 | 1.0717e-05 | 3055 | 8.5734e-05 |  | 3421
6309 | MONTE RIO 1113250 | 42811113 | MONTE RIO 1113 | 250 | FALSE | 1985.3414 | 1985.3414 | 1.1033 | 14 | 0.0001605 | 639 | 0.066431 | 3020 | 1.0662e-05 | 3056 | 0.00014927 | 12.63 | 371
10893 | FROGTOWN 1702390720 | 163451702 | FROGTOWN 1702 | 390720 | TRUE | 218.4469 | 202.4448 | 0.11251 | 2 | 0.00015881 | 655 | 0.066432 | 2955 | 1.055e-05 | 3057 | 2.11e-05 |  | 3617
4614 | SAN RAFAEL 11081262 | 42011108 | SAN RAFAEL 1108 | 1262 | FALSE | 7115.8815 | 6311.248 | 3.5074 | 57 | 0.00015861 | 656 | 0.066252 | 3160 | 1.0529e-05 | 3058 | 0.00060016 | 0.45 | 914
9095 | LLAGAS 2107250129 | 83182107 | LLAGAS 2107 | 250129 | TRUE | 467.9989 | 401.6728 | 0.22322 | 5 | 0.00015745 | 668 | 0.066432 | 2964 | 1.046e-05 | 3059 | 5.23e-05 |  | 3307
8911 | CAMP EVERS 2106CB | 83622106 | CAMP EVERS 2106 | CB | FALSE | 3786.5637 | 1101.4532 | 0.61211 | 37 | 0.00015882 | 654 | 0.065393 | 3421 | 1.0397e-05 | 3060 | 0.00038468 | 0.08 | 1623
10545 | PASO ROBLES 1103451760 | 182611103 | PASO ROBLES 1103 | 451760 | TRUE | 98.2563 | 98.2563 | 0.054604 | 2 | 0.000155 | 694 | 0.066432 | 2956 | 1.0297e-05 | 3061 | 2.0594e-05 |  | 3571
1830 | SANTA ROSA A 1104210 | 42151104 | SANTA ROSA A 1104 | 210 | FALSE | 12611.9142 | 10477.8716 | 5.8229 | 107 | 0.00015483 | 696 | 0.066181 | 3174 | 1.0255e-05 | 3062 | 0.0010973 | 0.61 | 845
10656 | MIWUK 170179118 | 163661701 | MIWUK 1701 | 79118 | TRUE | 31.1564 | 31.1564 | 0.017315 | 2 | 0.00015411 | 704 | 0.066431 | 3084 | 1.0238e-05 | 3063 | 2.0475e-05 | 13.07 | 367
7888 | MONTE RIO 1112212 | 42811112 | MONTE RIO 1112 | 212 | FALSE | 3618.1725 | 3618.1725 | 2.0107 | 27 | 0.00015405 | 705 | 0.066431 | 3024 | 1.0234e-05 | 3064 | 0.00027631 | 26.95 | 263
5285 | CAMP EVERS 21061625 | 83622106 | CAMP EVERS 2106 | 1625 | FALSE | 1400.9701 | 1400.9701 | 0.77857 | 10 | 0.00015401 | 706 | 0.066431 | 3067 | 1.0231e-05 | 3065 | 0.00010231 | 45.14 | 150
7246 | HUMBOLDT BAY 1102104220 | 192341102 | HUMBOLDT BAY 1102 | 104220 | FALSE | 5237.7249 | 1476.8749 | 0.82075 | 45 | 0.00015541 | 691 | 0.065461 | 3392 | 1.0177e-05 | 3066 | 0.00045796 |  | 3107
3485 | SAN RAFAEL 1107CB | 42011107 | SAN RAFAEL 1107 | CB | FALSE | 12682.0012 | 7810.3005 | 4.3404 | 107 | 0.00015094 | 728 | 0.065845 | 3256 | 9.9897e-06 | 3067 | 0.0010689 | 0.33 | 987
1447 | OAKLAND K 1104CR204 | 12101104 | OAKLAND K 1104 | CR204 | FALSE | 6639.5298 | 6639.5298 | 3.6898 | 49 | 0.00015005 | 734 | 0.066431 | 3107 | 9.9677e-06 | 3068 | 0.00048842 | 0.48 | 901
10822 | GRASS VALLEY 1103CB | 152031103 | GRASS VALLEY 1103 | CB | TRUE | 191.1806 | 191.1806 | 0.10625 | 2 | 0.00014987 | 738 | 0.066432 | 3011 | 9.9558e-06 | 3069 | 1.9912e-05 | 0.03 | 2348
3457 | OAKLAND K 1101CR178 | 12101101 | OAKLAND K 1101 | CR178 | TRUE | 529.8862 | 529.8862 | 0.29448 | 7 | 0.00014846 | 758 | 0.066432 | 2953 | 9.8623e-06 | 3070 | 6.9036e-05 | 0.29 | 1028
3129 | SYCAMORE CREEK 1109CB | 102971109 | SYCAMORE CREEK 1109 | CB | TRUE | 14599.8126 | 271.1511 | 0.15069 | 108 | 0.00013381 | 947 | 0.073352 | 2938 | 9.8448e-06 | 3071 | 0.0010632 | 0.04 | 2189
2013 | SHINGLE SPRINGS 210851474 | 153652108 | SHINGLE SPRINGS 2108 | 51474 | TRUE | 7519.049 | 594.1189 | 0.33017 | 68 | 0.00015085 | 730 | 0.065188 | 3526 | 9.839e-06 | 3072 | 0.00066905 | 0.02 | 2433
4677 | MIDDLETOWN 1101932140 | 43141101 | MIDDLETOWN 1101 | 932140 | TRUE | 1542.2382 | 861.7057 | 0.47888 | 15 | 0.00014685 | 774 | 0.065836 | 3258 | 9.669e-06 | 3073 | 0.00014503 |  | 2908
3638 | WOODSIDE 1104CB | 24251104 | WOODSIDE 1104 | CB | TRUE | 11988.7275 | 167.7195 | 0.093207 | 114 | 0.00014824 | 761 | 0.06517 | 3545 | 9.6632e-06 | 3074 | 0.0011016 | 0.07 | 1673
8277 | MONTE RIO 1113532 | 42811113 | MONTE RIO 1113 | 532 | TRUE | 844.3261 | 844.3261 | 0.46922 | 8 | 0.00014487 | 803 | 0.066431 | 3021 | 9.6241e-06 | 3075 | 7.6993e-05 | 27.34 | 259
854 | SHINGLE SPRINGS 1104CB | 153651104 | SHINGLE SPRINGS 1104 | CB | FALSE | 3812.8299 | 1129.2677 | 0.62757 | 32 | 0.00014601 | 789 | 0.06551 | 3366 | 9.5675e-06 | 3076 | 0.00030616 | 0.04 | 2130
6660 | HALSEY 11026129 | 152241102 | HALSEY 1102 | 6129 | FALSE | 5155.4944 | 5155.4944 | 2.8651 | 39 | 0.0001435 | 819 | 0.066432 | 3007 | 9.5328e-06 | 3077 | 0.00037178 | 0.06 | 1793
10561 | BIG RIVER 1101CB | 43081101 | BIG RIVER 1101 | CB | TRUE | 35.3815 | 35.3815 | 0.019663 | 1 | 0.00014293 | 826 | 0.066432 | 2990 | 9.4951e-06 | 3078 | 9.4951e-06 | 0.05 | 1945
4323 | GIRVAN 1102CB | 103401102 | GIRVAN 1102 | CB | FALSE | 22008.731 | 1759.2867 | 0.97769 | 102 | 0.00014538 | 799 | 0.065157 | 3559 | 9.4726e-06 | 3079 | 0.0009662 | 0.03 | 2325
5228 | MONTE RIO 11135026 | 42811113 | MONTE RIO 1113 | 5026 | FALSE | 2967.0616 | 2967.0616 | 1.6489 | 23 | 0.00014253 | 832 | 0.066431 | 3023 | 9.4686e-06 | 3080 | 0.00021778 | 0.35 | 976
7379 | CALPELLA 1102379946 | 43411102 | CALPELLA 1102 | 379946 | FALSE | 2891.0032 | 1211.8313 | 0.67346 | 15 | 0.00014448 | 805 | 0.06515 | 3577 | 9.4131e-06 | 3081 | 0.0001412 |  | 3120
8927 | ELK 1101CB | 42981101 | ELK 1101 | CB | TRUE | 39.9198 | 39.9198 | 0.022185 | 1 | 0.0001444 | 807 | 0.065148 | 3597 | 9.4072e-06 | 3082 | 9.4072e-06 | 0.01 | 2574
6426 | ALTO 1125296476 | 42031125 | ALTO 1125 | 296476 | FALSE | 1196.6443 | 1061.0328 | 0.58965 | 11 | 0.00014203 | 839 | 0.065849 | 3254 | 9.3993e-06 | 3083 | 0.00010339 |  | 3030
7763 | BRUNSWICK 1105297538 | 152481105 | BRUNSWICK 1105 | 297538 | FALSE | 1703.5587 | 1703.5587 | 0.94672 | 15 | 0.000141 | 854 | 0.066432 | 3014 | 9.367e-06 | 3084 | 0.0001405 |  | 3160
6048 | SILVERADO 2105337226 | 43432105 | SILVERADO 2105 | 337226 | TRUE | 1293.8077 | 458.4827 | 0.25479 | 13 | 0.00014222 | 835 | 0.065742 | 3297 | 9.3615e-06 | 3085 | 0.0001217 |  | 2998
785 | MIRABEL 1102CB | 42091102 | MIRABEL 1102 | CB | TRUE | 10759.641 | 358.8557 | 0.19943 | 85 | 0.00014251 | 833 | 0.065166 | 3549 | 9.286e-06 | 3086 | 0.00078931 | 0.26 | 1071
10915 | CLARKSVILLE 210551478 | 153612105 | CLARKSVILLE 2105 | 51478 | TRUE | 90.198 | 81.0541 | 0.045044 | 3 | 0.00014054 | 863 | 0.065577 | 3343 | 9.2483e-06 | 3087 | 2.7745e-05 | 1.23 | 697
3642 | AUBURN 1102CB | 152161102 | AUBURN 1102 | CB | FALSE | 11489.4556 | 2237.7238 | 1.2436 | 99 | 0.00014106 | 853 | 0.065344 | 3440 | 9.2292e-06 | 3088 | 0.00091369 | 0.02 | 2562
10606 | BERKELEY F 1105BR166 | 12061105 | BERKELEY F 1105 | BR166 | TRUE | 61.4345 | 61.4345 | 0.034141 | 2 | 0.00013883 | 886 | 0.066432 | 2952 | 9.2229e-06 | 3089 | 1.8446e-05 | 0.05 | 1939
2771 | RIO DELL 1102CB | 192251102 | RIO DELL 1102 | CB | TRUE | 10445.4547 | 0 | 0 | 86 | 0.00014143 | 846 | 0.065148 | 3602 | 9.2139e-06 | 3090 | 0.0007924 | 0.28 | 1040
10346 | EEL RIVER 1103241646 | 192381103 | EEL RIVER 1103 | 241646 | TRUE | 2237.0921 | 583.4204 | 0.32423 | 13 | 0.00014029 | 866 | 0.065148 | 3600 | 9.1396e-06 | 3091 | 0.00011881 |  | 3536
964 | SAN RAFAEL 110991742 | 42011109 | SAN RAFAEL 1109 | 91742 | FALSE | 7594.7858 | 3844.7445 | 2.1367 | 67 | 0.00013708 | 906 | 0.065724 | 3302 | 9.0186e-06 | 3092 | 0.00060425 | 0.12 | 1387
5348 | EEL RIVER 11033820 | 192381103 | EEL RIVER 1103 | 3820 | TRUE | 23262.4232 | 0 | 0 | 115 | 0.0001364 | 914 | 0.065808 | 3265 | 8.9864e-06 | 3093 | 0.0010334 | 0.02 | 2422
3020 | SARATOGA 1104209146 | 83371104 | SARATOGA 1104 | 209146 | FALSE | 9672.039 | 4936.2554 | 2.7432 | 85 | 0.00013627 | 917 | 0.065797 | 3267 | 8.9692e-06 | 3094 | 0.00076238 |  | 2810
10029 | MONTICELLO 11011780 | 43051101 | MONTICELLO 1101 | 1780 | TRUE | 115.3297 | 115.3297 | 0.064093 | 1 | 0.00013489 | 928 | 0.06643 | 3113 | 8.9608e-06 | 3095 | 8.9608e-06 | 0.87 | 761
10582 | OAKLAND X 1101328808 | 12541101 | OAKLAND X 1101 | 328808 | TRUE | 186.4686 | 186.4686 | 0.10363 | 1 | 0.00013477 | 930 | 0.066432 | 2960 | 8.9528e-06 | 3096 | 8.9528e-06 |  | 3574
8839 | BIG BASIN 11026219 | 82841102 | BIG BASIN 1102 | 6219 | FALSE | 1488.6262 | 1488.6262 | 0.82728 | 11 | 0.00013222 | 978 | 0.066431 | 3066 | 8.7836e-06 | 3097 | 9.662e-05 | 7 | 455
2096 | CALISTOGA 1102184814 | 42711102 | CALISTOGA 1102 | 184814 | TRUE | 2352.3551 | 682.245 | 0.37915 | 20 | 0.00013241 | 973 | 0.065475 | 3379 | 8.707e-06 | 3098 | 0.00017414 |  | 2762
10342 | FROGTOWN 1702832694 | 163451702 | FROGTOWN 1702 | 832694 | TRUE | 477.5655 | 461.5634 | 0.25651 | 5 | 0.0001169 | 1251 | 0.073805 | 2937 | 8.7057e-06 | 3099 | 4.3529e-05 |  | 3535
2914 | EUREKA E 110435934 | 192331104 | EUREKA E 1104 | 35934 | TRUE | 5459.9113 | 78.4109 | 0.043576 | 46 | 0.00013282 | 962 | 0.065203 | 3509 | 8.6658e-06 | 3100 | 0.00039863 |  | 2806
4896 | IGNACIO 1105490728 | 42481105 | IGNACIO 1105 | 490728 | FALSE | 1414.5018 | 1044.2482 | 0.58032 | 11 | 0.00013128 | 992 | 0.065966 | 3228 | 8.6628e-06 | 3101 | 9.5291e-05 |  | 2925
9315 | LAKEWOOD 2224798018 | 13532224 | LAKEWOOD 2224 | 798018 | FALSE | 1485.4108 | 1448.3137 | 0.80488 | 13 | 0.0001303 | 1006 | 0.066234 | 3166 | 8.6422e-06 | 3102 | 0.00011235 |  | 3340
9391 | WATERSHED 0402CB | 24240402 | WATERSHED 0402 | CB | TRUE | 1752.4587 | 342.98 | 0.19061 | 11 | 0.00013264 | 969 | 0.065147 | 3621 | 8.6414e-06 | 3103 | 9.5055e-05 |  | 3350
9903 | PACIFICA 1102894156 | 22811102 | PACIFICA 1102 | 894156 | TRUE | 625.3701 | 625.3701 | 0.34754 | 4 | 0.0001303 | 1005 | 0.066111 | 3196 | 8.6111e-06 | 3104 | 3.4445e-05 |  | 3450
7834 | GREENBRAE 1103718674 | 43091103 | GREENBRAE 1103 | 718674 | FALSE | 1848.6771 | 1301.8094 | 0.72346 | 16 | 0.0001305 | 1001 | 0.065951 | 3233 | 8.6092e-06 | 3105 | 0.00013775 |  | 3168
10810 | PLACERVILLE 1111610322 | 153081111 | PLACERVILLE 1111 | 610322 | TRUE | 220.6867 | 220.6867 | 0.12264 | 3 | 0.00012983 | 1012 | 0.066004 | 3217 | 8.5935e-06 | 3106 | 2.578e-05 |  | 3607
10497 | FORT ORD 21069658 | 182402106 | FORT ORD 2106 | 9658 | TRUE | 156.0125 | 156.0125 | 0.086701 | 3 | 0.00012787 | 1049 | 0.066432 | 2984 | 8.4949e-06 | 3107 | 2.5485e-05 | 0.04 | 2071
5369 | OAKLAND K 1104CR206 | 12101104 | OAKLAND K 1104 | CR206 | FALSE | 2877.1568 | 2877.1568 | 1.5989 | 22 | 0.00012717 | 1061 | 0.066431 | 3108 | 8.4479e-06 | 3108 | 0.00018585 | 0.28 | 1042
6668 | PAUL SWEET 21075291 | 83252107 | PAUL SWEET 2107 | 5291 | TRUE | 1596.261 | 50.439 | 0.028031 | 14 | 0.00012858 | 1037 | 0.065239 | 3485 | 8.4226e-06 | 3109 | 0.00011792 |  | 3053
4822 | CAMP EVERS 21035404 | 83622103 | CAMP EVERS 2103 | 5404 | FALSE | 7456.6431 | 4377.7978 | 2.4329 | 63 | 0.00012738 | 1057 | 0.065779 | 3291 | 8.4149e-06 | 3110 | 0.00053014 | 0.15 | 1284
10986 | RINCON 1101205854 | 43321101 | RINCON 1101 | 205854 | TRUE | 505.1079 | 505.1079 | 0.28071 | 5 | 0.00012714 | 1063 | 0.065923 | 3238 | 8.3652e-06 | 3111 | 4.1826e-05 |  | 3625
1364 | CAMP EVERS 21035402 | 83622103 | CAMP EVERS 2103 | 5402 | FALSE | 10826.3428 | 4595.9767 | 2.5541 | 87 | 0.0001269 | 1066 | 0.065546 | 3353 | 8.3234e-06 | 3112 | 0.00072413 | 0.19 | 1181
9661 | SARATOGA 1105431214 | 83371105 | SARATOGA 1105 | 431214 | TRUE | 794.6731 | 500.3272 | 0.27805 | 9 | 0.00012639 | 1076 | 0.065861 | 3253 | 8.308e-06 | 3113 | 7.4772e-05 |  | 3396
6999 | JESSUP 1102158468 | 103441102 | JESSUP 1102 | 158468 | FALSE | 1388.9106 | 1120.0792 | 0.62247 | 11 | 0.00012572 | 1083 | 0.066083 | 3201 | 8.3063e-06 | 3114 | 9.1369e-05 |  | 3084
7019 | FORT BRAGG A 1102816 | 42761102 | FORT BRAGG A 1102 | 816 | FALSE | 4123.7572 | 3941.7419 | 2.1906 | 29 | 0.00012427 | 1112 | 0.066299 | 3150 | 8.2407e-06 | 3115 | 0.00023898 | 0.05 | 2024
9287 | SOBRANTE 1103N510R | 14671103 | SOBRANTE 1103 | N510R | TRUE | 1403.237 | 401.7471 | 0.22326 | 15 | 0.00012562 | 1086 | 0.065412 | 3409 | 8.2224e-06 | 3116 | 0.00012334 | 0.19 | 1183
10537 | FROGTOWN 1702798032 | 163451702 | FROGTOWN 1702 | 798032 | TRUE | 259.8305 | 244.5065 | 0.13588 | 2 | 0.00012449 | 1108 | 0.065789 | 3287 | 8.1969e-06 | 3117 | 1.6394e-05 |  | 3569
7405 | HARRIS 11082062 | 192431108 | HARRIS 1108 | 2062 | FALSE | 8420.6852 | 2556.2544 | 1.4206 | 83 | 0.00012402 | 1119 | 0.065581 | 3338 | 8.1613e-06 | 3118 | 0.00067739 | 0.04 | 2221
3886 | SAN RAFAEL 11081457 | 42011108 | SAN RAFAEL 1108 | 1457 | FALSE | 1229.3805 | 1229.3805 | 0.68321 | 9 | 0.00012274 | 1137 | 0.066431 | 3025 | 8.1539e-06 | 3119 | 7.3385e-05 | 0.27 | 1047
9639 | IGNACIO 1105967039 | 42481105 | IGNACIO 1105 | 967039 | TRUE | 469.6042 | 292.9124 | 0.16278 | 3 | 0.00012406 | 1117 | 0.065578 | 3342 | 8.139e-06 | 3120 | 2.4417e-05 |  | 3394
10422 | OAKLAND J 1102CR102 | 12091102 | OAKLAND J 1102 | CR102 | TRUE | 316.3322 | 316.3322 | 0.1758 | 6 | 0.00012168 | 1153 | 0.066431 | 3101 | 8.0835e-06 | 3121 | 4.8501e-05 | 0.08 | 1651
10726 | CALISTOGA 1102960240 | 42711102 | CALISTOGA 1102 | 960240 | TRUE | 816.2732 | 816.2732 | 0.45363 | 5 | 0.00012223 | 1144 | 0.066176 | 3175 | 8.0789e-06 | 3122 | 4.0394e-05 |  | 3597
9181 | MIWUK 1702531976 | 163661702 | MIWUK 1702 | 531976 | FALSE | 2102.4835 | 2102.4835 | 1.1684 | 17 | 0.00012078 | 1169 | 0.066431 | 3080 | 8.0236e-06 | 3123 | 0.0001364 |  | 3322
10385 | ALLEGHANY 11011101/2 | 152101101 | ALLEGHANY 1101 | 1101/2 | TRUE | 36.9839 | 36.9839 | 0.020553 | 1 | 0.00012061 | 1175 | 0.066431 | 3045 | 8.0126e-06 | 3124 | 8.0126e-06 |  | 3540
9316 | FORT BRAGG A 1103284356 | 42761103 | FORT BRAGG A 1103 | 284356 | TRUE | 325.8775 | 218.127 | 0.12122 | 4 | 0.00012158 | 1155 | 0.066111 | 3192 | 7.9902e-06 | 3125 | 3.1961e-05 |  | 3341
10880 | OAKLAND X 1104CR101 | 12541104 | OAKLAND X 1104 | CR101 | TRUE | 28.3921 | 28.3921 | 0.015778 | 1 | 0.00011894 | 1208 | 0.066432 | 2948 | 7.9011e-06 | 3126 | 7.9011e-06 | 0.27 | 1055
4441 | OAKLAND X 1101CR224 | 12541101 | OAKLAND X 1101 | CR224 | TRUE | 1656.0037 | 656.3547 | 0.36476 | 17 | 0.00012031 | 1179 | 0.065676 | 3317 | 7.8938e-06 | 3127 | 0.0001342 | 0.04 | 2180
10513 | OILFIELDS 1103441010 | 182391103 | OILFIELDS 1103 | 441010 | TRUE | 1310.5118 | 592.4873 | 0.32926 | 4 | 6.8458e-05 | 2523 | 0.11315 | 2931 | 7.8772e-06 | 3128 | 3.1509e-05 |  | 3562
1793 | SAN RAFAEL 1109535284 | 42011109 | SAN RAFAEL 1109 | 535284 | TRUE | 913.1511 | 10.8615 | 0.0060361 | 9 | 0.00012012 | 1185 | 0.065436 | 3401 | 7.8608e-06 | 3129 | 7.0747e-05 |  | 2746
8925 | FRUITLAND 11418746 | 192311141 | FRUITLAND 1141 | 8746 | TRUE | 832.2162 | 645.6965 | 0.35884 | 8 | 0.00011829 | 1225 | 0.06579 | 3278 | 7.8216e-06 | 3130 | 6.2573e-05 | 0.55 | 867
8734 | LOS GATOS 110160052 | 82021101 | LOS GATOS 1101 | 60052 | FALSE | 3169.0097 | 3169.0097 | 1.7611 | 28 | 0.00011748 | 1236 | 0.066432 | 3001 | 7.8045e-06 | 3131 | 0.00021853 | 0.05 | 1976
6798 | SAN CARLOS 110475210 | 24181104 | SAN CARLOS 1104 | 75210 | TRUE | 618.926 | 618.926 | 0.34396 | 6 | 0.00011638 | 1261 | 0.066432 | 2967 | 7.7312e-06 | 3132 | 4.6387e-05 | 0.05 | 2048
6381 | OAKLAND X 1106CR008 | 12541106 | OAKLAND X 1106 | CR008 | FALSE | 7178.6151 | 7178.6151 | 3.9894 | 65 | 0.00011602 | 1269 | 0.066431 | 3099 | 7.7074e-06 | 3133 | 0.00050098 | 0.17 | 1230
10638 | SAN RAFAEL 11092213 | 42011109 | SAN RAFAEL 1109 | 2213 | TRUE | 689.8513 | 689.8513 | 0.38337 | 6 | 0.00011622 | 1265 | 0.066218 | 3167 | 7.6893e-06 | 3134 | 4.6136e-05 | 0.02 | 2454
9009 | ALTO 1124553571 | 42031124 | ALTO 1124 | 553571 | TRUE | 319.9061 | 174.9029 | 0.097199 | 4 | 0.00011616 | 1267 | 0.065791 | 3271 | 7.6617e-06 | 3135 | 3.0647e-05 |  | 3296
1292 | EEL RIVER 1103CB | 192381103 | EEL RIVER 1103 | CB | TRUE | 64360.3141 | 0 | 0 | 374 | 0.00011744 | 1237 | 0.065148 | 3603 | 7.6507e-06 | 3136 | 0.0028614 |  | 2721
2486 | LOYOLA 110260082 | 82161102 | LOYOLA 1102 | 60082 | TRUE | 6614.3058 | 0 | 0 | 57 | 0.00011735 | 1238 | 0.06517 | 3546 | 7.6477e-06 | 3137 | 0.00043592 |  | 2780
9942 | BRUNSWICK 1104327226 | 152481104 | BRUNSWICK 1104 | 327226 | TRUE | 144.3861 | 79.5833 | 0.044227 | 2 | 0.0001161 | 1268 | 0.065791 | 3273 | 7.6459e-06 | 3138 | 1.5292e-05 |  | 3458
10778 | PIT NO 5 110190846 | 101321101 | PIT NO 5 1101 | 90846 | TRUE | 149.205 | 149.205 | 0.082918 | 2 | 0.00011453 | 1306 | 0.066431 | 3082 | 7.6083e-06 | 3139 | 1.5217e-05 | 0.01 | 2578
9691 | STELLING 1109787007 | 83481109 | STELLING 1109 | 787007 | TRUE | 354.8281 | 307.1886 | 0.17071 | 5 | 0.00010238 | 1593 | 0.070735 | 2943 | 7.5915e-06 | 3140 | 3.7958e-05 |  | 3398
1439 | TAR FLAT 0402CB | 163240402 | TAR FLAT 0402 | CB | FALSE | 2354.3543 | 1281.2412 | 0.71203 | 18 | 0.00011498 | 1299 | 0.065789 | 3286 | 7.5882e-06 | 3141 | 0.00013659 | 0.02 | 2484
4239 | TAR FLAT 0401CB | 163240401 | TAR FLAT 0401 | CB | FALSE | 5901.3044 | 5623.7964 | 3.1253 | 45 | 0.00011418 | 1316 | 0.066318 | 3144 | 7.5759e-06 | 3142 | 0.00034092 | 0.06 | 1823
6173 | OAKLAND X 1104645092 | 12541104 | OAKLAND X 1104 | 645092 | FALSE | 2229.6022 | 2229.6022 | 1.2391 | 16 | 0.0001137 | 1326 | 0.066352 | 3135 | 7.5529e-06 | 3143 | 0.00012085 |  | 3010
9734 | HIGHLANDS 110484640 | 43361104 | HIGHLANDS 1104 | 84640 | TRUE | 1219.4213 | 660.5476 | 0.36709 | 14 | 0.00011439 | 1310 | 0.06579 | 3276 | 7.5307e-06 | 3144 | 0.00010543 | 0.06 | 1834
10502 | TRIDAM POWERHOUSE 2101CB | 168152101 | TRIDAM POWERHOUSE 2101 | CB | TRUE | 80.9954 | 80.9954 | 0.045012 | 3 | 0.00011256 | 1354 | 0.066431 | 3089 | 7.4775e-06 | 3145 | 2.2433e-05 | 0.03 | 2362
3266 | UKIAH 1113658899 | 42771113 | UKIAH 1113 | 658899 | TRUE | 987.2682 | 941.3759 | 0.52315 | 8 | 0.00011266 | 1349 | 0.066271 | 3156 | 7.4661e-06 | 3146 | 5.9729e-05 |  | 2819
10496 | FROGTOWN 1702814784 | 163451702 | FROGTOWN 1702 | 814784 | TRUE | 296.0572 | 280.0552 | 0.15564 | 3 | 0.00011354 | 1332 | 0.066004 | 3223 | 7.4475e-06 | 3147 | 2.2342e-05 |  | 3559
9921 | OAKLAND X 1106CR266 | 12541106 | OAKLAND X 1106 | CR266 | FALSE | 1901.6084 | 1901.6084 | 1.0568 | 8 | 0.00011171 | 1375 | 0.066431 | 3110 | 7.421e-06 | 3148 | 5.9368e-05 | 23 | 290
7361 | SARATOGA 11076867 | 83371107 | SARATOGA 1107 | 6867 | TRUE | 1328.3948 | 985.9493 | 0.54792 | 11 | 0.00011216 | 1362 | 0.066081 | 3202 | 7.4136e-06 | 3149 | 8.155e-05 | 0.06 | 1791
7276 | SAN CARLOS 11049052 | 24181104 | SAN CARLOS 1104 | 9052 | FALSE | 8315.3581 | 7722.3255 | 4.2916 | 65 | 0.00011158 | 1380 | 0.066333 | 3139 | 7.4082e-06 | 3150 | 0.00048153 | 0.1 | 1459
9123 | UKIAH 1114296894 | 42771114 | UKIAH 1114 | 296894 | TRUE | 465.5322 | 278.1636 | 0.15458 | 6 | 0.00011252 | 1355 | 0.065577 | 3344 | 7.398e-06 | 3151 | 4.4388e-05 |  | 3312
10484 | SANTA ROSA A 1111407286 | 42151111 | SANTA ROSA A 1111 | 407286 | TRUE | 98.0196 | 98.0196 | 0.054473 | 1 | 0.00011059 | 1398 | 0.066431 | 3111 | 7.3466e-06 | 3152 | 7.3466e-06 |  | 3557
6588 | HARRIS 1108705523 | 192431108 | HARRIS 1108 | 705523 | TRUE | 1068.2355 | 321.9298 | 0.17891 | 11 | 0.00011081 | 1395 | 0.065615 | 3332 | 7.293e-06 | 3153 | 8.0224e-05 |  | 3044
3678 | RESEARCH 2102183888 | 14692102 | RESEARCH 2102 | 183888 | FALSE | 4871.8577 | 1898.9745 | 1.0553 | 43 | 0.00011047 | 1402 | 0.065447 | 3396 | 7.2344e-06 | 3154 | 0.00031108 |  | 2846
9265 | ROSSMOOR 1104892332 | 14161104 | ROSSMOOR 1104 | 892332 | TRUE | 410.223 | 410.223 | 0.22797 | 4 | 0.00010843 | 1438 | 0.066432 | 2994 | 7.2035e-06 | 3155 | 2.8814e-05 |  | 3332
5151 | EDES 1112CR312 | 13681112 | EDES 1112 | CR312 | FALSE | 5934.1286 | 5934.1286 | 3.2978 | 42 | 0.00010828 | 1446 | 0.066401 | 3119 | 7.189e-06 | 3156 | 0.00030194 | 0.12 | 1375
6055 | SILVERADO 2105191725 | 43432105 | SILVERADO 2105 | 191725 | TRUE | 766.9235 | 558.1402 | 0.31018 | 8 | 0.00010854 | 1435 | 0.066111 | 3189 | 7.1671e-06 | 3157 | 5.7337e-05 |  | 2999
8973 | DIAMOND SPRINGS 1103394169 | 152261103 | DIAMOND SPRINGS 1103 | 394169 | TRUE | 962.9958 | 642.0804 | 0.35683 | 7 | 0.00010894 | 1428 | 0.065699 | 3310 | 7.1481e-06 | 3158 | 5.0037e-05 |  | 3287
9966 | MONROE 2107380760 | 43302107 | MONROE 2107 | 380760 | FALSE | 1136.5362 | 1053.0262 | 0.5852 | 12 | 0.00010812 | 1448 | 0.066113 | 3186 | 7.1451e-06 | 3159 | 8.5741e-05 |  | 3461
2463 | OAKLAND K 1103CR188 | 12101103 | OAKLAND K 1103 | CR188 | FALSE | 5760.2047 | 5760.2047 | 3.2011 | 47 | 0.00010753 | 1463 | 0.066431 | 3016 | 7.1432e-06 | 3160 | 0.00033573 | 0.38 | 960
7755 | HICKS 1116983580 | 83431116 | HICKS 1116 | 983580 | FALSE | 4036.4763 | 3958.5011 | 2.1999 | 33 | 0.00010756 | 1462 | 0.066393 | 3122 | 7.1402e-06 | 3161 | 0.00023563 |  | 3159
2292 | OAKLAND K 1104CR326 | 12101104 | OAKLAND K 1104 | CR326 | FALSE | 2098.9601 | 2098.9601 | 1.1665 | 17 | 0.00010686 | 1482 | 0.066431 | 3106 | 7.0989e-06 | 3162 | 0.00012068 | 16.75 | 337
10476 | SAN RAFAEL 1106618957 | 42011106 | SAN RAFAEL 1106 | 618957 | TRUE | 394.8447 | 301.119 | 0.16734 | 4 | 0.00010843 | 1439 | 0.065151 | 3574 | 7.0643e-06 | 3163 | 2.8257e-05 |  | 3555
3538 | CORTINA 1101302192 | 63121101 | CORTINA 1101 | 302192 | TRUE | 22573.2133 | 0 | 0 | 79 | 0.00010836 | 1443 | 0.065152 | 3561 | 7.0599e-06 | 3164 | 0.00055773 | 0.74 | 793
3533 | OAKLAND K 1104432850 | 12101104 | OAKLAND K 1104 | 432850 | FALSE | 1988.3274 | 1988.3274 | 1.105 | 26 | 0.0001052 | 1514 | 0.066431 | 3017 | 6.9884e-06 | 3165 | 0.0001817 |  | 2834
9797 | DEL MONTE 21032204 | 182222103 | DEL MONTE 2103 | 2204 | TRUE | 592.6413 | 592.6413 | 0.32935 | 8 | 0.00010504 | 1526 | 0.066432 | 2980 | 6.9782e-06 | 3166 | 5.5825e-05 | 0.04 | 2073
10205 | BERKELEY F 1103813976 | 12061103 | BERKELEY F 1103 | 813976 | TRUE | 328.1808 | 312.2978 | 0.17355 | 4 | 0.00010513 | 1520 | 0.066111 | 3194 | 6.9422e-06 | 3167 | 2.7769e-05 |  | 3515
398 | ROSSMOOR 1104CB | 14161104 | ROSSMOOR 1104 | CB | TRUE | 17820.8713 | 0 | 0 | 150 | 0.00010626 | 1491 | 0.065148 | 3591 | 6.9228e-06 | 3168 | 0.0010384 |  | 2669
465 | MOLINO 1102111666 | 42571102 | MOLINO 1102 | 111666 | TRUE | 1605.5548 | 182.6023 | 0.10148 | 13 | 0.00010584 | 1499 | 0.06525 | 3479 | 6.9214e-06 | 3169 | 8.9978e-05 |  | 2676
9817 | SUMMIT 11016627 | 152591101 | SUMMIT 1101 | 6627 | TRUE | 910.3808 | 910.3808 | 0.50593 | 8 | 0.00010404 | 1550 | 0.066431 | 3048 | 6.9114e-06 | 3170 | 5.5291e-05 | 0.03 | 2267
6657 | SAN RAFAEL 110168970 | 42011101 | SAN RAFAEL 1101 | 68970 | TRUE | 5207.2001 | 75.6257 | 0.042028 | 44 | 0.00010579 | 1501 | 0.065151 | 3565 | 6.892e-06 | 3171 | 0.00030325 | 0.08 | 1617
8713 | GANSNER 1101489276 | 103021101 | GANSNER 1101 | 489276 | TRUE | 1058.1278 | 723.7002 | 0.40218 | 9 | 0.00010344 | 1561 | 0.066147 | 3182 | 6.8546e-06 | 3172 | 6.1691e-05 |  | 3253
6405 | ROB ROY 210571630 | 83692105 | ROB ROY 2105 | 71630 | FALSE | 3041.9597 | 2182.1843 | 1.2127 | 26 | 0.00010295 | 1569 | 0.066037 | 3211 | 6.8241e-06 | 3173 | 0.00017743 | 0.21 | 1143
1284 | SARATOGA 1106LC22 | 83371106 | SARATOGA 1106 | LC22 | FALSE | 13269.3389 | 12038.7869 | 6.6904 | 114 | 0.0001028 | 1575 | 0.066274 | 3155 | 6.8223e-06 | 3174 | 0.00077774 | 0.08 | 1600
4762 | SAN RAFAEL 110668694 | 42011106 | SAN RAFAEL 1106 | 68694 | TRUE | 3377.3751 | 0 | 0 | 32 | 0.00010397 | 1554 | 0.065151 | 3573 | 6.7736e-06 | 3175 | 0.00021675 |  | 2914
9002 | PAUL SWEET 2102168368 | 83252102 | PAUL SWEET 2102 | 168368 | TRUE | 1090.7031 | 590.4471 | 0.32813 | 8 | 0.00010339 | 1562 | 0.065308 | 3460 | 6.7491e-06 | 3176 | 5.3993e-05 |  | 3294
8371 | RINCON 1102782389 | 43321102 | RINCON 1102 | 782389 | TRUE | 861.6016 | 585.9597 | 0.32564 | 8 | 0.00010151 | 1617 | 0.065955 | 3232 | 6.7151e-06 | 3177 | 5.3721e-05 |  | 3216
7829 | UKIAH 111472990 | 42771114 | UKIAH 1114 | 72990 | FALSE | 5262.4562 | 1175.6663 | 0.65336 | 38 | 0.00010233 | 1594 | 0.065487 | 3374 | 6.7147e-06 | 3178 | 0.00025516 | 0.03 | 2293
4895 | SARATOGA 1103LC16 | 83371103 | SARATOGA 1103 | LC16 | FALSE | 8170.2082 | 6889.2884 | 3.8286 | 72 | 0.00010102 | 1624 | 0.066218 | 3168 | 6.7061e-06 | 3179 | 0.00048284 | 0.17 | 1248
2902 | WAYNE 0401954811 | 13810401 | WAYNE 0401 | 954811 | TRUE | 903.9347 | 282.8935 | 0.15721 | 9 | 0.00010244 | 1591 | 0.065576 | 3345 | 6.7055e-06 | 3180 | 6.0349e-05 |  | 2805
6002 | SAN RAFAEL 1105818262 | 42011105 | SAN RAFAEL 1105 | 818262 | TRUE | 1433.202 | 292.9133 | 0.16278 | 11 | 0.00010153 | 1615 | 0.0655 | 3368 | 6.6573e-06 | 3181 | 7.3231e-05 |  | 2994
9719 | PIT NO 5 11011614 | 101321101 | PIT NO 5 1101 | 1614 | FALSE | 3000.4112 | 3000.4112 | 1.6674 | 5 | 0.00010012 | 1643 | 9.5753 | 2631 | 6.6513e-06 | 3182 | 3.3257e-05 | 0.01 | 2585
5122 | RIDGE 0401CB | 12840401 | RIDGE 0401 | CB | FALSE | 4270.3121 | 4270.3121 | 2.3732 | 36 | 0.00010003 | 1646 | 0.066396 | 3120 | 6.6432e-06 | 3183 | 0.00023916 | 0.08 | 1628
1193 | FORT BRAGG A 1102418 | 42761102 | FORT BRAGG A 1102 | 418 | FALSE | 22746.3302 | 22539.2945 | 12.5258 | 178 | 9.9716e-05 | 1655 | 0.066381 | 3126 | 6.6205e-06 | 3184 | 0.0011785 | 0.17 | 1236
8138 | FRANKLIN 1101P138 | 13921101 | FRANKLIN 1101 | P138 | FALSE | 2470.0232 | 2259.003 | 1.2554 | 15 | 9.8986e-05 | 1670 | 0.066089 | 3200 | 6.5684e-06 | 3185 | 9.8527e-05 | 0.04 | 2093
11032 | HIGHLANDS 1101CB | 43361101 | HIGHLANDS 1101 | CB | TRUE | 42.5019 | 42.5019 | 0.02362 | 1 | 9.8387e-05 | 1681 | 0.066432 | 2999 | 6.536e-06 | 3186 | 6.536e-06 | 0.03 | 2336
3671 | CAMP EVERS 2104CB | 83622104 | CAMP EVERS 2104 | CB | TRUE | 5967.294 | 629.206 | 0.34967 | 71 | 9.9922e-05 | 1649 | 0.065224 | 3498 | 6.5265e-06 | 3187 | 0.00046338 | 0.18 | 1209
8113 | WOODSIDE 110411555 | 24251104 | WOODSIDE 1104 | 11555 | FALSE | 1379.9837 | 1379.9837 | 0.7669 | 11 | 9.8049e-05 | 1688 | 0.066432 | 2976 | 6.5136e-06 | 3188 | 7.165e-05 | 0.16 | 1271
8611 | CAROLANDS 04018888 | 24060401 | CAROLANDS 0401 | 8888 | TRUE | 2206.3607 | 0 | 0 | 25 | 9.99e-05 | 1651 | 0.065147 | 3614 | 6.5082e-06 | 3189 | 0.0001627 |  | 3244
10705 | CLOVERDALE 1102801904 | 42821102 | CLOVERDALE 1102 | 801904 | TRUE | 22.3881 | 22.3881 | 0.012442 | 1 | 8.2208e-05 | 2146 | 0.079148 | 2934 | 6.5066e-06 | 3190 | 6.5066e-06 | 0.06 | 1865
7620 | CASTRO VALLEY 1110MR341 | 14091110 | CASTRO VALLEY 1110 | MR341 | TRUE | 1045.185 | 417.225 | 0.23187 | 11 | 9.8401e-05 | 1680 | 0.065731 | 3300 | 6.5027e-06 | 3191 | 7.1529e-05 |  | 3142
6399 | ROB ROY 21049973 | 83692104 | ROB ROY 2104 | 9973 | TRUE | 921.5182 | 921.5182 | 0.51212 | 7 | 9.7761e-05 | 1697 | 0.066431 | 3072 | 6.4944e-06 | 3192 | 4.5461e-05 |  | 3027
4710 | VIEJO 220255787 | 182852202 | VIEJO 2202 | 55787 | TRUE | 58.9251 | 58.9251 | 0.032747 | 1 | 9.7709e-05 | 1699 | 0.066432 | 2989 | 6.491e-06 | 3193 | 6.491e-06 | 0.05 | 2023
3931 | LAS AROMAS 04013342 | 13600401 | LAS AROMAS 0401 | 3342 | FALSE | 3691.7497 | 3691.7497 | 2.0516 | 30 | 9.6371e-05 | 1724 | 0.066431 | 3097 | 6.402e-06 | 3194 | 0.00019206 | 0.04 | 2113
738 | SAN RAFAEL 1104CB | 42011104 | SAN RAFAEL 1104 | CB | FALSE | 16824.5332 | 5560.2483 | 3.09 | 140 | 9.7183e-05 | 1710 | 0.065554 | 3352 | 6.3852e-06 | 3195 | 0.00089393 | 0.06 | 1789
9201 | HICKS 1116583284 | 83431116 | HICKS 1116 | 583284 | TRUE | 404.4133 | 236.5766 | 0.13147 | 4 | 9.5521e-05 | 1741 | 0.066111 | 3197 | 6.3368e-06 | 3196 | 2.5347e-05 |  | 3325
7050 | EAST QUINCY 1101678650 | 102551101 | EAST QUINCY 1101 | 678650 | FALSE | 2024.9152 | 1808.9819 | 1.0053 | 14 | 9.5259e-05 | 1757 | 0.066065 | 3203 | 6.2788e-06 | 3197 | 8.7903e-05 |  | 3091
9107 | OAKLAND K 1103CR422 | 12101103 | OAKLAND K 1103 | CR422 | FALSE | 3299.6109 | 3238.2816 | 1.7996 | 24 | 9.4398e-05 | 1783 | 0.066378 | 3128 | 6.2703e-06 | 3198 | 0.00015049 | 0.06 | 1855
2296 | LAURELES 11112028 | 182371111 | LAURELES 1111 | 2028 | FALSE | 14061.7847 | 14048.0686 | 7.807 | 107 | 9.4213e-05 | 1788 | 0.06642 | 3114 | 6.2585e-06 | 3199 | 0.00066966 | 0.05 | 2036
4668 | KONOCTI 11084041 | 43311108 | KONOCTI 1108 | 4041 | FALSE | 7568.2918 | 2174.4689 | 1.2084 | 54 | 9.5438e-05 | 1746 | 0.065458 | 3394 | 6.2484e-06 | 3200 | 0.00033741 | 0.04 | 2187
4517 | SILVERADO 2105CB | 43432105 | SILVERADO 2105 | CB | FALSE | 7432.6484 | 1011.6246 | 0.56219 | 66 | 9.5309e-05 | 1754 | 0.065326 | 3450 | 6.2313e-06 | 3201 | 0.00041127 | 0.17 | 1235
1407 | SAN RAFAEL 11061230 | 42011106 | SAN RAFAEL 1106 | 1230 | FALSE | 7038.4432 | 1747.5573 | 0.97118 | 57 | 9.4865e-05 | 1770 | 0.065398 | 3418 | 6.2233e-06 | 3202 | 0.00035473 | 0.02 | 2465
7332 | LOS GATOS 1101184035 | 82021101 | LOS GATOS 1101 | 184035 | TRUE | 995.7775 | 905.936 | 0.50346 | 9 | 9.1457e-05 | 1859 | 0.066289 | 3152 | 6.0721e-06 | 3203 | 5.4649e-05 |  | 3118
10579 | SAN CARLOS 11049048 | 24181104 | SAN CARLOS 1104 | 9048 | TRUE | 24.5909 | 24.5909 | 0.013666 | 1 | 9.1221e-05 | 1871 | 0.066432 | 2958 | 6.06e-06 | 3204 | 6.06e-06 | 0.06 | 1869
2032 | LUCERNE 11031663 | 43351103 | LUCERNE 1103 | 1663 | FALSE | 1947.6462 | 1947.6462 | 1.0824 | 17 | 9.1109e-05 | 1877 | 0.066432 | 3000 | 6.0525e-06 | 3205 | 0.00010289 | 0.08 | 1656
9700 | SAN RAMON 2103MR279 | 14232103 | SAN RAMON 2103 | MR279 | TRUE | 323.7748 | 4.572 | 0.0025408 | 5 | 9.2277e-05 | 1836 | 0.065405 | 3413 | 6.0521e-06 | 3206 | 3.0261e-05 |  | 3402
5325 | SAN RAFAEL 1105534 | 42011105 | SAN RAFAEL 1105 | 534 | FALSE | 2541.7011 | 1569.6662 | 0.87232 | 22 | 9.1303e-05 | 1866 | 0.065908 | 3243 | 6.0384e-06 | 3207 | 0.00013284 | 0.08 | 1668
8122 | HATTON 1101CB | 182291101 | HATTON 1101 | CB | FALSE | 2551.5911 | 2551.5911 | 1.418 | 22 | 9.066e-05 | 1892 | 0.066432 | 2986 | 6.0227e-06 | 3208 | 0.0001325 | 0.07 | 1703
6886 | ALTO 1124526955 | 42031124 | ALTO 1124 | 526955 | TRUE | 753.5469 | 713.9611 | 0.39677 | 6 | 9.0519e-05 | 1897 | 0.066431 | 3022 | 6.0133e-06 | 3209 | 3.608e-05 |  | 3070
5909 | CAMP EVERS 210392582 | 83622103 | CAMP EVERS 2103 | 92582 | TRUE | 4514.9648 | 245.7655 | 0.13658 | 41 | 9.2095e-05 | 1840 | 0.065147 | 3619 | 5.9997e-06 | 3210 | 0.00024599 | 0.07 | 1704
6632 | SAN RAFAEL 1106588020 | 42011106 | SAN RAFAEL 1106 | 588020 | TRUE | 2885.7528 | 385.2385 | 0.21409 | 19 | 9.1832e-05 | 1849 | 0.065219 | 3500 | 5.9904e-06 | 3211 | 0.00011382 |  | 3050
763 | LOS GATOS 1108LB86 | 82021108 | LOS GATOS 1108 | LB86 | FALSE | 8620.4875 | 7270.7679 | 4.0406 | 69 | 8.9584e-05 | 1927 | 0.066208 | 3169 | 5.9458e-06 | 3212 | 0.00041026 | 0.13 | 1335
10570 | EL CERRITO G 1105BR164 | 12501105 | EL CERRITO G 1105 | BR164 | TRUE | 91.5845 | 91.5845 | 0.050897 | 2 | 8.9373e-05 | 1935 | 0.066432 | 2968 | 5.9372e-06 | 3213 | 1.1874e-05 | 0.05 | 1944
9932 | ALTO 1125291744 | 42031125 | ALTO 1125 | 291744 | TRUE | 231.1314 | 195.7909 | 0.10881 | 3 | 9.0072e-05 | 1908 | 0.066004 | 3218 | 5.9276e-06 | 3214 | 1.7783e-05 |  | 3455
8178 | DOLAN ROAD 1101156268 | 182381101 | DOLAN ROAD 1101 | 156268 | TRUE | 3622.1133 | 52.7453 | 0.029312 | 31 | 9.074e-05 | 1891 | 0.065189 | 3522 | 5.914e-06 | 3215 | 0.00018333 |  | 3199
6600 | VIEJO 2202CB | 182852202 | VIEJO 2202 | CB | FALSE | 3450.2108 | 3450.2108 | 1.9174 | 23 | 8.8928e-05 | 1953 | 0.066432 | 2985 | 5.9077e-06 | 3216 | 0.00013588 | 1.33 | 684
4067 | LAS AROMAS 0401LA401R | 13600401 | LAS AROMAS 0401 | LA401R | FALSE | 6369.4185 | 4956.3951 | 2.7544 | 55 | 8.9288e-05 | 1939 | 0.066129 | 3184 | 5.9068e-06 | 3217 | 0.00032487 | 0.06 | 1827
807 | RESEARCH 210263274 | 14692102 | RESEARCH 2102 | 63274 | TRUE | 13077.1161 | 74.3652 | 0.041327 | 119 | 8.9998e-05 | 1914 | 0.06516 | 3555 | 5.8646e-06 | 3218 | 0.00069789 | 1.68 | 654
10104 | LAKEWOOD 1102964292 | 13531102 | LAKEWOOD 1102 | 964292 | TRUE | 128.1599 | 128.1599 | 0.071223 | 2 | 8.8164e-05 | 1978 | 0.066432 | 2995 | 5.8569e-06 | 3219 | 1.1714e-05 |  | 3491
8987 | ROSSMOOR 110181770 | 14161101 | ROSSMOOR 1101 | 81770 | TRUE | 2254.8682 | 110.4225 | 0.061365 | 21 | 8.9058e-05 | 1945 | 0.065148 | 3588 | 5.8019e-06 | 3220 | 0.00012184 |  | 3289
9943 | FRANKLIN 1104P136 | 13921104 | FRANKLIN 1104 | P136 | FALSE | 9489.9011 | 7931.4997 | 4.4078 | 43 | 8.0523e-05 | 2191 | 0.07255 | 2940 | 5.7997e-06 | 3221 | 0.00024939 | 0.03 | 2269
9679 | DOBBINS 1101CB | 153741101 | DOBBINS 1101 | CB | FALSE | 1079.0936 | 1079.0936 | 0.59969 | 8 | 8.7249e-05 | 2007 | 0.066432 | 3012 | 5.7961e-06 | 3222 | 4.6369e-05 | 0.06 | 1836
734 | SILVERADO 21051308 | 43432105 | SILVERADO 2105 | 1308 | TRUE | 7407.352 | 244.9631 | 0.13613 | 60 | 8.8597e-05 | 1969 | 0.065216 | 3502 | 5.7874e-06 | 3223 | 0.00034724 | 8.14 | 435
5907 | ORINDA 0401401/2 LR | 12350401 | ORINDA 0401 | 401/2 LR | TRUE | 235.881 | 158.249 | 0.087944 | 4 | 8.7563e-05 | 1998 | 0.066112 | 3187 | 5.7731e-06 | 3224 | 2.3093e-05 |  | 2987
648 | KONOCTI 11084039 | 43311108 | KONOCTI 1108 | 4039 | FALSE | 3724.1919 | 3048.4169 | 1.6941 | 32 | 8.7081e-05 | 2010 | 0.066191 | 3171 | 5.7609e-06 | 3225 | 0.00018435 | 0.06 | 1903
5547 | KONOCTI 11084037 | 43311108 | KONOCTI 1108 | 4037 | FALSE | 2780.393 | 1840.2464 | 1.0227 | 22 | 8.7734e-05 | 1991 | 0.065616 | 3331 | 5.7543e-06 | 3226 | 0.0001266 | 0.04 | 2149
3274 | RACETRACK 170310850 | 163761703 | RACETRACK 1703 | 10850 | TRUE | 3044.0072 | 994.8842 | 0.55289 | 28 | 8.6545e-05 | 2022 | 0.065652 | 3324 | 5.704e-06 | 3227 | 0.00015971 | 0.04 | 2091
5740 | SUMMIT 110148636 | 152591101 | SUMMIT 1101 | 48636 | TRUE | 4495.7291 | 86.4222 | 0.048028 | 38 | 8.7238e-05 | 2008 | 0.065185 | 3527 | 5.6861e-06 | 3228 | 0.00021607 | 0.01 | 2615
8762 | VASONA 1102944560 | 83771102 | VASONA 1102 | 944560 | TRUE | 944.5774 | 282.6401 | 0.15707 | 9 | 8.6599e-05 | 2020 | 0.065433 | 3404 | 5.6635e-06 | 3229 | 5.0971e-05 |  | 3260
5538 | BERKELEY F 1103162952 | 12061103 | BERKELEY F 1103 | 162952 | FALSE | 3475.2506 | 2846.7585 | 1.582 | 25 | 8.5367e-05 | 2045 | 0.066175 | 3178 | 5.6583e-06 | 3230 | 0.00014146 |  | 2962
319 | DUNBAR 1103725292 | 43071103 | DUNBAR 1103 | 725292 | TRUE | 1519.9145 | 339.5862 | 0.18872 | 13 | 8.6305e-05 | 2027 | 0.065451 | 3395 | 5.658e-06 | 3231 | 7.3554e-05 |  | 2665
5356 | SOBRANTE 110142914 | 14671101 | SOBRANTE 1101 | 42914 | TRUE | 6917.2252 | 665.6425 | 0.36992 | 51 | 8.6589e-05 | 2021 | 0.065332 | 3443 | 5.6577e-06 | 3232 | 0.00028854 | 0.03 | 2387
4656 | OAKLAND K 1104CR208 | 12101104 | OAKLAND K 1104 | CR208 | FALSE | 3895.4111 | 3895.4111 | 2.1648 | 29 | 8.498e-05 | 2061 | 0.066431 | 3052 | 5.6453e-06 | 3233 | 0.00016371 | 0.19 | 1185
1498 | SAN RAFAEL 1101189400 | 42011101 | SAN RAFAEL 1101 | 189400 | FALSE | 5552.3042 | 4446.7436 | 2.4712 | 45 | 8.4949e-05 | 2063 | 0.066033 | 3212 | 5.6305e-06 | 3234 | 0.00025337 |  | 2728
9302 | NEWBURG 1131987158 | 192151131 | NEWBURG 1131 | 987158 | TRUE | 443.4139 | 397.6831 | 0.22101 | 2 | 8.4891e-05 | 2066 | 0.06579 | 3277 | 5.6215e-06 | 3235 | 1.1243e-05 |  | 3339
1260 | PALO SECO 0401CB | 13180401 | PALO SECO 0401 | CB | FALSE | 7634.7258 | 7634.7258 | 4.2429 | 55 | 8.4537e-05 | 2075 | 0.066409 | 3116 | 5.6154e-06 | 3236 | 0.00030885 | 0.16 | 1263
7087 | OAKLAND K 1101CR170 | 12101101 | OAKLAND K 1101 | CR170 | FALSE | 2012.9175 | 2012.9175 | 1.1186 | 17 | 8.3822e-05 | 2100 | 0.066432 | 2973 | 5.5684e-06 | 3237 | 9.4663e-05 | 0.21 | 1138
9325 | TASSAJARA 2108189700 | 14662108 | TASSAJARA 2108 | 189700 | TRUE | 2164.8558 | 306.7254 | 0.17046 | 22 | 8.5054e-05 | 2057 | 0.065265 | 3473 | 5.5512e-06 | 3238 | 0.00012213 |  | 3343
8529 | ROSSMOOR 110479146 | 14161104 | ROSSMOOR 1104 | 79146 | TRUE | 3115.0804 | 85.6157 | 0.047579 | 28 | 8.3512e-05 | 2114 | 0.065194 | 3514 | 5.451e-06 | 3239 | 0.00015263 | 0.02 | 2490
5159 | PAUL SWEET 2109634576 | 83252109 | PAUL SWEET 2109 | 634576 | FALSE | 3306.7049 | 2935.0444 | 1.6311 | 29 | 8.2017e-05 | 2152 | 0.066255 | 3159 | 5.4462e-06 | 3240 | 0.00015794 |  | 2939
176 | TASSAJARA 2108D520R | 14662108 | TASSAJARA 2108 | D520R | TRUE | 5652.8623 | 0 | 0 | 50 | 8.3586e-05 | 2109 | 0.065148 | 3583 | 5.4455e-06 | 3241 | 0.00027228 |  | 2659
2934 | LAKEWOOD 210769586 | 13532107 | LAKEWOOD 2107 | 69586 | TRUE | 9651.4745 | 688.9218 | 0.38286 | 80 | 8.3471e-05 | 2116 | 0.065228 | 3492 | 5.4423e-06 | 3242 | 0.00043538 | 0.02 | 2429
2160 | HIGHLANDS 1104CB | 43361104 | HIGHLANDS 1104 | CB | FALSE | 13332.3504 | 7661.9306 | 4.258 | 102 | 7.7932e-05 | 2261 | 0.072303 | 2941 | 5.4342e-06 | 3243 | 0.00055429 | 0.07 | 1735
7487 | GANSNER 1101174072 | 103021101 | GANSNER 1101 | 174072 | TRUE | 172.7033 | 172.7033 | 0.095977 | 3 | 8.1758e-05 | 2162 | 0.066004 | 3219 | 5.3939e-06 | 3244 | 1.6182e-05 |  | 3129
10550 | SANTA ROSA A 1104834094 | 42151104 | SANTA ROSA A 1104 | 834094 | TRUE | 201.2345 | 155.4829 | 0.086407 | 3 | 8.2e-05 | 2155 | 0.065582 | 3337 | 5.3913e-06 | 3245 | 1.6174e-05 |  | 3572
6137 | CAROLANDS 04049024 | 24060404 | CAROLANDS 0404 | 9024 | FALSE | 6139.1912 | 5646.8015 | 3.1381 | 62 | 8.1167e-05 | 2180 | 0.066328 | 3141 | 5.3873e-06 | 3246 | 0.00033401 | 0.12 | 1406
8307 | SAN RAFAEL 11042235 | 42011104 | SAN RAFAEL 1104 | 2235 | TRUE | 1389.3312 | 296.6637 | 0.16487 | 10 | 8.163e-05 | 2164 | 0.065407 | 3411 | 5.3477e-06 | 3247 | 5.3477e-05 | 0.03 | 2392
4970 | CASTRO VALLEY 1110264914 | 14091110 | CASTRO VALLEY 1110 | 264914 | FALSE | 1490.2678 | 1396.6171 | 0.77615 | 14 | 8.0285e-05 | 2197 | 0.066248 | 3164 | 5.3219e-06 | 3248 | 7.4507e-05 |  | 2934
6336 | SAN RAFAEL 1101310 | 42011101 | SAN RAFAEL 1101 | 310 | TRUE | 5801.4081 | 319.7974 | 0.17772 | 48 | 8.1312e-05 | 2173 | 0.065285 | 3466 | 5.3143e-06 | 3249 | 0.00025509 | 0.63 | 836
5625 | LAURELES 11116617 | 182371111 | LAURELES 1111 | 6617 | FALSE | 2923.677 | 2923.677 | 1.6248 | 13 | 7.8082e-05 | 2257 | 0.068388 | 2946 | 5.304e-06 | 3250 | 6.8952e-05 | 1.03 | 726
4819 | GANSNER 1101590690 | 103021101 | GANSNER 1101 | 590690 | TRUE | 383.2694 | 102.0304 | 0.056702 | 4 | 8.1235e-05 | 2176 | 0.065148 | 3587 | 5.2923e-06 | 3251 | 2.1169e-05 |  | 2919
3357 | TASSAJARA 210812712 | 14662108 | TASSAJARA 2108 | 12712 | FALSE | 5357.9341 | 1227.8521 | 0.68236 | 46 | 8.0658e-05 | 2189 | 0.065483 | 3376 | 5.2813e-06 | 3252 | 0.00024294 | 10.37 | 397
4164 | ELK 11014628 | 42981101 | ELK 1101 | 4628 | FALSE | 6688.9793 | 3975.7324 | 2.2094 | 54 | 7.9821e-05 | 2212 | 0.065813 | 3262 | 5.2551e-06 | 3253 | 0.00028378 | 0.03 | 2361
5329 | ROSSMOOR 1106L522R | 14161106 | ROSSMOOR 1106 | L522R | FALSE | 6797.2077 | 3031.8636 | 1.6849 | 56 | 7.9525e-05 | 2221 | 0.065744 | 3296 | 5.255e-06 | 3254 | 0.00029428 | 1.17 | 704
10811 | STAFFORD 1101803535 | 43201101 | STAFFORD 1101 | 803535 | TRUE | 262.4984 | 262.4984 | 0.14588 | 3 | 7.8567e-05 | 2247 | 0.066431 | 3038 | 5.2193e-06 | 3255 | 1.5658e-05 |  | 3608
7133 | DEL MONTE 21032000 | 182222103 | DEL MONTE 2103 | 2000 | FALSE | 14495.3301 | 14495.3301 | 8.0555 | 101 | 7.8422e-05 | 2249 | 0.066432 | 2979 | 5.2097e-06 | 3256 | 0.00052618 | 0.12 | 1391
5982 | SAN RAFAEL 1107434 | 42011107 | SAN RAFAEL 1107 | 434 | TRUE | 1839.9407 | 49.2215 | 0.027354 | 16 | 7.9657e-05 | 2216 | 0.065231 | 3489 | 5.2024e-06 | 3257 | 8.3238e-05 |  | 2993
7562 | IGNACIO 1105784032 | 42481105 | IGNACIO 1105 | 784032 | TRUE | 974.4826 | 863.751 | 0.48002 | 11 | 7.8303e-05 | 2251 | 0.066199 | 3170 | 5.1906e-06 | 3258 | 5.7096e-05 |  | 3137
4422 | ROSSMOOR 1106CB | 14161106 | ROSSMOOR 1106 | CB | FALSE | 7735.7733 | 2937.1415 | 1.6323 | 60 | 7.5124e-05 | 2330 | 1.6497 | 2856 | 5.1594e-06 | 3259 | 0.00030957 | 0.22 | 1133
788 | OAKLAND K 1104CR210 | 12101104 | OAKLAND K 1104 | CR210 | FALSE | 4546.547 | 4546.547 | 2.5267 | 35 | 7.7661e-05 | 2270 | 0.066431 | 3091 | 5.1591e-06 | 3260 | 0.00018057 | 0.14 | 1309
5398 | HARTLEY 1101471 | 43211101 | HARTLEY 1101 | 471 | TRUE | 2001.813 | 0 | 0 | 16 | 7.9063e-05 | 2233 | 0.06523 | 3491 | 5.1543e-06 | 3261 | 8.2468e-05 | 0.33 | 988
3021 | SAN RAFAEL 1101494 | 42011101 | SAN RAFAEL 1101 | 494 | FALSE | 14793.4066 | 9034.9185 | 5.021 | 114 | 7.7057e-05 | 2285 | 0.06596 | 3230 | 5.1065e-06 | 3262 | 0.00058215 | 0.23 | 1112
2946 | WOODSIDE 11049116 | 24251104 | WOODSIDE 1104 | 9116 | FALSE | 6878.1556 | 1335.9769 | 0.74245 | 53 | 7.7353e-05 | 2280 | 0.065341 | 3442 | 5.0499e-06 | 3263 | 0.00026765 | 0.08 | 1597
8964 | MARIPOSA 2102527766 | 254452102 | MARIPOSA 2102 | 527766 | TRUE | 66.9649 | 66.9649 | 0.037215 | 1 | 7.5879e-05 | 2310 | 0.066432 | 2954 | 5.0408e-06 | 3264 | 5.0408e-06 |  | 3285
8147 | LAS GALLINAS A 1105648439 | 42991105 | LAS GALLINAS A 1105 | 648439 | TRUE | 225.8757 | 10.9115 | 0.0060639 | 3 | 7.7251e-05 | 2281 | 0.065151 | 3571 | 5.033e-06 | 3265 | 1.5099e-05 |  | 3196
6797 | EMERALD LAKE 04028858 | 24080402 | EMERALD LAKE 0402 | 8858 | FALSE | 3073.6226 | 3073.6226 | 1.7081 | 27 | 7.5167e-05 | 2327 | 0.066432 | 2966 | 4.9935e-06 | 3266 | 0.00013482 | 0.08 | 1631
8050 | BIG RIVER 11015065 | 43081101 | BIG RIVER 1101 | 5065 | FALSE | 3543.5774 | 3543.5774 | 1.9693 | 27 | 7.4898e-05 | 2334 | 0.066432 | 2987 | 4.9756e-06 | 3267 | 0.00013434 | 0.1 | 1465
6040 | RACETRACK 17032553 | 163761703 | RACETRACK 1703 | 2553 | FALSE | 3992.3117 | 1548.3173 | 0.86045 | 32 | 7.5372e-05 | 2324 | 0.065669 | 3318 | 4.9535e-06 | 3268 | 0.00015851 | 0.05 | 2058
4959 | VALLEY VIEW 1105305072 | 14341105 | VALLEY VIEW 1105 | 305072 | FALSE | 6216.8943 | 5044.0425 | 2.8031 | 45 | 7.4673e-05 | 2341 | 0.066118 | 3185 | 4.9532e-06 | 3269 | 0.0002229 |  | 2933
1675 | CASTRO VALLEY 1111227862 | 14091111 | CASTRO VALLEY 1111 | 227862 | TRUE | 2810.7104 | 319.3369 | 0.17747 | 26 | 7.5864e-05 | 2311 | 0.065246 | 3481 | 4.952e-06 | 3270 | 0.00012875 |  | 2736
9676 | PACIFICA 1103885952 | 22811103 | PACIFICA 1103 | 885952 | TRUE | 299.4502 | 283.4481 | 0.15752 | 4 | 7.3952e-05 | 2360 | 0.066111 | 3195 | 4.9074e-06 | 3271 | 1.963e-05 |  | 3397
8421 | EL CERRITO G 1112779030 | 12501112 | EL CERRITO G 1112 | 779030 | TRUE | 1061.942 | 827.4759 | 0.45986 | 11 | 7.3516e-05 | 2383 | 0.066315 | 3145 | 4.881e-06 | 3272 | 5.3691e-05 |  | 3224
2317 | VACAVILLE 1112CB | 63601112 | VACAVILLE 1112 | CB | TRUE | 5313.0282 | 378.608 | 0.21041 | 52 | 7.4297e-05 | 2349 | 0.065199 | 3510 | 4.847e-06 | 3273 | 0.00025204 |  | 2771
2187 | NEWBURG 1131CB | 192151131 | NEWBURG 1131 | CB | TRUE | 10978.5428 | 257.3233 | 0.143 | 91 | 7.4003e-05 | 2358 | 0.2391 | 2928 | 4.8414e-06 | 3274 | 0.00044057 | 0.04 | 2111
8107 | EMERALD LAKE 0402CB | 24080402 | EMERALD LAKE 0402 | CB | FALSE | 3052.0291 | 3052.0291 | 1.6961 | 23 | 7.2318e-05 | 2409 | 0.066432 | 2962 | 4.8042e-06 | 3275 | 0.0001105 | 0.1 | 1457
1133 | SAN CARLOS 1103586832 | 24181103 | SAN CARLOS 1103 | 586832 | FALSE | 6692.9945 | 6145.6408 | 3.4153 | 53 | 7.2377e-05 | 2406 | 0.066311 | 3146 | 4.7995e-06 | 3276 | 0.00025437 |  | 2711
9839 | SAN RAFAEL 11073323 | 42011107 | SAN RAFAEL 1107 | 3323 | TRUE | 214.7286 | 214.7286 | 0.11933 | 2 | 7.1735e-05 | 2429 | 0.066431 | 3042 | 4.7655e-06 | 3277 | 9.5309e-06 | 0.27 | 1051
3598 | PAUL SWEET 210210290 | 83252102 | PAUL SWEET 2102 | 10290 | TRUE | 9277.251 | 4.572 | 0.0025408 | 75 | 7.2679e-05 | 2399 | 0.065164 | 3550 | 4.7388e-06 | 3278 | 0.00035541 |  | 2841
4237 | PAUL SWEET 2109687295 | 83252109 | PAUL SWEET 2109 | 687295 | FALSE | 1495.545 | 1495.545 | 0.83112 | 14 | 7.0919e-05 | 2445 | 0.066432 | 2963 | 4.7113e-06 | 3279 | 6.5958e-05 |  | 2878
4104 | GREENBRAE 1103CB | 43091103 | GREENBRAE 1103 | CB | TRUE | 6661.6605 | 0 | 0 | 61 | 7.201e-05 | 2419 | 0.065151 | 3564 | 4.6915e-06 | 3280 | 0.00028618 | 0.11 | 1448
9040 | SAN RAFAEL 1101CB | 42011101 | SAN RAFAEL 1101 | CB | TRUE | 1531.5459 | 0 | 0 | 17 | 7.1938e-05 | 2422 | 0.065151 | 3566 | 4.6868e-06 | 3281 | 7.9676e-05 | 0.25 | 1083
9787 | ATASCADERO 1103395936 | 182541103 | ATASCADERO 1103 | 395936 | TRUE | 1081.2511 | 685.7662 | 0.3811 | 6 | 7.0765e-05 | 2449 | 0.066004 | 3222 | 4.6656e-06 | 3282 | 2.7994e-05 |  | 3422
3209 | ROB ROY 210512474 | 83692105 | ROB ROY 2105 | 12474 | FALSE | 13789.0355 | 5487.3001 | 3.0495 | 105 | 7.0779e-05 | 2448 | 0.065612 | 3333 | 4.6505e-06 | 3283 | 0.00048831 | 0.04 | 2152
10084 | SAN RAFAEL 1106307651 | 42011106 | SAN RAFAEL 1106 | 307651 | TRUE | 416.3767 | 169.0436 | 0.093943 | 4 | 7.1015e-05 | 2444 | 0.065151 | 3569 | 4.6267e-06 | 3284 | 1.8507e-05 |  | 3486
8574 | BIG RIVER 1101262924 | 43081101 | BIG RIVER 1101 | 262924 | FALSE | 3139.8868 | 3032.2865 | 1.6851 | 30 | 6.9614e-05 | 2485 | 0.066389 | 3125 | 4.6224e-06 | 3285 | 0.00013867 |  | 3238
9375 | BIG MEADOWS 2101439 | 102812101 | BIG MEADOWS 2101 | 439 | FALSE | 1501.1745 | 1069.2533 | 0.59422 | 12 | 7.0104e-05 | 2470 | 0.066111 | 3191 | 4.6178e-06 | 3286 | 5.5413e-05 | 1.58 | 664
10457 | ALTO 1124319320 | 42031124 | ALTO 1124 | 319320 | TRUE | 221.6252 | 210.6172 | 0.11705 | 3 | 7.001e-05 | 2472 | 0.065578 | 3340 | 4.6148e-06 | 3287 | 1.3844e-05 |  | 3552
9137 | BERKELEY F 1103620294 | 12061103 | BERKELEY F 1103 | 620294 | TRUE | 312.2722 | 249.6637 | 0.13875 | 4 | 7.0122e-05 | 2469 | 0.065468 | 3388 | 4.6109e-06 | 3288 | 1.8443e-05 |  | 3315
10199 | SALT SPRINGS 21023116 | 163692102 | SALT SPRINGS 2102 | 3116 | TRUE | 87.1475 | 87.1475 | 0.048431 | 2 | 6.9021e-05 | 2507 | 0.066431 | 3085 | 4.5851e-06 | 3289 | 9.1703e-06 |  | 3514
7887 | EAST QUINCY 1101782320 | 102551101 | EAST QUINCY 1101 | 782320 | TRUE | 606.8883 | 340.3108 | 0.18912 | 5 | 6.9413e-05 | 2491 | 0.065662 | 3321 | 4.5524e-06 | 3290 | 2.2762e-05 |  | 3175
5305 | SAN RAFAEL 1105CB | 42011105 | SAN RAFAEL 1105 | CB | TRUE | 14121.4272 | 0 | 0 | 124 | 6.9844e-05 | 2479 | 0.065151 | 3576 | 4.5504e-06 | 3291 | 0.00056425 | 0.02 | 2434
8451 | GUALALA 11124431 | 42841112 | GUALALA 1112 | 4431 | FALSE | 2379.8246 | 2267.622 | 1.2602 | 16 | 6.857e-05 | 2520 | 0.066271 | 3158 | 4.548e-06 | 3292 | 7.2768e-05 | 2.63 | 593
2628 | EAST QUINCY 1101186938 | 102551101 | EAST QUINCY 1101 | 186938 | FALSE | 4893.222 | 2672.105 | 1.485 | 41 | 6.8848e-05 | 2512 | 0.0659 | 3245 | 4.5458e-06 | 3293 | 0.00018638 |  | 2792
8531 | VALLEY VIEW 1106602871 | 14341106 | VALLEY VIEW 1106 | 602871 | FALSE | 1324.4478 | 1324.4478 | 0.73604 | 14 | 6.84e-05 | 2525 | 0.06634 | 3137 | 4.5365e-06 | 3294 | 6.3511e-05 |  | 3232
6262 | HIGHLANDS 110448262 | 43361104 | HIGHLANDS 1104 | 48262 | FALSE | 9974.998 | 9974.998 | 5.5434 | 74 | 6.8225e-05 | 2528 | 0.066414 | 3115 | 4.5315e-06 | 3295 | 0.00033533 | 0.16 | 1266
3513 | FLORENCE 0401CR220 | 12690401 | FLORENCE 0401 | CR220 | TRUE | 2216.0779 | 325.3992 | 0.18084 | 19 | 6.9057e-05 | 2505 | 0.065417 | 3408 | 4.51e-06 | 3296 | 8.5689e-05 | 0.06 | 1884
5570 | SAN CARLOS 11048942 | 24181104 | SAN CARLOS 1104 | 8942 | FALSE | 4451.7025 | 3407.8974 | 1.8939 | 35 | 6.7999e-05 | 2536 | 0.066102 | 3198 | 4.5084e-06 | 3297 | 0.00015779 | 0.07 | 1712
5867 | ARLINGTON 0401404226 | 13700401 | ARLINGTON 0401 | 404226 | FALSE | 1578.9748 | 1403.5728 | 0.78001 | 15 | 6.7624e-05 | 2545 | 0.066004 | 3221 | 4.4777e-06 | 3298 | 6.7165e-05 |  | 2985
1380 | HARRIS 11084674 | 192431108 | HARRIS 1108 | 4674 | TRUE | 11266.4783 | 72.8 | 0.040457 | 85 | 6.8436e-05 | 2524 | 0.065148 | 3604 | 4.4584e-06 | 3299 | 0.00037897 | 0.02 | 2468
7856 | FORT BRAGG A 1102CB | 42761102 | FORT BRAGG A 1102 | CB | FALSE | 9310.1865 | 3594.4279 | 1.9975 | 73 | 6.7929e-05 | 2538 | 0.065429 | 3407 | 4.4533e-06 | 3300 | 0.00032509 | 0.03 | 2291
7134 | DEL MONTE 2103617344 | 182222103 | DEL MONTE 2103 | 617344 | FALSE | 3993.4046 | 2952.1893 | 1.6406 | 34 | 6.6754e-05 | 2562 | 0.065865 | 3252 | 4.4076e-06 | 3301 | 0.00014986 |  | 3099
3773 | RINCON 1104CB | 43321104 | RINCON 1104 | CB | TRUE | 3983.613 | 901.4332 | 0.50096 | 34 | 5.1406e-05 | 3008 | 0.069389 | 2944 | 4.3928e-06 | 3302 | 0.00014935 | 0.16 | 1257
7255 | VIEJO 2203CB | 182852203 | VIEJO 2203 | CB | FALSE | 5468.4733 | 4727.7308 | 2.6274 | 42 | 6.6223e-05 | 2583 | 0.066187 | 3172 | 4.392e-06 | 3303 | 0.00018447 | 0.12 | 1373
1976 | LAURELES 111268454 | 182371112 | LAURELES 1112 | 68454 | FALSE | 17728.9798 | 13589.2158 | 7.552 | 142 | 6.656e-05 | 2571 | 0.066016 | 3214 | 4.3912e-06 | 3304 | 0.00062355 | 0.14 | 1311
1047 | DOLAN ROAD 110122158 | 182381101 | DOLAN ROAD 1101 | 22158 | TRUE | 14506.5343 | 184.8198 | 0.10271 | 119 | 6.7278e-05 | 2552 | 0.065158 | 3557 | 4.3836e-06 | 3305 | 0.00052165 | 0.04 | 2174
4984 | PAUL SWEET 210212850 | 83252102 | PAUL SWEET 2102 | 12850 | FALSE | 6644.9449 | 1063.4476 | 0.59099 | 52 | 6.6462e-05 | 2576 | 0.065295 | 3464 | 4.3733e-06 | 3306 | 0.00022741 | 0.02 | 2487
10216 | GUALALA 1111498 | 42841111 | GUALALA 1111 | 498 | FALSE | 4821.7264 | 4596.7491 | 2.5546 | 18 | 6.582e-05 | 2593 | 0.066146 | 3183 | 4.3648e-06 | 3307 | 7.8567e-05 | 0.05 | 1926
5466 | WEST POINT 11025357 | 163201102 | WEST POINT 1102 | 5357 | FALSE | 5401.7845 | 5401.7845 | 3.002 | 37 | 6.5663e-05 | 2599 | 0.066432 | 2965 | 4.3621e-06 | 3308 | 0.0001614 | 10.09 | 402
5373 | VIEJO 22019490 | 182852201 | VIEJO 2201 | 9490 | FALSE | 2186.2244 | 2004.014 | 1.1137 | 21 | 6.5775e-05 | 2597 | 0.066187 | 3173 | 4.3539e-06 | 3309 | 9.1432e-05 | 0.07 | 1753
3074 | GANSNER 1101480328 | 103021101 | GANSNER 1101 | 480328 | TRUE | 859.3222 | 472.375 | 0.26251 | 7 | 6.5647e-05 | 2600 | 0.065698 | 3311 | 4.3254e-06 | 3310 | 3.0278e-05 |  | 2811
2211 | DEL MONTE 21032654 | 182222103 | DEL MONTE 2103 | 2654 | FALSE | 2963.5999 | 2963.5999 | 1.647 | 23 | 6.4898e-05 | 2612 | 0.066432 | 2988 | 4.3113e-06 | 3311 | 9.916e-05 | 0.09 | 1555
8914 | CLAYTON 2217CB | 12022217 | CLAYTON 2217 | CB | TRUE | 1021.9623 | 373.7851 | 0.20772 | 8 | 6.5789e-05 | 2595 | 0.065148 | 3585 | 4.2861e-06 | 3312 | 3.4288e-05 |  | 3278
9870 | PUEBLO 2103253312 | 43292103 | PUEBLO 2103 | 253312 | TRUE | 698.8026 | 682.8006 | 0.37946 | 2 | 6.5784e-05 | 2596 | 713.1431 | 1011 | 4.2859e-06 | 3313 | 8.5718e-06 |  | 3438
10448 | DOLAN ROAD 1101173702 | 182381101 | DOLAN ROAD 1101 | 173702 | TRUE | 213.4901 | 86.6803 | 0.048171 | 3 | 6.5664e-05 | 2598 | 0.065148 | 3599 | 4.2778e-06 | 3314 | 1.2834e-05 |  | 3550
7265 | ALTO 112265474 | 42031122 | ALTO 1122 | 65474 | FALSE | 5862.6816 | 3837.7425 | 2.1328 | 47 | 6.4376e-05 | 2630 | 0.065968 | 3227 | 4.2638e-06 | 3315 | 0.0002004 | 0.05 | 2056
6511 | PACIFICA 1103218962 | 22811103 | PACIFICA 1103 | 218962 | TRUE | 167.2894 | 86.3363 | 0.04798 | 2 | 5.4301e-05 | 2937 | 0.078474 | 2935 | 4.2591e-06 | 3316 | 8.5182e-06 |  | 3037
10670 | VACAVILLE 1111772224 | 63601111 | VACAVILLE 1111 | 772224 | TRUE | 126.2491 | 91.9583 | 0.051104 | 2 | 6.4042e-05 | 2644 | 0.06579 | 3275 | 4.2158e-06 | 3317 | 8.4316e-06 |  | 3588
5386 | CAROLANDS 040484797 | 24060404 | CAROLANDS 0404 | 84797 | TRUE | 2211.5607 | 66.6995 | 0.037067 | 21 | 6.4533e-05 | 2626 | 0.065331 | 3445 | 4.2155e-06 | 3318 | 8.8525e-05 | 0.02 | 2441
1724 | LAURELES 1112CB | 182371112 | LAURELES 1112 | CB | TRUE | 3818.0634 | 493.1815 | 0.27408 | 38 | 6.4589e-05 | 2622 | 0.065215 | 3503 | 4.2137e-06 | 3319 | 0.00016012 | 0.01 | 2579
1512 | ATASCADERO 1102CB | 182541102 | ATASCADERO 1102 | CB | TRUE | 8168.5567 | 0 | 0 | 67 | 6.4156e-05 | 2638 | 0.065525 | 3359 | 4.207e-06 | 3320 | 0.00028187 |  | 2730
557 | GREENBRAE 11021254 | 43091102 | GREENBRAE 1102 | 1254 | FALSE | 15241.9933 | 9639.5738 | 5.357 | 130 | 6.3299e-05 | 2668 | 0.06587 | 3250 | 4.1869e-06 | 3321 | 0.0005443 | 0.81 | 771
9628 | SAN CARLOS 110436864 | 24181104 | SAN CARLOS 1104 | 36864 | TRUE | 910.3949 | 889.7222 | 0.49445 | 10 | 6.2904e-05 | 2685 | 0.066303 | 3147 | 4.1763e-06 | 3322 | 4.1763e-05 | 0.03 | 2369
7091 | HATTON 11029642 | 182291102 | HATTON 1102 | 9642 | FALSE | 1925.8934 | 1925.8934 | 1.0703 | 18 | 6.2785e-05 | 2690 | 0.066432 | 2983 | 4.1709e-06 | 3323 | 7.5077e-05 | 0.04 | 2171
757 | LAKEWOOD 1102CB | 13531102 | LAKEWOOD 1102 | CB | TRUE | 15331.9124 | 23.5925 | 0.013111 | 121 | 6.3977e-05 | 2647 | 0.065159 | 3556 | 4.1691e-06 | 3324 | 0.00050446 | 0.02 | 2479
10987 | ECHO SUMMIT 1101CB | 158031101 | ECHO SUMMIT 1101 | CB | TRUE | 49.1761 | 49.1761 | 0.027329 | 1 | 6.2654e-05 | 2695 | 0.066431 | 3094 | 4.1622e-06 | 3325 | 4.1622e-06 | 0 | 2628
9358 | PACIFICA 1102267868 | 22811102 | PACIFICA 1102 | 267868 | FALSE | 1937.2772 | 1363.5441 | 0.75777 | 13 | 6.31e-05 | 2676 | 0.065839 | 3257 | 4.157e-06 | 3326 | 5.4041e-05 |  | 3346
5985 | BERESFORD 04039154 | 24040403 | BERESFORD 0403 | 9154 | FALSE | 10556.7719 | 6776.6762 | 3.766 | 95 | 6.2892e-05 | 2686 | 0.065945 | 3236 | 4.1518e-06 | 3327 | 0.00039442 | 0.03 | 2237
7732 | BIG MEADOWS 21012510 | 102812101 | BIG MEADOWS 2101 | 2510 | FALSE | 14243.477 | 12778.5068 | 7.1014 | 22 | 6.2454e-05 | 2707 | 0.066023 | 3213 | 4.1333e-06 | 3328 | 9.0933e-05 | 0.02 | 2457
3692 | LAS GALLINAS A 1107554 | 42991107 | LAS GALLINAS A 1107 | 554 | TRUE | 4453.2978 | 52.9857 | 0.029446 | 35 | 6.333e-05 | 2667 | 0.065188 | 3524 | 4.1303e-06 | 3329 | 0.00014456 |  | 2848
7653 | WOOD 0401265211 | 13380401 | WOOD 0401 | 265211 | TRUE | 282.195 | 238.1693 | 0.13236 | 4 | 6.2639e-05 | 2696 | 0.065789 | 3282 | 4.1276e-06 | 3330 | 1.651e-05 |  | 3146
7212 | VIEJO 2201CB | 182852201 | VIEJO 2201 | CB | FALSE | 8287.061 | 8183.2875 | 4.5477 | 67 | 6.1848e-05 | 2725 | 0.066374 | 3130 | 4.1068e-06 | 3331 | 0.00027516 | 0.08 | 1652
4015 | DOLAN ROAD 11013012 | 182381101 | DOLAN ROAD 1101 | 3012 | TRUE | 22106.1049 | 301.9386 | 0.1678 | 160 | 6.253e-05 | 2701 | 0.065164 | 3551 | 4.0749e-06 | 3332 | 0.00065198 | 0.04 | 2138
6661 | HICKS 2103XR248 | 83432103 | HICKS 2103 | XR248 | TRUE | 2436.8191 | 0 | 0 | 22 | 6.254e-05 | 2700 | 0.065147 | 3632 | 4.0743e-06 | 3333 | 8.9634e-05 |  | 3052
9871 | SARATOGA 1103709451 | 83371103 | SARATOGA 1103 | 709451 | TRUE | 302.4738 | 302.4738 | 0.16809 | 5 | 6.0665e-05 | 2757 | 0.066432 | 2951 | 4.0301e-06 | 3334 | 2.0151e-05 |  | 3439
3396 | SARATOGA 1107CB | 83371107 | SARATOGA 1107 | CB | TRUE | 15770.5803 | 273.8424 | 0.15218 | 135 | 6.178e-05 | 2726 | 0.065185 | 3529 | 4.0299e-06 | 3335 | 0.00054404 | 0.02 | 2453
697 | SANTA ROSA A 1107CB | 42151107 | SANTA ROSA A 1107 | CB | FALSE | 9896.0278 | 4879.3813 | 2.7116 | 92 | 6.0199e-05 | 2766 | 0.065711 | 3305 | 3.9708e-06 | 3336 | 0.00036531 | 0.35 | 974
7511 | BERKELEY F 1105189500 | 12061105 | BERKELEY F 1105 | 189500 | FALSE | 1726.2402 | 1225.686 | 0.68115 | 17 | 6.0082e-05 | 2771 | 0.065903 | 3244 | 3.9708e-06 | 3337 | 6.7503e-05 |  | 3131
5683 | OAKLAND K 1104CB | 12101104 | OAKLAND K 1104 | CB | FALSE | 2366.505 | 2366.505 | 1.3151 | 17 | 5.9542e-05 | 2787 | 0.066432 | 2992 | 3.9555e-06 | 3338 | 6.7244e-05 | 0.14 | 1312
4165 | VIEJO 22022606 | 182852202 | VIEJO 2202 | 2606 | FALSE | 4663.4326 | 1279.376 | 0.71099 | 52 | 5.9834e-05 | 2780 | 0.065394 | 3420 | 3.9158e-06 | 3339 | 0.00020362 | 0.06 | 1806
5028 | PUEBLO 21031970 | 43292103 | PUEBLO 2103 | 1970 | TRUE | 6915.717 | 0 | 0 | 60 | 6.0013e-05 | 2774 | 0.065151 | 3563 | 3.9099e-06 | 3340 | 0.00023459 | 0.06 | 1913
4499 | MORGAN HILL 2109145998 | 83242109 | MORGAN HILL 2109 | 145998 | FALSE | 4112.6069 | 4027.966 | 2.2385 | 28 | 5.8787e-05 | 2812 | 0.066294 | 3151 | 3.8997e-06 | 3341 | 0.00010919 |  | 2898
1014 | VIEJO 22019114 | 182852201 | VIEJO 2201 | 9114 | FALSE | 11036.3123 | 10977.6209 | 6.1006 | 92 | 5.8649e-05 | 2817 | 0.066404 | 3117 | 3.8947e-06 | 3342 | 0.00035832 | 0.17 | 1246
230 | CAROLANDS 04049026 | 24060404 | CAROLANDS 0404 | 9026 | FALSE | 8105.233 | 1184.1509 | 0.65807 | 71 | 5.949e-05 | 2791 | 0.065382 | 3425 | 3.8932e-06 | 3343 | 0.00027642 | 0.03 | 2274
10928 | FORT ORD 21069656 | 182402106 | FORT ORD 2106 | 9656 | TRUE | 188.9883 | 188.9883 | 0.10503 | 2 | 5.8277e-05 | 2826 | 0.066432 | 2981 | 3.8714e-06 | 3344 | 7.7429e-06 |  | 3621
5034 | OAKLAND J 1102CR184 | 12091102 | OAKLAND J 1102 | CR184 | FALSE | 5568.9906 | 5568.9906 | 3.0949 | 43 | 5.7871e-05 | 2839 | 0.066432 | 2949 | 3.8445e-06 | 3345 | 0.00016531 | 0.05 | 2043
4211 | FAIRVIEW 2207P142 | 13432207 | FAIRVIEW 2207 | P142 | FALSE | 5002.4344 | 1963.5704 | 1.0912 | 41 | 5.8204e-05 | 2828 | 0.065555 | 3351 | 3.8432e-06 | 3346 | 0.00015757 | 0.02 | 2469
10430 | BELL 1107643778 | 152701107 | BELL 1107 | 643778 | TRUE | 406.3148 | 270.3051 | 0.15022 | 4 | 5.7794e-05 | 2841 | 0.06547 | 3381 | 3.7919e-06 | 3347 | 1.5168e-05 |  | 3549
9697 | DOLAN ROAD 1101882610 | 182381101 | DOLAN ROAD 1101 | 882610 | TRUE | 653.6335 | 228.3158 | 0.12688 | 8 | 5.7922e-05 | 2838 | 0.065308 | 3458 | 3.7868e-06 | 3348 | 3.0295e-05 |  | 3400
238 | LOS GATOS 1102526868 | 82021102 | LOS GATOS 1102 | 526868 | FALSE | 2061.1443 | 1780.5165 | 0.98949 | 20 | 5.6772e-05 | 2867 | 0.066239 | 3165 | 3.7614e-06 | 3349 | 7.5227e-05 |  | 2663
7260 | SUMMIT 110158642 | 152591101 | SUMMIT 1101 | 58642 | FALSE | 2892.0319 | 2892.0319 | 1.6072 | 13 | 5.6521e-05 | 2871 | 0.066431 | 3049 | 3.7548e-06 | 3350 | 4.8812e-05 | 0.02 | 2501
535 | ATASCADERO 11012379 | 182541101 | ATASCADERO 1101 | 2379 | FALSE | 1171.3689 | 1171.3689 | 0.65097 | 11 | 5.6518e-05 | 2872 | 0.066432 | 2969 | 3.7546e-06 | 3351 | 4.1301e-05 | 0.09 | 1523
4492 | DEL MONTE 2103468158 | 182222103 | DEL MONTE 2103 | 468158 | TRUE | 1565.7596 | 826.6133 | 0.45938 | 12 | 5.6983e-05 | 2862 | 0.065469 | 3384 | 3.7407e-06 | 3352 | 4.4889e-05 |  | 2897
8753 | HALF MOON BAY 1102650808 | 24101102 | HALF MOON BAY 1102 | 650808 | TRUE | 998.3572 | 843.3592 | 0.46868 | 8 | 5.3264e-05 | 2957 | 0.068808 | 2945 | 3.6894e-06 | 3353 | 2.9515e-05 |  | 3257
43 | WOODSIDE 1104555372 | 24251104 | WOODSIDE 1104 | 555372 | FALSE | 6684.5288 | 6684.5288 | 3.7148 | 54 | 5.5277e-05 | 2905 | 0.066432 | 2978 | 3.6721e-06 | 3354 | 0.0001983 | 0.13 | 1342
10659 | ECHO SUMMIT 110155262 | 158031101 | ECHO SUMMIT 1101 | 55262 | TRUE | 266.534 | 266.534 | 0.14812 | 4 | 5.499e-05 | 2911 | 0.066431 | 3095 | 3.653e-06 | 3355 | 1.4612e-05 | 0.06 | 1866
7441 | SAN LUIS OBISPO 110596874 | 182631105 | SAN LUIS OBISPO 1105 | 96874 | FALSE | 1722.0177 | 1345.5157 | 0.74775 | 16 | 5.4971e-05 | 2913 | 0.06595 | 3234 | 3.6408e-06 | 3356 | 5.8253e-05 |  | 3127
9136 | VIEJO 2204CB | 182852204 | VIEJO 2204 | CB | FALSE | 4041.5057 | 3727.5543 | 2.0715 | 24 | 5.482e-05 | 2920 | 0.066271 | 3157 | 3.64e-06 | 3357 | 8.736e-05 | 0.04 | 2207
4971 | EDES 1112CR282 | 13681112 | EDES 1112 | CR282 | FALSE | 6573.0208 | 6573.0208 | 3.6528 | 45 | 5.4739e-05 | 2924 | 0.066432 | 2977 | 3.6364e-06 | 3358 | 0.00016364 | 0.06 | 1916
7343 | ATASCADERO 1101CB | 182541101 | ATASCADERO 1101 | CB | TRUE | 1686.9104 | 61.191 | 0.034006 | 24 | 5.5357e-05 | 2902 | 0.065254 | 3478 | 3.6135e-06 | 3359 | 8.6724e-05 | 0.03 | 2342
8700 | VIEJO 22029488 | 182852202 | VIEJO 2202 | 9488 | FALSE | 2122.5518 | 1460.401 | 0.81159 | 18 | 5.4746e-05 | 2923 | 0.06579 | 3279 | 3.6034e-06 | 3360 | 6.486e-05 | 0.02 | 2561
3541 | SEACLIFF 0402558727 | 83500402 | SEACLIFF 0402 | 558727 | TRUE | 2270.5335 | 217.1494 | 0.12068 | 22 | 5.4871e-05 | 2919 | 0.065381 | 3426 | 3.5926e-06 | 3361 | 7.9037e-05 |  | 2835
7420 | DEL MONTE 210342226 | 182222103 | DEL MONTE 2103 | 42226 | TRUE | 4032.3201 | 940.1806 | 0.52249 | 32 | 5.4774e-05 | 2922 | 0.065308 | 3457 | 3.588e-06 | 3362 | 0.00011482 |  | 3126
7115 | LAS GALLINAS A 1104309087 | 42991104 | LAS GALLINAS A 1104 | 309087 | TRUE | 645.6047 | 302.4969 | 0.16811 | 6 | 5.4354e-05 | 2935 | 0.065578 | 3341 | 3.575e-06 | 3363 | 2.145e-05 |  | 3096
5040 | TEMPLETON 2112238418 | 183052112 | TEMPLETON 2112 | 238418 | TRUE | 1291.252 | 331.2384 | 0.18408 | 6 | 5.4643e-05 | 2928 | 0.065361 | 3433 | 3.5615e-06 | 3364 | 2.1369e-05 |  | 2935
77 | ALTO 1124428 | 42031124 | ALTO 1124 | 428 | TRUE | 2739.6912 | 0 | 0 | 21 | 5.3944e-05 | 2943 | 0.065212 | 3505 | 3.5167e-06 | 3365 | 7.3852e-05 | 0.37 | 964
288 | MORGAN HILL 2110XR326 | 83242110 | MORGAN HILL 2110 | XR326 | TRUE | 21948.0156 | 0 | 0 | 163 | 5.3862e-05 | 2945 | 0.065147 | 3608 | 3.509e-06 | 3366 | 0.00057196 | 0.04 | 2188
1912 | SANTA ROSA A 110439786 | 42151104 | SANTA ROSA A 1104 | 39786 | TRUE | 5442.5467 | 454.7368 | 0.25271 | 44 | 5.3497e-05 | 2950 | 0.065245 | 3482 | 3.496e-06 | 3367 | 0.00015383 | 0.21 | 1145
6503 | VIEJO 22029118 | 182852202 | VIEJO 2202 | 9118 | FALSE | 4822.7839 | 1265.7827 | 0.70344 | 41 | 5.3297e-05 | 2954 | 0.065429 | 3406 | 3.4915e-06 | 3368 | 0.00014315 | 0.42 | 936
4440 | SANTA ROSA A 1104991788 | 42151104 | SANTA ROSA A 1104 | 991788 | FALSE | 5495.9742 | 1222.0634 | 0.67914 | 43 | 5.288e-05 | 2971 | 0.065395 | 3419 | 3.4631e-06 | 3369 | 0.00014892 |  | 2890
8382 | MORGAN HILL 2109XR246 | 83242109 | MORGAN HILL 2109 | XR246 | TRUE | 6374.5348 | 71.5932 | 0.039787 | 61 | 5.3027e-05 | 2967 | 0.06519 | 3521 | 3.4559e-06 | 3370 | 0.00021081 |  | 3218
8657 | OCEANO 110376678 | 182601103 | OCEANO 1103 | 76678 | TRUE | 597.8557 | 88.7522 | 0.049323 | 8 | 5.2866e-05 | 2974 | 0.065468 | 3386 | 3.4511e-06 | 3371 | 2.7609e-05 | 0.02 | 2467
9324 | ECHO SUMMIT 1101741586 | 158031101 | ECHO SUMMIT 1101 | 741586 | FALSE | 1137.7952 | 1137.7952 | 0.63231 | 9 | 5.1683e-05 | 3002 | 0.066431 | 3093 | 3.4334e-06 | 3372 | 3.09e-05 |  | 3342
392 | BELMONT 11038958 | 24031103 | BELMONT 1103 | 8958 | FALSE | 9585.6333 | 5438.9297 | 3.0226 | 73 | 5.1694e-05 | 3001 | 0.065833 | 3259 | 3.4119e-06 | 3373 | 0.00024907 | 0.04 | 2204
9058 | LOS GATOS 1101502026 | 82021101 | LOS GATOS 1101 | 502026 | TRUE | 1729.6385 | 180.5393 | 0.10033 | 17 | 5.2048e-05 | 2992 | 0.065374 | 3427 | 3.4024e-06 | 3374 | 5.784e-05 |  | 3302
2028 | HICKS 1116LB16 | 83431116 | HICKS 1116 | LB16 | FALSE | 13211.9515 | 4399.0652 | 2.4447 | 97 | 5.1468e-05 | 3006 | 0.065597 | 3335 | 3.3964e-06 | 3375 | 0.00032945 | 0.03 | 2296
10450 | OAKLAND J 1102951816 | 12091102 | OAKLAND J 1102 | 951816 | TRUE | 539.1734 | 539.1734 | 0.29964 | 6 | 5.1065e-05 | 3013 | 0.066431 | 3112 | 3.3923e-06 | 3376 | 2.0354e-05 |  | 3551
3081 | SARATOGA 1103LC40 | 83371103 | SARATOGA 1103 | LC40 | TRUE | 2260.1219 | 26.7728 | 0.014879 | 28 | 5.1876e-05 | 2996 | 0.065193 | 3517 | 3.3827e-06 | 3377 | 9.4717e-05 | 0.02 | 2440
5298 | SAN LEANDRO U 1109CR182 | 13111109 | SAN LEANDRO U 1109 | CR182 | FALSE | 7768.8154 | 7768.8154 | 4.3174 | 56 | 5.0879e-05 | 3018 | 0.066432 | 2959 | 3.38e-06 | 3378 | 0.00018928 | 0.15 | 1294
9781 | SAN LUIS OBISPO 1108903036 | 182631108 | SAN LUIS OBISPO 1108 | 903036 | TRUE | 576.6112 | 306.6437 | 0.17041 | 5 | 5.0816e-05 | 3019 | 0.065404 | 3415 | 3.3474e-06 | 3379 | 1.6737e-05 |  | 3419
1847 | ALTO 1122CB | 42031122 | ALTO 1122 | CB | FALSE | 5576.1236 | 3611.6831 | 2.0071 | 46 | 5.0453e-05 | 3026 | 0.065847 | 3255 | 3.3325e-06 | 3380 | 0.0001533 | 0.18 | 1221
559 | PACIFICA 110266732 | 22811102 | PACIFICA 1102 | 66732 | TRUE | 3298.663 | 334.9483 | 0.18614 | 23 | 5.0745e-05 | 3021 | 0.065259 | 3476 | 3.3135e-06 | 3381 | 7.6211e-05 | 0.04 | 2115
7812 | LUCERNE 11062355 | 43351106 | LUCERNE 1106 | 2355 | TRUE | 1676.4836 | 644.3598 | 0.35809 | 13 | 4.9957e-05 | 3038 | 0.065643 | 3325 | 3.2963e-06 | 3382 | 4.2852e-05 | 0.06 | 1797
9811 | PACIFICA 1103119798 | 22811103 | PACIFICA 1103 | 119798 | TRUE | 129.7041 | 129.7041 | 0.072081 | 2 | 4.9475e-05 | 3051 | 0.066432 | 2975 | 3.2867e-06 | 3383 | 6.5735e-06 |  | 3428
10195 | ALTO 112081716 | 42031120 | ALTO 1120 | 81716 | TRUE | 406.7505 | 406.7505 | 0.22604 | 5 | 4.9207e-05 | 3059 | 0.066432 | 2971 | 3.2689e-06 | 3384 | 1.6345e-05 |  | 3512
6620 | LOS GATOS 1101950286 | 82021101 | LOS GATOS 1101 | 950286 | FALSE | 1710.7995 | 1710.7995 | 0.95075 | 17 | 4.911e-05 | 3061 | 0.066432 | 2974 | 3.2625e-06 | 3385 | 5.5462e-05 |  | 3046
5964 | RALSTON 1102CB | 24141102 | RALSTON 1102 | CB | FALSE | 6891.3641 | 1520.1281 | 0.84479 | 66 | 4.9607e-05 | 3044 | 0.065478 | 3378 | 3.2502e-06 | 3386 | 0.00021451 | 0.05 | 2029
8215 | GREENBRAE 1104107508 | 43091104 | GREENBRAE 1104 | 107508 | TRUE | 282.9574 | 0 | 0 | 2 | 4.9331e-05 | 3054 | 0.065151 | 3568 | 3.214e-06 | 3387 | 6.4279e-06 |  | 3203
1635 | OAKLAND K 1101CR172 | 12101101 | OAKLAND K 1101 | CR172 | TRUE | 3350.0951 | 904.9661 | 0.50292 | 30 | 4.8943e-05 | 3065 | 0.065361 | 3434 | 3.209e-06 | 3388 | 9.6271e-05 | 0.05 | 2015
3774 | PAUL SWEET 210411074 | 83252104 | PAUL SWEET 2104 | 11074 | FALSE | 4972.7567 | 4718.31 | 2.6221 | 41 | 4.8374e-05 | 3082 | 0.066275 | 3154 | 3.1905e-06 | 3389 | 0.00013081 | 0.48 | 903
8087 | SAN RAMON 2107MR441 | 14232107 | SAN RAMON 2107 | MR441 | TRUE | 350.4949 | 40.2016 | 0.022341 | 8 | 4.8606e-05 | 3074 | 0.065309 | 3456 | 3.1892e-06 | 3390 | 2.5513e-05 |  | 3190
7720 | SAN RAFAEL 1106764698 | 42011106 | SAN RAFAEL 1106 | 764698 | TRUE | 357.0375 | 133.4071 | 0.074139 | 5 | 4.8608e-05 | 3073 | 0.065407 | 3412 | 3.1867e-06 | 3391 | 1.5933e-05 |  | 3156
3736 | VALLEY VIEW 1105P126 | 14341105 | VALLEY VIEW 1105 | P126 | FALSE | 3297.3508 | 1680.8363 | 0.9341 | 25 | 4.8344e-05 | 3085 | 0.065713 | 3304 | 3.1848e-06 | 3392 | 7.9621e-05 | 0.03 | 2259
2670 | GREENBRAE 11037315 | 43091103 | GREENBRAE 1103 | 7315 | TRUE | 3607.614 | 0 | 0 | 32 | 4.8486e-05 | 3078 | 0.065151 | 3567 | 3.1589e-06 | 3393 | 0.00010108 |  | 2795
6253 | FORT BRAGG A 110233064 | 42761102 | FORT BRAGG A 1102 | 33064 | TRUE | 5902.0297 | 0 | 0 | 49 | 4.8351e-05 | 3084 | 0.065148 | 3593 | 3.15e-06 | 3394 | 0.00015435 |  | 3017
4022 | EDES 1112CR100 | 13681112 | EDES 1112 | CR100 | FALSE | 5399.0675 | 5399.0675 | 3.0004 | 40 | 4.7216e-05 | 3109 | 0.066432 | 2972 | 3.1366e-06 | 3395 | 0.00012546 | 0.04 | 2134
1730 | LOS GATOS 1101CB | 82021101 | LOS GATOS 1101 | CB | TRUE | 3679.779 | 47.6524 | 0.026482 | 34 | 4.8123e-05 | 3090 | 0.065185 | 3530 | 3.1364e-06 | 3396 | 0.00010664 | 0.03 | 2233
5067 | EL CERRITO G 1112BR178 | 12501112 | EL CERRITO G 1112 | BR178 | TRUE | 10667.1601 | 48.2003 | 0.026786 | 93 | 4.805e-05 | 3092 | 0.065161 | 3553 | 3.1309e-06 | 3397 | 0.00029117 | 0.24 | 1105
3732 | SOBRANTE 1101L534R | 14671101 | SOBRANTE 1101 | L534R | FALSE | 3066.0904 | 1291.9266 | 0.71797 | 34 | 4.7553e-05 | 3099 | 0.065526 | 3358 | 3.1282e-06 | 3398 | 0.00010636 | 0.06 | 1853
4550 | VALLEY VIEW 1106P176 | 14341106 | VALLEY VIEW 1106 | P176 | TRUE | 5384.4602 | 354.4687 | 0.19699 | 44 | 4.7444e-05 | 3104 | 0.066098 | 3199 | 3.1268e-06 | 3399 | 0.00013758 | 0.06 | 1778
7024 | VIEJO 220292792 | 182852202 | VIEJO 2202 | 92792 | TRUE | 2338.4551 | 0 | 0 | 21 | 4.7946e-05 | 3094 | 0.065148 | 3598 | 3.1236e-06 | 3400 | 6.5595e-05 | 0.04 | 2169
8774 | TULUCAY 1101504524 | 42301101 | TULUCAY 1101 | 504524 | TRUE | 2446.524 | 610.0991 | 0.33905 | 15 | 4.7542e-05 | 3101 | 0.065322 | 3452 | 3.1216e-06 | 3401 | 4.6823e-05 |  | 3262
9561 | ATASCADERO 1101747522 | 182541101 | ATASCADERO 1101 | 747522 | TRUE | 1686.5664 | 412.9409 | 0.22949 | 16 | 4.7461e-05 | 3103 | 0.065468 | 3390 | 3.1133e-06 | 3402 | 4.9813e-05 |  | 3378
1757 | OAKLAND X 1106121588 | 12541106 | OAKLAND X 1106 | 121588 | FALSE | 3050.4627 | 1356.1967 | 0.75368 | 27 | 4.7074e-05 | 3111 | 0.065623 | 3330 | 3.0983e-06 | 3403 | 8.3654e-05 |  | 2743
641 | ALTO 11251256 | 42031125 | ALTO 1125 | 1256 | FALSE | 12257.9124 | 12003.1718 | 6.6706 | 88 | 4.6726e-05 | 3121 | 0.066359 | 3134 | 3.098e-06 | 3404 | 0.00027263 | 0.07 | 1720
7693 | SARATOGA 1103595689 | 83371103 | SARATOGA 1103 | 595689 | TRUE | 356.3825 | 44.7654 | 0.024878 | 4 | 4.6978e-05 | 3113 | 0.065468 | 3387 | 3.0826e-06 | 3405 | 1.233e-05 |  | 3152
1201 | RINCON 1102640 | 43321102 | RINCON 1102 | 640 | TRUE | 6850.9553 | 0 | 0 | 56 | 4.7109e-05 | 3110 | 0.065185 | 3528 | 3.0722e-06 | 3406 | 0.00017204 | 0.02 | 2509
8249 | VIEJO 22029089 | 182852202 | VIEJO 2202 | 9089 | FALSE | 2700.0603 | 2319.95 | 1.2893 | 20 | 4.6292e-05 | 3130 | 0.066175 | 3177 | 3.0684e-06 | 3407 | 6.1368e-05 | 0.03 | 2365
4500 | PACIFICA 1102968736 | 22811102 | PACIFICA 1102 | 968736 | FALSE | 1533.9821 | 1132.2658 | 0.62924 | 9 | 4.6179e-05 | 3133 | 0.065575 | 3349 | 3.0372e-06 | 3408 | 2.7334e-05 |  | 2899
5121 | BURNEY 110237284 | 103311102 | BURNEY 1102 | 37284 | TRUE | 823.8475 | 303.068 | 0.16843 | 15 | 4.5944e-05 | 3141 | 0.065918 | 3241 | 3.0199e-06 | 3409 | 4.5299e-05 |  | 2937
3124 | SAN RAFAEL 110648752 | 42011106 | SAN RAFAEL 1106 | 48752 | TRUE | 3375.7798 | 23.2085 | 0.012898 | 28 | 4.6007e-05 | 3137 | 0.065151 | 3572 | 2.9974e-06 | 3410 | 8.3928e-05 | 0.02 | 2446
292 | RIDGE 0402CB | 12840402 | RIDGE 0402 | CB | FALSE | 3860.7171 | 2930.2271 | 1.6284 | 31 | 4.5082e-05 | 3157 | 0.066059 | 3208 | 2.9927e-06 | 3411 | 9.2772e-05 | 0.06 | 1837
5812 | LAS GALLINAS A 11051218 | 42991105 | LAS GALLINAS A 1105 | 1218 | TRUE | 3546.1366 | 106.7452 | 0.059322 | 28 | 4.5839e-05 | 3144 | 0.065197 | 3512 | 2.9904e-06 | 3412 | 8.3731e-05 | 0.03 | 2368
5928 | IGNACIO 110584764 | 42481105 | IGNACIO 1105 | 84764 | TRUE | 4092.9318 | 339.9136 | 0.1889 | 33 | 4.5707e-05 | 3148 | 0.065268 | 3472 | 2.9818e-06 | 3413 | 9.8398e-05 |  | 2990
231 | PAUL SWEET 210912828 | 83252109 | PAUL SWEET 2109 | 12828 | FALSE | 7906.6719 | 1834.1595 | 1.0193 | 66 | 4.4984e-05 | 3161 | 0.065458 | 3393 | 2.9651e-06 | 3414 | 0.0001957 |  | 2662
5926 | CASTRO VALLEY 1110CB | 14091110 | CASTRO VALLEY 1110 | CB | TRUE | 2059.8957 | 523.3275 | 0.29083 | 23 | 4.4906e-05 | 3162 | 0.065538 | 3356 | 2.9632e-06 | 3415 | 6.8153e-05 |  | 2989
8452 | HARRIS 1108395498 | 192431108 | HARRIS 1108 | 395498 | TRUE | 792.3855 | 171.0291 | 0.095047 | 8 | 4.5439e-05 | 3154 | 0.065308 | 3459 | 2.9622e-06 | 3416 | 2.3698e-05 |  | 3227
8569 | IGNACIO 1105683542 | 42481105 | IGNACIO 1105 | 683542 | TRUE | 222.9115 | 222.9115 | 0.12388 | 2 | 4.4358e-05 | 3180 | 0.066431 | 3030 | 2.9468e-06 | 3417 | 5.8935e-06 |  | 3237
6289 | STAFFORD 1101405812 | 43201101 | STAFFORD 1101 | 405812 | TRUE | 695.3753 | 295.2493 | 0.16408 | 7 | 4.5015e-05 | 3158 | 0.065517 | 3362 | 2.9445e-06 | 3418 | 2.0611e-05 |  | 3019
8541 | ROSSMOOR 1106L541R | 14161106 | ROSSMOOR 1106 | L541R | TRUE | 978.5878 | 0 | 0 | 11 | 4.5011e-05 | 3159 | 0.065148 | 3586 | 2.9324e-06 | 3419 | 3.2256e-05 |  | 3233
3241 | OAKLAND K 1101CB | 12101101 | OAKLAND K 1101 | CB | TRUE | 3805.7329 | 538.4598 | 0.29924 | 40 | 4.4235e-05 | 3185 | 0.065436 | 3400 | 2.9186e-06 | 3420 | 0.00011674 | 0.04 | 2228
6045 | OAKLAND J 1105CR256 | 12091105 | OAKLAND J 1105 | CR256 | FALSE | 2967.1612 | 1965.4224 | 1.0923 | 27 | 4.4194e-05 | 3187 | 0.065813 | 3263 | 2.9181e-06 | 3421 | 7.879e-05 | 0.05 | 2053
8780 | SAN LUIS OBISPO 1108144690 | 182631108 | SAN LUIS OBISPO 1108 | 144690 | TRUE | 900.0003 | 418.942 | 0.23282 | 10 | 3.5334e-05 | 3344 | 0.075693 | 2936 | 2.905e-06 | 3422 | 2.905e-05 |  | 3264
10157 | CASTRO VALLEY 1108MR233 | 14091108 | CASTRO VALLEY 1108 | MR233 | TRUE | 1023.3374 | 370.9448 | 0.20615 | 7 | 4.4443e-05 | 3176 | 0.065331 | 3447 | 2.9035e-06 | 3423 | 2.0325e-05 |  | 3504
3481 | IGNACIO 1105318 | 42481105 | IGNACIO 1105 | 318 | FALSE | 18622.6335 | 2887.2825 | 1.6046 | 150 | 4.4269e-05 | 3183 | 0.065347 | 3439 | 2.9031e-06 | 3424 | 0.00043547 |  | 2830
1523 | HAMILTON BRANCH 110187784 | 102361101 | HAMILTON BRANCH 1101 | 87784 | FALSE | 2328.7215 | 2328.7215 | 1.2941 | 23 | 4.3587e-05 | 3199 | 0.066432 | 2997 | 2.8956e-06 | 3425 | 6.6598e-05 | 0.12 | 1383
10922 | PINECREST 0401CB | 163160401 | PINECREST 0401 | CB | TRUE | 22.2055 | 22.2055 | 0.01234 | 1 | 4.352e-05 | 3201 | 0.066431 | 3088 | 2.8911e-06 | 3426 | 2.8911e-06 | 1.9 | 633
1324 | SONOMA 11054456 | 42721105 | SONOMA 1105 | 4456 | TRUE | 8052.7827 | 0 | 0 | 62 | 4.4073e-05 | 3189 | 0.065151 | 3562 | 2.8714e-06 | 3427 | 0.00017803 | 0.03 | 2297
8419 | SAN CARLOS 1103785521 | 24181103 | SAN CARLOS 1103 | 785521 | TRUE | 292.996 | 109.0213 | 0.060587 | 3 | 4.3673e-05 | 3196 | 0.065575 | 3350 | 2.8654e-06 | 3428 | 8.5962e-06 |  | 3223
6629 | BIG MEADOWS 21012246 | 102812101 | BIG MEADOWS 2101 | 2246 | FALSE | 2937.4924 | 2937.4924 | 1.6325 | 23 | 4.2984e-05 | 3209 | 0.066432 | 2998 | 2.8555e-06 | 3429 | 6.5676e-05 | 0.1 | 1481
692 | ECHO SUMMIT 11018922 | 158031101 | ECHO SUMMIT 1101 | 8922 | FALSE | 1940.3902 | 1940.3902 | 1.0783 | 11 | 4.2932e-05 | 3211 | 0.066431 | 3096 | 2.852e-06 | 3430 | 3.1372e-05 | 0.18 | 1208
5593 | SNEATH LANE 1102CB | 22721102 | SNEATH LANE 1102 | CB | FALSE | 4044.2651 | 2195.0074 | 1.2198 | 37 | 4.3121e-05 | 3206 | 0.065703 | 3309 | 2.8459e-06 | 3431 | 0.0001053 | 0.02 | 2448
7382 | VIEJO 220235388 | 182852202 | VIEJO 2202 | 35388 | TRUE | 727.2974 | 517.0139 | 0.28732 | 8 | 4.2702e-05 | 3213 | 0.066111 | 3193 | 2.8344e-06 | 3432 | 2.2676e-05 | 0.94 | 745
5265 | IGNACIO 1103CB | 42481103 | IGNACIO 1103 | CB | TRUE | 3068.5523 | 350.3296 | 0.19469 | 34 | 4.3221e-05 | 3205 | 0.065226 | 3495 | 2.8181e-06 | 3433 | 9.5817e-05 |  | 2943
9102 | HICKS 1116733078 | 83431116 | HICKS 1116 | 733078 | TRUE | 567.873 | 551.871 | 0.30669 | 7 | 4.2163e-05 | 3221 | 0.066065 | 3206 | 2.777e-06 | 3434 | 1.9439e-05 |  | 3310
199 | OAKLAND K 1103CB | 12101103 | OAKLAND K 1103 | CB | TRUE | 7954.9462 | 769.1621 | 0.42745 | 66 | 4.1996e-05 | 3224 | 0.065264 | 3474 | 2.758e-06 | 3435 | 0.00018203 | 0.02 | 2428
2072 | RALSTON 1101420730 | 24141101 | RALSTON 1101 | 420730 | FALSE | 2651.706 | 1292.6324 | 0.71836 | 21 | 4.1694e-05 | 3230 | 0.065759 | 3293 | 2.7513e-06 | 3436 | 5.7777e-05 |  | 2760
8913 | WOOD 0401880795 | 13380401 | WOOD 0401 | 880795 | TRUE | 506.0077 | 163.9752 | 0.091126 | 6 | 4.2077e-05 | 3222 | 0.065147 | 3611 | 2.7412e-06 | 3437 | 1.6447e-05 |  | 3277
7811 | VIEJO 2203947314 | 182852203 | VIEJO 2203 | 947314 | TRUE | 2331.8511 | 461.4011 | 0.25642 | 22 | 4.1433e-05 | 3236 | 0.065323 | 3451 | 2.7164e-06 | 3438 | 5.9761e-05 |  | 3163
8336 | OLEMA 110137074 | 42291101 | OLEMA 1101 | 37074 | TRUE | 506.0081 | 21.9456 | 0.012196 | 6 | 4.1439e-05 | 3234 | 0.065361 | 3435 | 2.7134e-06 | 3439 | 1.628e-05 | 0.03 | 2372
6224 | SAN CARLOS 110479774 | 24181104 | SAN CARLOS 1104 | 79774 | FALSE | 2604.0952 | 1435.8821 | 0.79797 | 24 | 4.0919e-05 | 3247 | 0.065682 | 3315 | 2.698e-06 | 3440 | 6.4753e-05 | 0.05 | 2041
2094 | ROB ROY 210512586 | 83692105 | ROB ROY 2105 | 12586 | FALSE | 10478.2506 | 3041.3304 | 1.6902 | 85 | 4.1068e-05 | 3241 | 0.065464 | 3391 | 2.697e-06 | 3441 | 0.00022925 | 0.05 | 2013
8276 | OAKLAND J 1102CR254 | 12091102 | OAKLAND J 1102 | CR254 | FALSE | 2477.3187 | 1687.0283 | 0.93754 | 20 | 4.0719e-05 | 3253 | 0.065918 | 3242 | 2.6941e-06 | 3442 | 5.3882e-05 | 0.03 | 2367
5380 | CASTROVILLE 210436922 | 182352104 | CASTROVILLE 2104 | 36922 | TRUE | 8825.2123 | 0 | 0 | 37 | 4.0991e-05 | 3245 | 0.065148 | 3595 | 2.6705e-06 | 3443 | 9.8808e-05 |  | 2948
6593 | FOOTHILL 1101798137 | 182951101 | FOOTHILL 1101 | 798137 | TRUE | 581.8228 | 68.0149 | 0.037798 | 5 | 4.0802e-05 | 3250 | 0.065404 | 3417 | 2.6637e-06 | 3444 | 1.3319e-05 |  | 3045
1687 | BIG MEADOWS 21012016 | 102812101 | BIG MEADOWS 2101 | 2016 | TRUE | 6829.6992 | 150.9724 | 0.0839 | 65 | 4.0813e-05 | 3249 | 0.065188 | 3525 | 2.6614e-06 | 3445 | 0.00017299 | 0.04 | 2208
10145 | GREENBRAE 1104317890 | 43091104 | GREENBRAE 1104 | 317890 | TRUE | 125.8315 | 125.8315 | 0.069929 | 2 | 3.9991e-05 | 3269 | 0.066431 | 3031 | 2.6567e-06 | 3446 | 5.3133e-06 |  | 3501
3009 | GREENBRAE 1102CB | 43091102 | GREENBRAE 1102 | CB | TRUE | 3469.4672 | 0 | 0 | 28 | 4.0756e-05 | 3251 | 0.065151 | 3570 | 2.6553e-06 | 3447 | 7.4348e-05 | 0.09 | 1558
9193 | LOS GATOS 1106CB | 82021106 | LOS GATOS 1106 | CB | TRUE | 1170.6003 | 164.2523 | 0.09128 | 11 | 4.0346e-05 | 3259 | 0.065497 | 3371 | 2.651e-06 | 3448 | 2.9161e-05 | 0.27 | 1059
6430 | FORT BRAGG A 110465894 | 42761104 | FORT BRAGG A 1104 | 65894 | TRUE | 1441.6391 | 0 | 0 | 12 | 4.0627e-05 | 3255 | 0.065148 | 3601 | 2.6468e-06 | 3449 | 3.1761e-05 |  | 3031
6292 | RIO DEL MAR 0401931192 | 83260401 | RIO DEL MAR 0401 | 931192 | FALSE | 11415.5971 | 3615.6701 | 2.0093 | 87 | 4.0212e-05 | 3262 | 0.065487 | 3375 | 2.6467e-06 | 3450 | 0.00023026 |  | 3020
8372 | LAURELES 11122142 | 182371112 | LAURELES 1112 | 2142 | TRUE | 2588.0177 | 151.8851 | 0.084408 | 26 | 4.0293e-05 | 3261 | 0.065246 | 3480 | 2.6301e-06 | 3451 | 6.8383e-05 | 0.08 | 1615
4353 | FLORENCE 0401CB | 12690401 | FLORENCE 0401 | CB | FALSE | 4654.0755 | 1041.2537 | 0.57866 | 39 | 4.0081e-05 | 3266 | 0.065411 | 3410 | 2.6231e-06 | 3452 | 0.0001023 | 0.04 | 2160
1560 | SANTA ROSA A 1104CB | 42151104 | SANTA ROSA A 1104 | CB | TRUE | 9581.6812 | 369.0017 | 0.20507 | 76 | 4.0032e-05 | 3268 | 0.065241 | 3484 | 2.617e-06 | 3453 | 0.00019889 | 0.16 | 1252
9790 | PAUL SWEET 2109680537 | 83252109 | PAUL SWEET 2109 | 680537 | TRUE | 1060.8184 | 362.7293 | 0.20158 | 9 | 3.9362e-05 | 3278 | 0.065433 | 3403 | 2.5979e-06 | 3454 | 2.3381e-05 |  | 3424
9764 | PACIFICA 1102512070 | 22811102 | PACIFICA 1102 | 512070 | TRUE | 481.613 | 279.6247 | 0.1554 | 5 | 3.9072e-05 | 3285 | 0.065661 | 3322 | 2.586e-06 | 3455 | 1.293e-05 |  | 3413
2324 | ALTO 1124CB | 42031124 | ALTO 1124 | CB | FALSE | 9084.5965 | 2733.348 | 1.519 | 81 | 3.9255e-05 | 3280 | 0.065515 | 3364 | 2.5838e-06 | 3456 | 0.00020929 | 0.24 | 1096
2547 | CASTRO VALLEY 1102MR204 | 14091102 | CASTRO VALLEY 1102 | MR204 | TRUE | 4739.0907 | 326.5252 | 0.18146 | 46 | 3.9361e-05 | 3279 | 0.065259 | 3475 | 2.5759e-06 | 3457 | 0.00011849 |  | 2785
885 | EDES 1112CR308 | 13681112 | EDES 1112 | CR308 | FALSE | 5698.3231 | 5168.8003 | 2.8725 | 53 | 3.8446e-05 | 3292 | 0.066287 | 3153 | 2.5524e-06 | 3458 | 0.00013527 | 0.07 | 1769
7145 | HICKS 111512494 | 83431115 | HICKS 1115 | 12494 | TRUE | 4190.5486 | 220.1167 | 0.12233 | 35 | 3.9122e-05 | 3283 | 0.065184 | 3532 | 2.5505e-06 | 3459 | 8.9268e-05 |  | 3101
970 | CAYUCOS 1102CB | 182551102 | CAYUCOS 1102 | CB | TRUE | 8504.0553 | 0 | 0 | 41 | 3.9093e-05 | 3284 | 0.065147 | 3625 | 2.5468e-06 | 3460 | 0.00010442 | 0.18 | 1219
7960 | LOS GATOS 1101206248 | 82021101 | LOS GATOS 1101 | 206248 | TRUE | 893.3087 | 83.0039 | 0.046128 | 10 | 3.895e-05 | 3288 | 0.065404 | 3414 | 2.5435e-06 | 3461 | 2.5435e-05 |  | 3179
2461 | HAMILTON BRANCH 110137436 | 102361101 | HAMILTON BRANCH 1101 | 37436 | FALSE | 3311.0305 | 1208.0743 | 0.67137 | 33 | 3.8691e-05 | 3289 | 0.065576 | 3347 | 2.5374e-06 | 3462 | 8.3735e-05 | 0.1 | 1485
5208 | VIEJO 22029120 | 182852202 | VIEJO 2202 | 9120 | FALSE | 11903.5244 | 2858.0041 | 1.5883 | 112 | 3.8665e-05 | 3290 | 0.065446 | 3397 | 2.5361e-06 | 3463 | 0.00028404 | 0.07 | 1741
10027 | PACIFICA 1103398620 | 22811103 | PACIFICA 1103 | 398620 | TRUE | 770.3641 | 758.0837 | 0.42129 | 7 | 3.8215e-05 | 3297 | 0.066248 | 3163 | 2.531e-06 | 3464 | 1.7717e-05 |  | 3477
4053 | OAKLAND X 1105184672 | 12541105 | OAKLAND X 1105 | 184672 | FALSE | 5259.1473 | 2666.0437 | 1.4816 | 46 | 3.8231e-05 | 3295 | 0.065706 | 3307 | 2.5255e-06 | 3465 | 0.00011617 |  | 2869
5327 | FAIRVIEW 2207CB | 13432207 | FAIRVIEW 2207 | CB | TRUE | 8128.5867 | 387.1496 | 0.21515 | 57 | 3.8448e-05 | 3291 | 0.065193 | 3515 | 2.5112e-06 | 3466 | 0.00014314 | 0.03 | 2279
1098 | VIEJO 22012064 | 182852201 | VIEJO 2201 | 2064 | FALSE | 1409.3976 | 1409.3976 | 0.78325 | 15 | 3.7422e-05 | 3305 | 0.066432 | 2982 | 2.486e-06 | 3467 | 3.729e-05 | 0.08 | 1660
3180 | STAFFORD 110242542 | 43201102 | STAFFORD 1102 | 42542 | TRUE | 5717.1489 | 862.3483 | 0.47924 | 52 | 3.7508e-05 | 3304 | 0.065348 | 3438 | 2.465e-06 | 3468 | 0.00012818 | 0.03 | 2335
4684 | SNEATH LANE 110134438 | 22721101 | SNEATH LANE 1101 | 34438 | FALSE | 8258.6725 | 3709.6211 | 2.0616 | 67 | 3.7308e-05 | 3309 | 0.065492 | 3373 | 2.4545e-06 | 3469 | 0.00016445 | 0.06 | 1800
5609 | BURNEY 110297318 | 103311102 | BURNEY 1102 | 97318 | TRUE | 1594.8254 | 294.9732 | 0.16393 | 18 | 3.7395e-05 | 3306 | 0.065576 | 3346 | 2.4455e-06 | 3470 | 4.4019e-05 | 0.03 | 2327
3808 | HAMILTON BRANCH 11013049 | 102361101 | HAMILTON BRANCH 1101 | 3049 | FALSE | 2682.1998 | 1650.9947 | 0.91751 | 23 | 3.708e-05 | 3312 | 0.065874 | 3249 | 2.4445e-06 | 3471 | 5.6224e-05 | 2.64 | 592
10978 | ALTO 1124965060 | 42031124 | ALTO 1124 | 965060 | TRUE | 112.5171 | 99.6543 | 0.055381 | 1 | 3.6723e-05 | 3320 | 0.066431 | 3036 | 2.4396e-06 | 3472 | 2.4396e-06 |  | 3624
10767 | SAUSALITO 1102758798 | 42491102 | SAUSALITO 1102 | 758798 | TRUE | 68.038 | 53.2652 | 0.029601 | 2 | 3.6428e-05 | 3325 | 0.065789 | 3289 | 2.4159e-06 | 3473 | 4.8318e-06 |  | 3603
2223 | PAUL SWEET 2109CB | 83252109 | PAUL SWEET 2109 | CB | TRUE | 18410.6369 | 20.7388 | 0.011525 | 171 | 3.6749e-05 | 3319 | 0.065155 | 3560 | 2.3948e-06 | 3474 | 0.00040951 | 0.28 | 1039
4848 | VALLEY VIEW 1103P160 | 14341103 | VALLEY VIEW 1103 | P160 | TRUE | 10321.2013 | 0 | 0 | 96 | 3.6431e-05 | 3324 | 0.065148 | 3582 | 2.3734e-06 | 3475 | 0.00022785 | 2.76 | 583
1157 | MORAGA 1105116034 | 13801105 | MORAGA 1105 | 116034 | TRUE | 4982.0059 | 539.5091 | 0.29982 | 41 | 3.6154e-05 | 3332 | 0.065278 | 3469 | 2.3641e-06 | 3476 | 9.6928e-05 |  | 2713
6537 | SNEATH LANE 110275844 | 22721102 | SNEATH LANE 1102 | 75844 | TRUE | 864.7167 | 272.6844 | 0.15154 | 10 | 3.5678e-05 | 3340 | 0.065275 | 3470 | 2.3271e-06 | 3477 | 2.3271e-05 | 0.02 | 2485
1692 | SAN CARLOS 11048846 | 24181104 | SAN CARLOS 1104 | 8846 | FALSE | 7060.9911 | 3588.6165 | 1.9943 | 61 | 3.5185e-05 | 3347 | 0.065737 | 3298 | 2.3218e-06 | 3478 | 0.00014163 | 0.04 | 2219
5922 | SNEATH LANE 1101CB | 22721101 | SNEATH LANE 1101 | CB | TRUE | 1584.8668 | 745.3166 | 0.4142 | 19 | 3.5327e-05 | 3345 | 0.06535 | 3437 | 2.3127e-06 | 3479 | 4.3942e-05 | 0.02 | 2415
3263 | SAN LEANDRO U 1109936988 | 13111109 | SAN LEANDRO U 1109 | 936988 | FALSE | 10891.0554 | 10891.0554 | 6.0525 | 86 | 3.4698e-05 | 3356 | 0.066432 | 2957 | 2.3051e-06 | 3480 | 0.00019824 |  | 2818
7536 | WILLITS 11021270 | 42661102 | WILLITS 1102 | 1270 | TRUE | 2454.7077 | 0 | 0 | 21 | 3.5345e-05 | 3343 | 0.06515 | 3579 | 2.3027e-06 | 3481 | 4.8357e-05 |  | 3133
2607 | WALDO 0402258792 | 13350402 | WALDO 0402 | 258792 | FALSE | 4808.6867 | 4793.9751 | 2.6642 | 36 | 3.4657e-05 | 3358 | 0.066396 | 3121 | 2.3019e-06 | 3482 | 8.287e-05 |  | 2788
2976 | STAFFORD 1101902998 | 43201101 | STAFFORD 1101 | 902998 | FALSE | 9746.2747 | 1732.2882 | 0.96269 | 81 | 3.5078e-05 | 3350 | 0.065372 | 3428 | 2.2981e-06 | 3483 | 0.00018615 |  | 2809
28 | RALSTON 110148936 | 24141101 | RALSTON 1101 | 48936 | FALSE | 9703.0008 | 7437.214 | 4.1331 | 86 | 3.4701e-05 | 3355 | 0.066043 | 3210 | 2.2943e-06 | 3484 | 0.00019731 | 0.08 | 1663
6723 | VALLEY VIEW 1106P128 | 14341106 | VALLEY VIEW 1106 | P128 | TRUE | 4067.7934 | 190.9091 | 0.10609 | 31 | 3.4672e-05 | 3357 | 0.065272 | 3471 | 2.2678e-06 | 3485 | 7.0301e-05 | 0.03 | 2403
6528 | LAS GALLINAS A 1106206332 | 42991106 | LAS GALLINAS A 1106 | 206332 | TRUE | 973.8303 | 488.8653 | 0.27168 | 7 | 3.1898e-05 | 3402 | 0.072747 | 2939 | 2.2569e-06 | 3486 | 1.5798e-05 |  | 3039
2106 | SPRUCE 0402BR304 | 13340402 | SPRUCE 0402 | BR304 | FALSE | 5760.7882 | 2392.7287 | 1.3297 | 53 | 3.4151e-05 | 3368 | 0.06568 | 3316 | 2.2492e-06 | 3487 | 0.00011921 | 0.08 | 1595
3661 | LAS GALLINAS A 1106685656 | 42991106 | LAS GALLINAS A 1106 | 685656 | FALSE | 5880.2294 | 1923.4165 | 1.0689 | 43 | 3.4111e-05 | 3369 | 0.06533 | 3449 | 2.2325e-06 | 3488 | 9.5996e-05 |  | 2845
3471 | LOS GATOS 110160136 | 82021101 | LOS GATOS 1101 | 60136 | TRUE | 6522.6172 | 0 | 0 | 57 | 3.4156e-05 | 3367 | 0.065147 | 3622 | 2.2252e-06 | 3489 | 0.00012684 |  | 2829
4292 | EMERALD LAKE 04028872 | 24080402 | EMERALD LAKE 0402 | 8872 | FALSE | 9042.2667 | 7244.0552 | 4.0258 | 77 | 3.3183e-05 | 3382 | 0.066165 | 3180 | 2.2015e-06 | 3490 | 0.00016952 | 0.09 | 1565
1116 | SNEATH LANE 110168070 | 22721101 | SNEATH LANE 1101 | 68070 | TRUE | 3445.6939 | 373.7094 | 0.20768 | 30 | 3.3642e-05 | 3372 | 0.065233 | 3488 | 2.1953e-06 | 3491 | 6.5858e-05 | 0.02 | 2503
9555 | IGNACIO 1103504941 | 42481103 | IGNACIO 1103 | 504941 | TRUE | 1025.616 | 663.24 | 0.36858 | 6 | 3.3217e-05 | 3381 | 0.065578 | 3339 | 2.194e-06 | 3492 | 1.3164e-05 |  | 3375
4494 | VIEJO 22019704 | 182852201 | VIEJO 2201 | 9704 | TRUE | 4114.9938 | 786.5986 | 0.43714 | 29 | 3.3423e-05 | 3377 | 0.065369 | 3429 | 2.1872e-06 | 3493 | 6.3429e-05 | 0.4 | 944
3505 | WOODSIDE 11049030 | 24251104 | WOODSIDE 1104 | 9030 | FALSE | 4149.4333 | 3272.4558 | 1.8186 | 37 | 3.3072e-05 | 3384 | 0.06605 | 3209 | 2.1865e-06 | 3494 | 8.0902e-05 | 0.1 | 1476
4601 | HATTON 11022070 | 182291102 | HATTON 1102 | 2070 | TRUE | 3077.1707 | 843.4628 | 0.46874 | 26 | 3.3159e-05 | 3383 | 0.065444 | 3398 | 2.1767e-06 | 3495 | 5.6595e-05 | 0.04 | 2156
10245 | GREENBRAE 1104972264 | 43091104 | GREENBRAE 1104 | 972264 | TRUE | 337.1983 | 0 | 0 | 4 | 3.3356e-05 | 3379 | 0.065151 | 3575 | 2.1732e-06 | 3496 | 8.6927e-06 |  | 3520
6525 | HAMILTON BRANCH 11012082 | 102361101 | HAMILTON BRANCH 1101 | 2082 | FALSE | 4925.5933 | 2445.1965 | 1.3589 | 46 | 3.2758e-05 | 3390 | 0.065762 | 3292 | 2.1552e-06 | 3497 | 9.9139e-05 | 0.08 | 1612
7268 | HICKS 1116203897 | 83431116 | HICKS 1116 | 203897 | TRUE | 1017.3713 | 367.9073 | 0.20446 | 9 | 3.2839e-05 | 3388 | 0.065433 | 3405 | 2.1509e-06 | 3498 | 1.9358e-05 |  | 3108
5472 | CHESTER 1101656108 | 103181101 | CHESTER 1101 | 656108 | TRUE | 1195.0984 | 838.7097 | 0.4661 | 10 | 3.2603e-05 | 3392 | 0.065918 | 3240 | 2.1478e-06 | 3499 | 2.1478e-05 |  | 2956
659 | EL CERRITO G 1112BR196 | 12501112 | EL CERRITO G 1112 | BR196 | TRUE | 5817.7228 | 0 | 0 | 51 | 3.2633e-05 | 3391 | 0.065172 | 3540 | 2.127e-06 | 3500 | 0.00010848 | 0.05 | 1940
286 | OAKLAND X 1106CB | 12541106 | OAKLAND X 1106 | CB | FALSE | 15907.2746 | 5284.9861 | 2.937 | 136 | 3.2105e-05 | 3399 | 0.065515 | 3363 | 2.1195e-06 | 3501 | 0.00028825 | 0.06 | 1835
3401 | VIEJO 22029104 | 182852202 | VIEJO 2202 | 9104 | FALSE | 9586.0766 | 9148.567 | 5.0842 | 79 | 3.1817e-05 | 3404 | 0.066367 | 3133 | 2.113e-06 | 3502 | 0.00016692 | 0.18 | 1218
617 | OAK 0401CB | 12600401 | OAK 0401 | CB | FALSE | 8716.4726 | 5585.5806 | 3.1041 | 68 | 3.153e-05 | 3408 | 0.06596 | 3231 | 2.0871e-06 | 3503 | 0.00014192 | 0.09 | 1539
5991 | VIEJO 22019698 | 182852201 | VIEJO 2201 | 9698 | TRUE | 1062.5186 | 929.6624 | 0.51664 | 10 | 3.1068e-05 | 3415 | 0.066303 | 3148 | 2.0607e-06 | 3504 | 2.0607e-05 | 0.07 | 1771
2044 | SPRUCE 0401BR316 | 13340401 | SPRUCE 0401 | BR316 | FALSE | 6608.6922 | 6608.6922 | 3.6727 | 56 | 3.0991e-05 | 3416 | 0.066432 | 2970 | 2.0588e-06 | 3505 | 0.00011529 | 0.12 | 1388
7179 | EL CERRITO G 111257953 | 12501112 | EL CERRITO G 1112 | 57953 | TRUE | 1217.1907 | 353.2769 | 0.19633 | 11 | 3.1168e-05 | 3413 | 0.065497 | 3370 | 2.0515e-06 | 3506 | 2.2566e-05 | 0.34 | 977
5036 | FRANKLIN 1104CB | 13921104 | FRANKLIN 1104 | CB | TRUE | 8361.6686 | 466.2641 | 0.25912 | 63 | 3.1091e-05 | 3414 | 0.065209 | 3507 | 2.0367e-06 | 3507 | 0.00012831 | 0.03 | 2390
6325 | LOS GATOS 1108CB | 82021108 | LOS GATOS 1108 | CB | TRUE | 1166.6657 | 0 | 0 | 15 | 3.1212e-05 | 3412 | 0.065147 | 3617 | 2.0334e-06 | 3508 | 3.0501e-05 |  | 3022
6874 | LOS GATOS 1102CB | 82021102 | LOS GATOS 1102 | CB | TRUE | 7506.165 | 0 | 0 | 70 | 3.0936e-05 | 3418 | 0.065147 | 3616 | 2.0154e-06 | 3509 | 0.00014108 | 0.05 | 2064
1424 | PACIFICA 1103CB | 22811103 | PACIFICA 1103 | CB | TRUE | 7799.5565 | 109.5296 | 0.060869 | 62 | 3.075e-05 | 3420 | 0.065188 | 3523 | 2.0046e-06 | 3510 | 0.00012428 | 0.02 | 2475
10000 | ALTO 1125781759 | 42031125 | ALTO 1125 | 781759 | TRUE | 264.5561 | 210.4887 | 0.11698 | 4 | 3.0572e-05 | 3422 | 0.065789 | 3288 | 2.0026e-06 | 3511 | 8.0105e-06 |  | 3469
254 | HICKS 1116CB | 83431116 | HICKS 1116 | CB | TRUE | 22837.5991 | 336.1648 | 0.18682 | 165 | 2.9963e-05 | 3426 | 0.065178 | 3539 | 1.9553e-06 | 3512 | 0.00032262 | 0.04 | 2128
1238 | STAFFORD 11021019 | 43201102 | STAFFORD 1102 | 1019 | TRUE | 1173.8689 | 432.0709 | 0.24012 | 10 | 2.9828e-05 | 3428 | 0.065279 | 3468 | 1.946e-06 | 3513 | 1.946e-05 | 0.07 | 1695
10590 | CHESTER 1102546744 | 103181102 | CHESTER 1102 | 546744 | TRUE | 633.1716 | 428.8696 | 0.23834 | 7 | 2.921e-05 | 3435 | 0.065882 | 3248 | 1.934e-06 | 3514 | 1.3538e-05 |  | 3577
6891 | ALTO 1124994213 | 42031124 | ALTO 1124 | 994213 | TRUE | 860.1534 | 198.7798 | 0.11047 | 8 | 2.9167e-05 | 3437 | 0.065311 | 3455 | 1.9051e-06 | 3515 | 1.5241e-05 |  | 3071
9434 | BERKELEY F 1105849701 | 12061105 | BERKELEY F 1105 | 849701 | TRUE | 220.6039 | 213.7724 | 0.1188 | 2 | 2.8441e-05 | 3447 | 0.065789 | 3283 | 1.8894e-06 | 3516 | 3.7788e-06 |  | 3358
6092 | VIEJO 22049540 | 182852204 | VIEJO 2204 | 9540 | FALSE | 3592.089 | 2319.7097 | 1.2891 | 32 | 2.8532e-05 | 3444 | 0.06587 | 3251 | 1.8885e-06 | 3517 | 6.0431e-05 | 0.02 | 2557
9394 | ALTO 1124884949 | 42031124 | ALTO 1124 | 884949 | TRUE | 693.01 | 312.7335 | 0.1738 | 5 | 2.8569e-05 | 3443 | 0.065663 | 3319 | 1.8768e-06 | 3518 | 9.3841e-06 |  | 3352
8014 | WALDO 0401965216 | 13350401 | WALDO 0401 | 965216 | FALSE | 2651.8859 | 2642.7419 | 1.4687 | 21 | 2.8136e-05 | 3457 | 0.066371 | 3131 | 1.868e-06 | 3519 | 3.9227e-05 |  | 3185
4883 | LAS PULGAS 0401104588 | 24120401 | LAS PULGAS 0401 | 104588 | TRUE | 1238.8359 | 581.4114 | 0.32311 | 11 | 2.8291e-05 | 3451 | 0.065731 | 3301 | 1.8653e-06 | 3520 | 2.0518e-05 |  | 2924
8033 | MORAGA 110531512 | 13801105 | MORAGA 1105 | 31512 | TRUE | 3255.9931 | 0 | 0 | 29 | 2.8486e-05 | 3446 | 0.065148 | 3589 | 1.8558e-06 | 3521 | 5.3819e-05 | 6.49 | 467
4423 | SAN RAFAEL 1105344 | 42011105 | SAN RAFAEL 1105 | 344 | FALSE | 12052.7047 | 1314.7551 | 0.73065 | 97 | 2.8339e-05 | 3449 | 0.065283 | 3467 | 1.8552e-06 | 3522 | 0.00017996 | 0.06 | 1814
3011 | PERRY 1101W52 | 183071101 | PERRY 1101 | W52 | FALSE | 6677.88 | 5033.3373 | 2.7972 | 51 | 2.807e-05 | 3459 | 0.066004 | 3224 | 1.8539e-06 | 3523 | 9.4548e-05 | 0.05 | 1977
2767 | EL CERRITO G 1112BR180 | 12501112 | EL CERRITO G 1112 | BR180 | TRUE | 3108.6276 | 675.0712 | 0.37516 | 25 | 2.814e-05 | 3456 | 0.065507 | 3367 | 1.8513e-06 | 3524 | 4.6282e-05 | 3.92 | 531
7505 | EDES 1112CR306 | 13681112 | EDES 1112 | CR306 | FALSE | 1619.5833 | 1619.5833 | 0.90006 | 16 | 2.7663e-05 | 3463 | 0.066432 | 2950 | 1.8377e-06 | 3525 | 2.9404e-05 | 0.04 | 2175
349 | ALHAMBRA 1102CB | 14101102 | ALHAMBRA 1102 | CB | TRUE | 9244.1392 | 431.1151 | 0.23959 | 75 | 2.7307e-05 | 3468 | 0.065217 | 3501 | 1.7835e-06 | 3526 | 0.00013376 | 0.02 | 2558
5900 | CHESTER 1102CB | 103181102 | CHESTER 1102 | CB | TRUE | 4463.0648 | 40.2966 | 0.022394 | 38 | 2.7246e-05 | 3469 | 0.065182 | 3535 | 1.7766e-06 | 3527 | 6.751e-05 | 0.04 | 2082
6024 | WOODSIDE 11028862 | 24251102 | WOODSIDE 1102 | 8862 | TRUE | 4562.4649 | 0 | 0 | 38 | 2.7115e-05 | 3471 | 0.065147 | 3615 | 1.7665e-06 | 3528 | 6.7125e-05 | 0.02 | 2559
4122 | BURNEY 110257046 | 103311102 | BURNEY 1102 | 57046 | TRUE | 1135.0639 | 48.9091 | 0.02718 | 12 | 2.6931e-05 | 3474 | 0.065362 | 3431 | 1.7587e-06 | 3529 | 2.1104e-05 |  | 2873
2110 | CASTRO VALLEY 1108MR205 | 14091108 | CASTRO VALLEY 1108 | MR205 | TRUE | 8740.8692 | 0 | 0 | 73 | 2.6763e-05 | 3475 | 0.065182 | 3534 | 1.7478e-06 | 3530 | 0.00012759 |  | 2764
2448 | VIEJO 22029112 | 182852202 | VIEJO 2202 | 9112 | FALSE | 5302.286 | 1359.4094 | 0.75547 | 43 | 2.6492e-05 | 3480 | 0.065387 | 3422 | 1.7421e-06 | 3531 | 7.4909e-05 | 0.55 | 872
8885 | EL CERRITO G 1110BR236 | 12501110 | EL CERRITO G 1110 | BR236 | TRUE | 850.4173 | 819.8964 | 0.45564 | 7 | 2.6231e-05 | 3484 | 0.066065 | 3207 | 1.7373e-06 | 3532 | 1.2161e-05 | 0.06 | 1860
7598 | ALTO 1123820379 | 42031123 | ALTO 1123 | 820379 | TRUE | 298.2228 | 245.2911 | 0.13632 | 2 | 2.6136e-05 | 3485 | 0.066431 | 3032 | 1.7362e-06 | 3533 | 3.4724e-06 |  | 3139
1294 | VIEJO 2203573610 | 182852203 | VIEJO 2203 | 573610 | TRUE | 5029.4735 | 0 | 0 | 41 | 2.6462e-05 | 3481 | 0.065179 | 3538 | 1.7259e-06 | 3534 | 7.0764e-05 |  | 2722
2844 | SAN CARLOS 11039148 | 24181103 | SAN CARLOS 1103 | 9148 | TRUE | 6634.7635 | 0 | 0 | 51 | 2.6423e-05 | 3482 | 0.065147 | 3618 | 1.7214e-06 | 3535 | 8.7791e-05 | 0.07 | 1762
469 | VIEJO 22039094 | 182852203 | VIEJO 2203 | 9094 | TRUE | 4020.7215 | 160.2742 | 0.08907 | 32 | 2.6274e-05 | 3483 | 0.065228 | 3493 | 1.7132e-06 | 3536 | 5.4823e-05 | 0.02 | 2542
7298 | VIEJO 22032634 | 182852203 | VIEJO 2203 | 2634 | TRUE | 2692.6366 | 0 | 0 | 23 | 2.5666e-05 | 3490 | 0.065148 | 3596 | 1.6721e-06 | 3537 | 3.8458e-05 | 0.02 | 2497
8157 | OAKLAND J 1105CR150 | 12091105 | OAKLAND J 1105 | CR150 | TRUE | 755.1885 | 348.5421 | 0.1937 | 6 | 2.5203e-05 | 3494 | 0.065789 | 3290 | 1.667e-06 | 3538 | 1.0002e-05 | 0.05 | 1981
7733 | FORT BRAGG A 1103CB | 42761103 | FORT BRAGG A 1103 | CB | TRUE | 3993.2278 | 151.4693 | 0.084177 | 40 | 2.5491e-05 | 3491 | 0.06518 | 3537 | 1.6633e-06 | 3539 | 6.6534e-05 |  | 3157
9029 | MORGAN HILL 2105375239 | 83242105 | MORGAN HILL 2105 | 375239 | TRUE | 343.55 | 145.1624 | 0.080672 | 4 | 2.5051e-05 | 3495 | 0.065468 | 3385 | 1.6455e-06 | 3540 | 6.5821e-06 |  | 3299
9198 | MORGAN HILL 2105345099 | 83242105 | MORGAN HILL 2105 | 345099 | TRUE | 497.3995 | 293.3262 | 0.16301 | 5 | 2.4872e-05 | 3496 | 0.065404 | 3416 | 1.6312e-06 | 3541 | 8.156e-06 |  | 3324
8274 | SALT SPRINGS 21013116 | 163692101 | SALT SPRINGS 2101 | 3116 | FALSE | 1685.1043 | 1250.9687 | 0.69521 | 10 | 2.4549e-05 | 3500 | 0.066175 | 3176 | 1.6267e-06 | 3542 | 1.6267e-05 | 0.01 | 2592
1788 | BERKELEY F 0402502466 | 12060402 | BERKELEY F 0402 | 502466 | TRUE | 854.2839 | 226.0238 | 0.12561 | 10 | 2.4427e-05 | 3501 | 0.065532 | 3357 | 1.6151e-06 | 3543 | 1.6151e-05 |  | 2745
2459 | BERKELEY F 1105CB | 12061105 | BERKELEY F 1105 | CB | FALSE | 12969.6445 | 1669.1452 | 0.9276 | 103 | 2.4362e-05 | 3504 | 0.065322 | 3453 | 1.6033e-06 | 3544 | 0.00016514 | 0.03 | 2287
179 | EL CERRITO G 1108BR346 | 12501108 | EL CERRITO G 1108 | BR346 | TRUE | 11386.6089 | 0 | 0 | 102 | 2.4397e-05 | 3502 | 0.065147 | 3620 | 1.5894e-06 | 3545 | 0.00016212 | 0.02 | 2439
1332 | HOLLYWOOD 0401CB | 13170401 | HOLLYWOOD 0401 | CB | FALSE | 8520.938 | 4604.9325 | 2.5591 | 70 | 2.3671e-05 | 3507 | 0.065808 | 3264 | 1.5619e-06 | 3546 | 0.00010933 | 0.05 | 2038
6502 | ESTUDILLO 0401850884 | 13480401 | ESTUDILLO 0401 | 850884 | FALSE | 2534.335 | 1368.1711 | 0.76034 | 19 | 2.3486e-05 | 3510 | 0.065756 | 3294 | 1.5552e-06 | 3547 | 2.9549e-05 |  | 3036
1386 | PACIFICA 1103915474 | 22811103 | PACIFICA 1103 | 915474 | TRUE | 13475.5148 | 697.4237 | 0.38758 | 98 | 2.3059e-05 | 3511 | 0.065213 | 3504 | 1.5073e-06 | 3548 | 0.00014771 |  | 2723
1210 | COTATI 110283200 | 42271102 | COTATI 1102 | 83200 | TRUE | 4654.5591 | 0 | 0 | 48 | 2.2575e-05 | 3514 | 0.065158 | 3558 | 1.471e-06 | 3549 | 7.0606e-05 |  | 2716
7453 | SNEATH LANE 110748338 | 22721107 | SNEATH LANE 1107 | 48338 | TRUE | 1760.6636 | 181.1517 | 0.10067 | 17 | 2.2364e-05 | 3515 | 0.065147 | 3613 | 1.4569e-06 | 3550 | 2.4768e-05 | 0.03 | 2329
4821 | RALSTON 11029126 | 24141102 | RALSTON 1102 | 9126 | FALSE | 3038.2902 | 1621.4045 | 0.90107 | 25 | 2.1702e-05 | 3526 | 0.065969 | 3226 | 1.4329e-06 | 3551 | 3.5823e-05 | 0.04 | 2080
7237 | PACIFIC GROVE 04222614 | 182440422 | PACIFIC GROVE 0422 | 2614 | FALSE | 3446.6772 | 1037.2147 | 0.57641 | 28 | 2.1909e-05 | 3521 | 0.065331 | 3444 | 1.4317e-06 | 3552 | 4.0087e-05 | 0.03 | 2331
1100 | DEL MONTE 210386496 | 182222103 | DEL MONTE 2103 | 86496 | FALSE | 10364.0845 | 1600.54 | 0.88947 | 94 | 2.1714e-05 | 3525 | 0.065366 | 3430 | 1.4269e-06 | 3553 | 0.00013413 | 0.02 | 2498
8851 | SAN CARLOS 1103888954 | 24181103 | SAN CARLOS 1103 | 888954 | TRUE | 504.7129 | 0 | 0 | 6 | 2.1724e-05 | 3524 | 0.065147 | 3623 | 1.4152e-06 | 3554 | 8.4914e-06 |  | 3272
2645 | OAKLAND J 1106CR164 | 12091106 | OAKLAND J 1106 | CR164 | FALSE | 10563.0436 | 2405.3877 | 1.3368 | 85 | 2.1366e-05 | 3530 | 0.065434 | 3402 | 1.4079e-06 | 3555 | 0.00011967 | 0.03 | 2312
7417 | EL CERRITO G 1112209865 | 12501112 | EL CERRITO G 1112 | 209865 | TRUE | 1489.582 | 423.0102 | 0.23508 | 11 | 2.1415e-05 | 3529 | 0.065497 | 3369 | 1.4074e-06 | 3556 | 1.5482e-05 |  | 3125
45 | OAKLAND J 1105153228 | 12091105 | OAKLAND J 1105 | 153228 | TRUE | 6680.4391 | 463.496 | 0.25758 | 54 | 2.1538e-05 | 3528 | 0.065195 | 3513 | 1.4041e-06 | 3557 | 7.5821e-05 | 0.02 | 2445
8437 | SWIFT 2109XR300 | 83392109 | SWIFT 2109 | XR300 | TRUE | 1391.3933 | 526.7556 | 0.29274 | 14 | 2.1221e-05 | 3531 | 0.065331 | 3446 | 1.3951e-06 | 3558 | 1.9531e-05 | 0.04 | 2106
10517 | EL CERRITO G 1110173396 | 12501110 | EL CERRITO G 1110 | 173396 | TRUE | 265.7346 | 265.7346 | 0.14768 | 3 | 2.0973e-05 | 3534 | 0.066004 | 3220 | 1.3889e-06 | 3559 | 4.1666e-06 |  | 3563
9170 | SAN CARLOS 1103313472 | 24181103 | SAN CARLOS 1103 | 313472 | TRUE | 1178.1951 | 43.1608 | 0.023986 | 9 | 2.0676e-05 | 3537 | 0.06529 | 3465 | 1.3509e-06 | 3560 | 1.2158e-05 |  | 3319
9880 | IGNACIO 1103151462 | 42481103 | IGNACIO 1103 | 151462 | TRUE | 247.7748 | 247.7748 | 0.1377 | 3 | 2.0466e-05 | 3540 | 0.066005 | 3216 | 1.3417e-06 | 3561 | 4.025e-06 |  | 3443
8103 | WOODSIDE 1102472928 | 24251102 | WOODSIDE 1102 | 472928 | TRUE | 1622.1027 | 124.8253 | 0.06937 | 14 | 2.0412e-05 | 3541 | 0.065331 | 3448 | 1.3331e-06 | 3562 | 1.8663e-05 |  | 3192
657 | OAKLAND J 1102CR252 | 12091102 | OAKLAND J 1102 | CR252 | FALSE | 9962.669 | 1765.2604 | 0.98101 | 92 | 2.0001e-05 | 3543 | 0.065384 | 3423 | 1.3184e-06 | 3563 | 0.0001213 | 0.03 | 2364
146 | CASTRO VALLEY 1110MR379 | 14091110 | CASTRO VALLEY 1110 | MR379 | FALSE | 2535.6763 | 1749.5827 | 0.9723 | 22 | 1.987e-05 | 3545 | 0.065965 | 3229 | 1.3088e-06 | 3564 | 2.8794e-05 |  | 2658
9441 | MORRO BAY 11013487 | 183011101 | MORRO BAY 1101 | 3487 | TRUE | 2909.578 | 0 | 0 | 20 | 1.9374e-05 | 3547 | 0.065147 | 3626 | 1.2622e-06 | 3565 | 2.5244e-05 |  | 3359
5751 | FORT BRAGG A 1104CB | 42761104 | FORT BRAGG A 1104 | CB | TRUE | 4613.0306 | 118.7443 | 0.06599 | 41 | 1.9334e-05 | 3548 | 0.065148 | 3592 | 1.2596e-06 | 3566 | 5.1642e-05 | 0.02 | 2443
8075 | ALTO 1124246034 | 42031124 | ALTO 1124 | 246034 | TRUE | 413.5355 | 202.2758 | 0.11241 | 4 | 1.9193e-05 | 3549 | 0.065471 | 3380 | 1.2578e-06 | 3567 | 5.0314e-06 |  | 3188
447 | OCEANO 1105V44 | 182601105 | OCEANO 1105 | V44 | FALSE | 1767.9988 | 1259.7645 | 0.70009 | 17 | 1.8999e-05 | 3551 | 0.065827 | 3260 | 1.2575e-06 | 3568 | 2.1378e-05 | 0.03 | 2281
3262 | OAKLAND J 1106CR330 | 12091106 | OAKLAND J 1106 | CR330 | FALSE | 3874.576 | 1155.5838 | 0.6422 | 31 | 1.8986e-05 | 3552 | 0.065438 | 3399 | 1.2463e-06 | 3569 | 3.8635e-05 | 0.03 | 2322
650 | OAKLAND J 1116CR328 | 12091116 | OAKLAND J 1116 | CR328 | TRUE | 7907.5061 | 956.1241 | 0.53135 | 68 | 1.9049e-05 | 3550 | 0.065298 | 3462 | 1.2458e-06 | 3570 | 8.4712e-05 |  | 2687
4530 | VIEJO 220285904 | 182852202 | VIEJO 2202 | 85904 | FALSE | 3179.0036 | 1684.9898 | 0.93641 | 24 | 1.8827e-05 | 3555 | 0.065629 | 3329 | 1.2443e-06 | 3571 | 2.9864e-05 | 0.03 | 2340
4873 | ALHAMBRA 110213333 | 14101102 | ALHAMBRA 1102 | 13333 | TRUE | 480.3389 | 70.7861 | 0.039338 | 4 | 1.8911e-05 | 3554 | 0.065469 | 3382 | 1.2398e-06 | 3572 | 4.9594e-06 | 0.02 | 2476
5686 | MORRO BAY 1102V80 | 183011102 | MORRO BAY 1102 | V80 | TRUE | 3197.8948 | 222.7519 | 0.12379 | 28 | 1.8567e-05 | 3557 | 0.065193 | 3516 | 1.2121e-06 | 3573 | 3.3939e-05 |  | 2973
495 | BELMONT 11109090 | 24031110 | BELMONT 1110 | 9090 | TRUE | 4202.8057 | 0 | 0 | 38 | 1.848e-05 | 3559 | 0.065147 | 3627 | 1.2039e-06 | 3574 | 4.5748e-05 |  | 2679
1032 | ALTO 1123CB | 42031123 | ALTO 1123 | CB | TRUE | 9405.5468 | 893.6462 | 0.49663 | 84 | 1.7813e-05 | 3561 | 0.065258 | 3477 | 1.1648e-06 | 3575 | 9.7839e-05 | 0.03 | 2356
4356 | BELMONT 11038956 | 24031103 | BELMONT 1103 | 8956 | TRUE | 2231.1917 | 474.6132 | 0.26376 | 18 | 1.7617e-05 | 3564 | 0.065361 | 3432 | 1.1529e-06 | 3576 | 2.0752e-05 |  | 2884
3862 | GREENBRAE 1104751 | 43091104 | GREENBRAE 1104 | 751 | TRUE | 4384.8994 | 264.612 | 0.14705 | 31 | 1.7653e-05 | 3563 | 0.065234 | 3487 | 1.1521e-06 | 3577 | 3.5714e-05 | 0.02 | 2530
3522 | CHESTER 1101CB | 103181101 | CHESTER 1101 | CB | TRUE | 8238.1953 | 128.9588 | 0.071667 | 69 | 1.7565e-05 | 3565 | 0.065167 | 3548 | 1.1453e-06 | 3578 | 7.9023e-05 | 0.04 | 2203
1797 | BERKELEY F 1103BR110 | 12061103 | BERKELEY F 1103 | BR110 | TRUE | 5064.9775 | 0 | 0 | 45 | 1.7521e-05 | 3566 | 0.065147 | 3628 | 1.1415e-06 | 3579 | 5.1365e-05 | 18.55 | 320
3950 | MONTEREY 04022644 | 182090402 | MONTEREY 0402 | 2644 | FALSE | 2922.7748 | 1828.1218 | 1.0159 | 23 | 1.7252e-05 | 3567 | 0.065706 | 3306 | 1.1355e-06 | 3580 | 2.6115e-05 | 0.03 | 2385
3110 | KIRKER 2104CB | 14452104 | KIRKER 2104 | CB | TRUE | 16910.3925 | 74.5132 | 0.041409 | 140 | 1.6863e-05 | 3571 | 0.065612 | 3334 | 1.1257e-06 | 3581 | 0.0001576 |  | 2813
973 | DEL MONTE 110138582 | 182221101 | DEL MONTE 1101 | 38582 | TRUE | 8624.1276 | 853.8778 | 0.47453 | 53 | 1.7201e-05 | 3569 | 0.065245 | 3483 | 1.1245e-06 | 3582 | 5.9598e-05 |  | 2701
72 | PACIFICA 11026783 | 22811102 | PACIFICA 1102 | 6783 | TRUE | 6579.5365 | 0 | 0 | 50 | 1.7237e-05 | 3568 | 0.065147 | 3629 | 1.1229e-06 | 3583 | 5.6147e-05 | 1.8 | 643
6129 | PERRY 1101W12 | 183071101 | PERRY 1101 | W12 | FALSE | 10251.7677 | 6046.1264 | 3.36 | 70 | 1.562e-05 | 3581 | 0.06699 | 2947 | 1.0833e-06 | 3584 | 7.5829e-05 | 0.07 | 1755
3828 | ALTO 1120500 | 42031120 | ALTO 1120 | 500 | TRUE | 5066.4275 | 426.2211 | 0.23687 | 39 | 1.6529e-05 | 3573 | 0.065312 | 3454 | 1.0777e-06 | 3585 | 4.203e-05 |  | 2856
2036 | SAN LEANDRO U 1114MR218 | 13111114 | SAN LEANDRO U 1114 | MR218 | FALSE | 18150.1664 | 10386.8132 | 5.7723 | 134 | 1.6173e-05 | 3577 | 0.065722 | 3303 | 1.0693e-06 | 3586 | 0.00014329 | 0.06 | 1868
66 | OAKLAND X 1105CB | 12541105 | OAKLAND X 1105 | CB | FALSE | 18622.3449 | 1675.1277 | 0.93092 | 153 | 1.6122e-05 | 3579 | 0.065231 | 3490 | 1.0578e-06 | 3587 | 0.00016184 | 0.03 | 2299
3740 | BERKELEY F 0402CB | 12060402 | BERKELEY F 0402 | CB | TRUE | 2575.0657 | 47.0231 | 0.026132 | 21 | 1.6197e-05 | 3575 | 0.065147 | 3630 | 1.0552e-06 | 3588 | 2.2159e-05 | 0.03 | 2266
2665 | VALLEY VIEW 1105P190 | 14341105 | VALLEY VIEW 1105 | P190 | TRUE | 3318.5959 | 0 | 0 | 28 | 1.6177e-05 | 3576 | 0.065148 | 3590 | 1.0539e-06 | 3589 | 2.951e-05 | 0.06 | 1830
62 | BAY MEADOWS 2102CB | 24012102 | BAY MEADOWS 2102 | CB | TRUE | 11158.113 | 159.3502 | 0.088556 | 95 | 1.5874e-05 | 3580 | 0.065161 | 3554 | 1.0373e-06 | 3590 | 9.8546e-05 |  | 2653
3225 | VALLEY VIEW 1105CB | 14341105 | VALLEY VIEW 1105 | CB | TRUE | 7478.2552 | 0 | 0 | 59 | 1.558e-05 | 3582 | 0.06517 | 3542 | 1.0169e-06 | 3591 | 5.9995e-05 | 0.04 | 2225
1682 | OAKLAND J 1118CR198 | 12091118 | OAKLAND J 1118 | CR198 | TRUE | 8475.9687 | 515.4771 | 0.28647 | 70 | 1.5357e-05 | 3584 | 0.065239 | 3486 | 1.006e-06 | 3592 | 7.0418e-05 | 0.02 | 2547
6551 | EL CERRITO G 1111760530 | 12501111 | EL CERRITO G 1111 | 760530 | TRUE | 2038.4891 | 342.5788 | 0.19038 | 13 | 1.4653e-05 | 3588 | 0.065542 | 3354 | 9.624e-07 | 3593 | 1.2511e-05 |  | 3041
838 | MORRO BAY 1102W22 | 183011102 | MORRO BAY 1102 | W22 | FALSE | 10106.4598 | 4174.2289 | 2.3198 | 85 | 1.451e-05 | 3590 | 0.065661 | 3323 | 9.5877e-07 | 3594 | 8.1495e-05 | 0.1 | 1467
2660 | CASTRO VALLEY 1105MR201 | 14091105 | CASTRO VALLEY 1105 | MR201 | FALSE | 13962.3911 | 2014.3888 | 1.1195 | 112 | 1.4628e-05 | 3589 | 0.065296 | 3463 | 9.5698e-07 | 3595 | 0.00010718 |  | 2794
6961 | SAUSALITO 11021224 | 42491102 | SAUSALITO 1102 | 1224 | TRUE | 3249.7676 | 17.2769 | 0.0096014 | 29 | 1.4357e-05 | 3591 | 0.065191 | 3519 | 9.3531e-07 | 3596 | 2.7124e-05 | 0.02 | 2522
2515 | EL CERRITO G 1113CB | 12501113 | EL CERRITO G 1113 | CB | TRUE | 6943.4772 | 158.1749 | 0.087903 | 63 | 1.4057e-05 | 3592 | 0.065208 | 3508 | 9.1814e-07 | 3597 | 5.7843e-05 | 0.06 | 1787
3037 | EL CERRITO G 1108CB | 12501108 | EL CERRITO G 1108 | CB | TRUE | 11783.4703 | 4.3429 | 0.0024135 | 99 | 1.3941e-05 | 3593 | 0.065147 | 3631 | 9.0819e-07 | 3598 | 8.9911e-05 | 0.02 | 2417
2758 | VALLEY VIEW 1105P124 | 14341105 | VALLEY VIEW 1105 | P124 | TRUE | 5089.5347 | 0 | 0 | 43 | 1.3878e-05 | 3594 | 0.065148 | 3584 | 9.0411e-07 | 3599 | 3.8877e-05 | 0.02 | 2525
3672 | EDES 1112CB | 13681112 | EDES 1112 | CB | TRUE | 911.838 | 70.4619 | 0.039158 | 16 | 1.3748e-05 | 3595 | 0.065227 | 3494 | 8.9903e-07 | 3600 | 1.4384e-05 | 0.03 | 2275
2376 | VIEJO 22049110 | 182852204 | VIEJO 2204 | 9110 | TRUE | 6943.3735 | 472.9116 | 0.26281 | 58 | 1.3463e-05 | 3596 | 0.06517 | 3544 | 8.7872e-07 | 3601 | 5.0966e-05 | 0.03 | 2318
552 | ALTO 112088190 | 42031120 | ALTO 1120 | 88190 | TRUE | 4658.7637 | 163.0348 | 0.090604 | 34 | 1.3144e-05 | 3598 | 0.065223 | 3499 | 8.5763e-07 | 3602 | 2.9159e-05 | 0.01 | 2609
5498 | VIEJO 22049440 | 182852204 | VIEJO 2204 | 9440 | TRUE | 5507.5 | 123.7395 | 0.068766 | 55 | 1.3106e-05 | 3599 | 0.065171 | 3541 | 8.5438e-07 | 3603 | 4.6991e-05 |  | 2959
10858 | SOLEDAD 2101125484 | 182052101 | SOLEDAD 2101 | 125484 | FALSE | 2451.828 | 1202.5462 | 0.6683 | 4 | 1.3036e-05 | 3600 | 11.9509 | 2589 | 8.4928e-07 | 3604 | 3.3971e-06 |  | 3614
10655 | OCEANO 1104793774 | 182601104 | OCEANO 1104 | 793774 | TRUE | 378.8633 | 111.8888 | 0.06218 | 3 | 1.2894e-05 | 3602 | 0.065147 | 3633 | 8.3998e-07 | 3605 | 2.52e-06 |  | 3586
4160 | EL CERRITO G 1110CB | 12501110 | EL CERRITO G 1110 | CB | TRUE | 4157.1829 | 423.1153 | 0.23514 | 35 | 1.2627e-05 | 3603 | 0.065184 | 3531 | 8.2339e-07 | 3606 | 2.8819e-05 | 0.04 | 2089
5087 | EDES 1112714759 | 13681112 | EDES 1112 | 714759 | TRUE | 1469.7626 | 361.9191 | 0.20113 | 11 | 1.2348e-05 | 3605 | 0.065497 | 3372 | 8.1071e-07 | 3607 | 8.9178e-06 |  | 2936
2691 | BOSTON 0401CR242 | 13320401 | BOSTON 0401 | CR242 | TRUE | 7351.3672 | 499.489 | 0.27758 | 59 | 1.2355e-05 | 3604 | 0.065191 | 3520 | 8.0537e-07 | 3608 | 4.7517e-05 | 0.02 | 2462
425 | CASTRO VALLEY 1105MR236 | 14091105 | CASTRO VALLEY 1105 | MR236 | FALSE | 13624.1451 | 2212.8784 | 1.2298 | 112 | 1.2234e-05 | 3607 | 0.065342 | 3441 | 8.0193e-07 | 3609 | 8.9816e-05 |  | 2670
5569 | MORRO BAY 1101CB | 183011101 | MORRO BAY 1101 | CB | TRUE | 3472.0335 | 0 | 0 | 28 | 1.2296e-05 | 3606 | 0.065147 | 3624 | 8.0102e-07 | 3610 | 2.2429e-05 | 0.02 | 2412
513 | OAKLAND J 1116CB | 12091116 | OAKLAND J 1116 | CB | TRUE | 30164.8941 | 0 | 0 | 253 | 1.2121e-05 | 3608 | 0.065147 | 3612 | 7.8965e-07 | 3611 | 0.00019978 |  | 2681
4433 | MONTEREY 04012642 | 182090401 | MONTEREY 0401 | 2642 | TRUE | 3637.2616 | 0 | 0 | 28 | 1.2095e-05 | 3609 | 0.065148 | 3594 | 7.8793e-07 | 3612 | 2.2062e-05 | 0.02 | 2511
1060 | SAN LEANDRO U 1114MR545 | 13111114 | SAN LEANDRO U 1114 | MR545 | FALSE | 7246.1985 | 3496.0754 | 1.9429 | 66 | 1.1654e-05 | 3610 | 0.065789 | 3280 | 7.6919e-07 | 3613 | 5.0766e-05 | 0.06 | 1782
8159 | SAN LUIS OBISPO 1103191498 | 182631103 | SAN LUIS OBISPO 1103 | 191498 | TRUE | 267.6915 | 189.8568 | 0.10551 | 2 | 1.1046e-05 | 3611 | 0.065789 | 3281 | 7.2794e-07 | 3614 | 1.4559e-06 |  | 3198
749 | WALDO 0401CB | 13350401 | WALDO 0401 | CB | TRUE | 6516.7767 | 0 | 0 | 56 | 1.0513e-05 | 3612 | 0.06517 | 3543 | 6.8547e-07 | 3615 | 3.8386e-05 | 0.03 | 2378
8960 | OCEANO 1104337754 | 182601104 | OCEANO 1104 | 337754 | TRUE | 259.7315 | 97.7177 | 0.054305 | 3 | 9.3717e-06 | 3613 | 0.065147 | 3606 | 6.1054e-07 | 3616 | 1.8316e-06 |  | 3283
11035 | SOLEDAD 2101404754 | 182052101 | SOLEDAD 2101 | 404754 | FALSE | 1404.0353 | 1388.0334 | 0.77138 | 2 | 8.7569e-06 | 3616 | 0.065789 | 3284 | 5.7048e-07 | 3617 | 1.141e-06 |  | 3630
2616 | DEL MONTE 21029060 | 182222102 | DEL MONTE 2102 | 9060 | FALSE | 14415.2582 | 1524.9134 | 0.84745 | 98 | 8.4533e-06 | 3617 | 0.065226 | 3496 | 5.5361e-07 | 3618 | 5.4254e-05 | 0.58 | 857
3316 | SAN LEANDRO U 1114501762 | 13111114 | SAN LEANDRO U 1114 | 501762 | TRUE | 2438.6275 | 775.0508 | 0.43072 | 23 | 8.4178e-06 | 3618 | 0.065482 | 3377 | 5.5098e-07 | 3619 | 1.2672e-05 |  | 2821
9297 | PACIFICA 1102934870 | 22811102 | PACIFICA 1102 | 934870 | TRUE | 804.8523 | 147.5524 | 0.082 | 7 | 8.4048e-06 | 3619 | 0.065514 | 3365 | 5.496e-07 | 3620 | 3.8472e-06 |  | 3338
7940 | SAN LEANDRO U 1109CR284 | 13111109 | SAN LEANDRO U 1109 | CR284 | FALSE | 1550.6574 | 1235.8311 | 0.68679 | 14 | 7.7666e-06 | 3623 | 0.066065 | 3205 | 5.1364e-07 | 3621 | 7.191e-06 | 0.04 | 2148
3930 | SAN LEANDRO U 1109CR002 | 13111109 | SAN LEANDRO U 1109 | CR002 | TRUE | 1715.8521 | 269.8408 | 0.14996 | 16 | 7.83e-06 | 3620 | 0.065308 | 3461 | 5.1358e-07 | 3622 | 8.2173e-06 | 0.13 | 1341
5801 | BELMONT 1110330790 | 24031110 | BELMONT 1110 | 330790 | TRUE | 714.0791 | 199.5624 | 0.1109 | 8 | 7.7899e-06 | 3621 | 0.065468 | 3389 | 5.0999e-07 | 3623 | 4.0799e-06 |  | 2979
915 | WALDO 0402CB | 13350402 | WALDO 0402 | CB | TRUE | 3475.548 | 0 | 0 | 27 | 7.7732e-06 | 3622 | 0.065147 | 3610 | 5.064e-07 | 3624 | 1.3673e-05 | 0.05 | 1955
472 | BANCROFT 0401CB | 13030401 | BANCROFT 0401 | CB | TRUE | 13277.3465 | 69.3073 | 0.038516 | 103 | 7.67e-06 | 3624 | 0.065147 | 3609 | 4.9968e-07 | 3625 | 5.1467e-05 |  | 2677
4940 | BERKELEY T 0404CB | 12660404 | BERKELEY T 0404 | CB | TRUE | 1942.0349 | 0 | 0 | 20 | 7.5209e-06 | 3625 | 0.065211 | 3506 | 4.9106e-07 | 3626 | 9.8213e-06 |  | 2929
206 | PACIFICA 110252715 | 22811102 | PACIFICA 1102 | 52715 | TRUE | 6122.4469 | 0 | 0 | 60 | 7.374e-06 | 3626 | 0.065147 | 3605 | 4.8039e-07 | 3627 | 2.8824e-05 |  | 2661
4875 | OCEANO 1105V48 | 182601105 | OCEANO 1105 | V48 | TRUE | 4125.7287 | 198.7298 | 0.11044 | 39 | 7.0816e-06 | 3628 | 0.06518 | 3536 | 4.6154e-07 | 3628 | 1.8e-05 | 0.02 | 2477
3910 | SAN LEANDRO U 1114458451 | 13111114 | SAN LEANDRO U 1114 | 458451 | FALSE | 3952.1728 | 1967.4653 | 1.0934 | 29 | 6.9026e-06 | 3629 | 0.06559 | 3336 | 4.5289e-07 | 3629 | 1.3134e-05 |  | 2862
1300 | BANCROFT 0402CB | 13030402 | BANCROFT 0402 | CB | TRUE | 7369.6347 | 597.2084 | 0.33189 | 58 | 6.6635e-06 | 3630 | 0.065191 | 3518 | 4.3467e-07 | 3630 | 2.5211e-05 | 0.02 | 2520
1186 | VIEJO 220436948 | 182852204 | VIEJO 2204 | 36948 | TRUE | 13534.0061 | 809.6273 | 0.44994 | 109 | 6.1078e-06 | 3631 | 0.065183 | 3533 | 3.9816e-07 | 3631 | 4.34e-05 |  | 2715
8981 | CASTRO VALLEY 1105132304 | 14091105 | CASTRO VALLEY 1105 | 132304 | TRUE | 1491.8996 | 118.6631 | 0.065945 | 13 | 5.8099e-06 | 3632 | 0.065147 | 3607 | 3.785e-07 | 3632 | 4.9205e-06 |  | 3288
3358 | FORT BRAGG A 110436526 | 42761104 | FORT BRAGG A 1104 | 36526 | TRUE | 10589.2357 | 72.2645 | 0.04016 | 84 | 5.5602e-06 | 3633 | 0.065163 | 3552 | 3.6398e-07 | 3633 | 3.0574e-05 | 0.02 | 2418
6760 | MORRO BAY 1101W04 | 183011101 | MORRO BAY 1101 | W04 | TRUE | 3941.4804 | 437.2441 | 0.24299 | 26 | 3.5981e-06 | 3634 | 0.065147 | 3634 | 2.344e-07 | 3634 | 6.0945e-06 |  | 3060
11118 | DIABLO CANYON 1101CB | 189001101 | DIABLO CANYON 1101 | CB | TRUE | 0 | 0 |  |  |  | 3635 |  | 3635 |  | 3635 |  |  | 3635

## Dx - SH
Dx Prioritization Output - System Hardening | [5 empty] | Dx Prioritization Output - System Hardening
[6 empty] | Circuit Information |  |  |  | Independent Variables | [5 empty] | Dependent Variable | Risk Scoring |  |  |  |  | Risk Tiers
Protection Zone | Rank | Year | PM | Miles Planned | Miles Complete | Protection Zone | Feeder Name | District | Tier 2/3 OH Miles | Env Risk Component | Material A - % of total miles | Vegetation Outages | Company Outages | HFTD Miles per Total Miles | Tier 3 per HFTD Miles | Ignition Indicator (1+ ignition occurred) | Likelihood of failure | Likelihood of spread and consequence | Egress Score | Consolidated Risk Score | Likelihood of failure | Likelihood of spread and consequence | Egress Score
MIWUK 170110600 | 1 | 2021 | 35052735 | 12.55 |  | MIWUK 170110600 | MIWUK 1701 | YOSEMITE | 10.9092 | 90.0653 | 100% | 20 | 16 | 100% | 100% | 1 | 0.80002 | 0.80002 | 3.3891 | 276.9352 | High | High | High
MIWUK 1701CB | 2 | 2020 2021 | 35052821 35056746 | 8.30 9.8 |  | MIWUK 1701CB | MIWUK 1701 | YOSEMITE | 17.9054 | 91.659 | 81.59% | 16 | 15 | 100% | 100% | 0 | 0.65411 | 0.65411 | 2.9532 | 197.3013 | High | High | Medium
ORO FINO 1101CB | 3 | 2020 | 35094516 35094517 35094518 | 8.46 8.01 6.93 |  | ORO FINO 1101CB | ORO FINO 1101 | NORTH VALLEY | 22.1887 | 87.2953 | 86.14% | 9 | 11 | 100% | 100% | 0 | 0.48349 | 0.48349 | 3.5195 | 173.8066 | High | High | High
STANISLAUS 17021888 | 4 | 2021 | 35095168 35095167 | 18.95 |  | STANISLAUS 17021888 | STANISLAUS 1702 | YOSEMITE | 18.9533 | 77.9476 | 99.71% | 9 | 14 | 100% | 100% | 0 | 0.44468 | 0.44468 | 2.9998 | 136.2467 | High | High | Medium
PINE GROVE 110245292 | 5 | 2021 | ECOP | 10.88 |  | PINE GROVE 110245292 | PINE GROVE 1102 | STOCKTON | 10.8778 | 85.9329 | 100% | 1 | 11 | 100% | 99.38% | 0 | 0.44757 | 0.44757 | 2.8406 | 129.855 | High | High | Medium
BRUNSWICK 11021010 | 6 | 2022 | 35113945 | 44.04 |  | BRUNSWICK 11021010 | BRUNSWICK 1102 | SIERRA | 44.041 | 87.3695 | 84.93% | 12 | 13 | 100% | 98.91% | 0 | 0.59607 | 0.59607 | 2.1263 | 129.4525 | High | High | Low
BRUNSWICK 110350070 | 7 | 2021 | 35061206 35061212 35061213 | 9.83 9.00 9.26 |  | BRUNSWICK 110350070 | BRUNSWICK 1103 | SIERRA | 28.1191 | 94.0552 | 99.83% | 13 | 12 | 100% | 100% | 1 | 0.54169 | 0.54169 | 2.325 | 128.6353 | High | High | Medium
SALT SPRINGS 21023142 | 8 | 2021 | 35072360 35072361 | 10 14.68 |  | SALT SPRINGS 21023142 | SALT SPRINGS 2102 | STOCKTON | 16.894 | 90.205 | 100% | 15 | 9 | 100% | 100% | 0 | 0.62396 | 0.62396 | 2.0116 | 128.2018 | High | High | Low
BRUNSWICK 110532536 | 9 | 2019 2021 | 74021960 35047601 35048678 | 5.29 8.78 8.23 | 5.29 | BRUNSWICK 110532536 | BRUNSWICK 1105 | SIERRA | 21.7333 | 94.8632 | 99.08% | 11 | 14 | 100% | 100% | 0 | 0.54536 | 0.54536 | 2.2664 | 126.2441 | High | High | Medium
ORO FINO 11012022 | 10 | 2020 | 35091514 35094515 35095164 | 12.3 8.66 3.07 |  | ORO FINO 11012022 | ORO FINO 1101 | NORTH VALLEY | 24.1719 | 81.0032 | 94.33% | 6 | 13 | 100% | 100% | 1 | 0.36043 | 0.36043 | 3.4228 | 126.0056 | High | High | High
WYANDOTTE 11031974 | 11 | 2022 | 35113946 | 22.87 |  | WYANDOTTE 11031974 | WYANDOTTE 1103 | NORTH VALLEY | 22.8741 | 92.9076 | 99.55% | 6 | 6 | 100% | 100% | 1 | 0.45135 | 0.45135 | 2.7281 | 125.7679 | High | High | Medium
MIWUK 17018060 | 12 | 2020 | 35052737 | 11.97 |  | MIWUK 17018060 | MIWUK 1701 | YOSEMITE | 11.8537 | 93.2164 | 72.89% | 5 | 17 | 100% | 100% | 0 | 0.41847 | 0.41847 | 2.916 | 124.6332 | High | High | Medium
EL DORADO PH 210119752 | 13 | 2019 | 35066733 35057010 35057017 35057018 | 10.38 10.87 11.43 7.03 |  | EL DORADO PH 210119752 | EL DORADO PH 2101 | SIERRA | 38.577 | 80.8747 | 99.99% | 20 | 11 | 100% | 99.16% | 1 | 0.69086 | 0.69086 | 1.6995 | 119.922 | High | High | Low
PARADISE 11062084 | 14 | 2022 | 35048613 | 11.44 |  | PARADISE 11062084 | PARADISE 1106 | NORTH VALLEY | 11.3566 | 77.2193 | 100% | 4 | 9 | 100% | 100% | 1 | 0.28289 | 0.28289 | 4.0673 | 117.5206 | High | High | High
LOS GATOS 110760114 | 15 | 2022 | 35113947 | 24.33 |  | LOS GATOS 110760114 | LOS GATOS 1107 | DE ANZA | 24.3274 | 75.5493 | 92.99% | 9 | 3 | 100% | 100% | 1 | 0.66312 | 0.66312 | 2.5859 | 112.1303 | High | High | Medium
PLACERVILLE 21061104 | 16 | 2022 | 35056387 | 7.53 |  | PLACERVILLE 21061104 | PLACERVILLE 2106 | SIERRA | 50.3628 | 96.0676 | 90.37% | 13 | 6 | 100% | 100% | 1 | 0.49422 | 0.49422 | 2.2151 | 111.8183 | High | High | Low
MONTE RIO 1113524 | 17 | 2019? |  |  |  | MONTE RIO 1113524 | MONTE RIO 1113 | SONOMA | 6.2702 | 72.7249 | 28.23% | 16 | 4 | 100% | 100% | 0 | 0.30334 | 0.30334 | 3.5196 | 109.0471 | High | High | High
EL DORADO PH 21016852 | 18 | 2021 | ECOP | 25.35 |  | EL DORADO PH 21016852 | EL DORADO PH 2101 | SIERRA | 25.3514 | 89.3624 | 96.21% | 18 | 8 | 100% | 100% | 0 | 0.52183 | 0.52183 | 2.0051 | 106.8716 | High | High | Low
STANISLAUS 17021804 | 19 | 2021 | 35094513 | 8.37 |  | STANISLAUS 17021804 | STANISLAUS 1702 | YOSEMITE | 8.3693 | 84.6121 | 100% | 9 | 6 | 100% | 100% | 0 | 0.38328 | 0.38328 | 2.7274 | 106.7718 | High | High | Medium
PINE GROVE 11021222 | 20 | 2020 | 35107689 35095163 | 11.1 10.35 |  | PINE GROVE 11021222 | PINE GROVE 1102 | STOCKTON | 17.2284 | 80.3851 | 88.79% | 6 | 14 | 100% | 93.15% | 0 | 0.35881 | 0.35881 | 2.8894 | 105.8932 | High | High | Medium
BRUNSWICK 11052210 | 21 | 2022 | 35060994 35060993 | 11.79 11.5 |  | BRUNSWICK 11052210 | BRUNSWICK 1105 | SIERRA | 22.8031 | 97.1876 | 99.8% | 8 | 12 | 100% | 100% | 0 | 0.53048 | 0.53048 | 1.9441 | 105.3388 | High | High | Low
BRUNSWICK 11052140 | 22 | 2022 | 35060992 35060991 35060992 | 9.2 12.13 13.49 |  | BRUNSWICK 11052140 | BRUNSWICK 1105 | SIERRA | 34.5645 | 95.4853 | 99.76% | 25 | 10 | 100% | 100% | 0 | 0.50651 | 0.50651 | 1.9239 | 99.5327 | High | High | Low
MIWUK 17026018 | 23 | 2020 | 35052823 35052824 | 8.5 8.9 |  | MIWUK 17026018 | MIWUK 1702 | YOSEMITE | 19.5117 | 86.3615 | 100% | 3 | 8 | 100% | 100% | 0 | 0.28867 | 0.28867 | 3.358 | 99.0086 | High | High | High
CALISTOGA 1101736 | 24 | 2019 2021 | ECOP | 33.51 |  | CALISTOGA 1101736 | CALISTOGA 1101 | NORTH BAY | 33.5094 | 79.1543 | 66.69% | 16 | 14 | 100% | 100% | 1 | 0.74565 | 0.74565 | 2.7749 | 98.5658 | High | High | Medium
MIWUK 1702CB | 25 | 2020 | 35052820 | 10.24 |  | MIWUK 1702CB | MIWUK 1702 | YOSEMITE | 10.2382 | 90.3115 | 82.25% | 5 | 6 | 100% | 100% | 0 | 0.28839 | 0.28839 | 3.3177 | 97.7246 | High | High | High
MIWUK 1702S2247 | 26 | 2021 | 35052825 | 1.48 |  | MIWUK 1702S2247 | MIWUK 1702 | YOSEMITE | 1.4764 | 81.7159 | 100% | 2 | 2 | 100% | 100% | 0 | 0.23034 | 0.23034 | 4.1204 | 96.9423 | High | High | High
ORO FINO 110276008 | 27 | 2020 | 35095161 35095162 | 8.78 7.34 |  | ORO FINO 110276008 | ORO FINO 1102 | NORTH VALLEY | 15.9665 | 80.1873 | 99.98% | 4 | 7 | 100% | 100% | 1 | 0.36557 | 0.36557 | 2.5923 | 96.7928 | High | High | Medium
PARADISE 11062234 | 28 | 2022 | 74022389 | 8.84 |  | PARADISE 11062234 | PARADISE 1106 | NORTH VALLEY | 8.8367 | 79.1592 | 100% | 3 | 8 | 100% | 100% | 0 | 0.30628 | 0.30628 | 3.6642 | 95.9005 | High | High | High
FORESTHILL 11011802 | 29 |  | ECOP | 22.18 |  | FORESTHILL 11011802 | FORESTHILL 1101 | SIERRA | 22.1758 | 72.9192 | 91.83% | 12 | 21 | 100% | 100% | 0 | 0.40081 | 0.40081 | 2.3329 | 95.5024 | High | High | Medium
MIDDLETOWN 1101548 | 30 | 2021 | ECOP | 22.17 |  | MIDDLETOWN 1101548 | MIDDLETOWN 1101 | HUMBOLDT | 22.1669 | 84.1532 | 73.95% | 13 | 16 | 88.6% | 97.32% | 1 | 0.42028 | 0.42028 | 2.2085 | 94.8039 | High | High | Low
WEST POINT 11014706 | 31 |  | ECOP | 3.53 |  | WEST POINT 11014706 | WEST POINT 1101 | STOCKTON | 11.5214 | 90.5528 | 100% | 4 | 4 | 100% | 100% | 0 | 0.36745 | 0.36745 | 2.5195 | 94.5581 | High | High | Medium
MIWUK 170238218 | 32 | 2020 | 35052825 35052739 | 0.82 10 |  | MIWUK 170238218 | MIWUK 1702 | YOSEMITE | 10.8246 | 77.698 | 74.49% | 4 | 9 | 100% | 100% | 0 | 0.26818 | 0.26818 | 3.4335 | 94.0487 | High | High | High
WOODACRE 1101404 | 33 |  | ECOP | 12.42 |  | WOODACRE 1101404 | WOODACRE 1101 | NORTH BAY | 12.4182 | 78.1166 | 26.88% | 20 | 20 | 100% | 92.07% | 0 | 0.22897 | 0.22897 | 3.9584 | 92.5757 | High | High | High
CALISTOGA 110143924 | 34 |  | ECOP | 4.45 |  | CALISTOGA 110143924 | CALISTOGA 1101 | NORTH BAY | 4.45 | 80.4513 | 94.31% | 6 | 6 | 47.81% | 100% | 0 | 0.32892 | 0.32892 | 3.2727 | 91.9855 | High | High | High
BRUNSWICK 110651486 | 35 | 2022 | 35047420 35050945 35050947 35050949 35050950 ECOP | 8.8 12.55 9.54 9.38 8.84 6.30 |  | BRUNSWICK 110651486 | BRUNSWICK 1106 | SIERRA | 56.6992 | 84.1552 | 88.14% | 22 | 15 | 100% | 87.68% | 1 | 0.49605 | 0.49605 | 2.1451 | 90.9285 | High | High | Low
SILVERADO 2104632 | 36 | 2023 |  |  |  | SILVERADO 2104632 | SILVERADO 2104 | NORTH BAY | 18.1239 | 77.5447 | 73.72% | 15 | 5 | 96.09% | 100% | 1 | 0.42045 | 0.42045 | 3.2929 | 90.5343 | High | High | High
STANISLAUS 170237276 | 37 | 2023 | 35046371 | 12.92 |  | STANISLAUS 170237276 | STANISLAUS 1702 | YOSEMITE | 11.7226 | 82.7291 | 100% | 8 | 9 | 100% | 100% | 0 | 0.30163 | 0.30163 | 2.8831 | 88.8242 | High | High | Medium
WEST POINT 110136674 | 38 |  | ECOP | 2.28 |  | WEST POINT 110136674 | WEST POINT 1101 | STOCKTON | 9.4896 | 86.8002 | 98.6% | 2 | 6 | 100% | 100% | 0 | 0.39381 | 0.39381 | 2.2058 | 88.7227 | High | High | Low
MOLINO 1102318 | 39 |  | JC Wish List | 2.6 |  | MOLINO 1102318 | MOLINO 1102 | SONOMA | 19.2803 | 89.5364 | 61.35% | 11 | 8 | 100% | 100% | 1 | 0.39524 | 0.39524 | 2.6124 | 88.2297 | High | High | Medium
PUEBLO 2102792 | 40 |  | ECOP | 2.13 |  | PUEBLO 2102792 | PUEBLO 2102 | NORTH BAY | 17.9619 | 85.883 | 96.12% | 13 | 4 | 86.21% | 100% | 0 | 0.41118 | 0.41118 | 2.4971 | 87.7383 | High | High | Medium
EL DORADO PH 210219542 | 41 |  | 35061811 | 9.44 |  | EL DORADO PH 210219542 | EL DORADO PH 2102 | SIERRA | 9.4332 | 77.5631 | 77.77% | 6 | 4 | 100% | 100% | 0 | 0.31239 | 0.31239 | 2.74 | 87.4241 | High | High | Medium
FORESTHILL 110150486 | 42 |  | 35056732 | 12.22 |  | FORESTHILL 110150486 | FORESTHILL 1101 | SIERRA | 11.6566 | 81.112 | 97.86% | 4 | 8 | 100% | 100% | 0 | 0.43184 | 0.43184 | 1.9713 | 86.9475 | High | High | Low
MIRABEL 1101298 | 43 |  | ECOP | 2.62 |  | MIRABEL 1101298 | MIRABEL 1101 | SONOMA | 12.8273 | 89.1513 | 37.51% | 16 | 9 | 99.59% | 100% | 0 | 0.33734 | 0.33734 | 2.9749 | 85.7551 | High | High | Medium
MARIPOSA 210110170 | 44 |  | JC Wish List | 16.31 |  | MARIPOSA 210110170 | MARIPOSA 2101 | YOSEMITE | 16.3113 | 93.2169 | 77.6% | 14 | 34 | 100% | 100% | 1 | 0.51304 | 0.51304 | 1.5869 | 83.1571 | High | High | Low
MIWUK 17018050 | 45 | 2020 | 35052822 | 11.8 |  | MIWUK 17018050 | MIWUK 1701 | YOSEMITE | 12.1253 | 91.2725 | 97.35% | 8 | 4 | 100% | 100% | 1 | 0.26086 | 0.26086 | 3.1093 | 82.8459 | High | High | High
CAMP EVERS 21065020 | 46 |  | 35047311 74022381 35051472 | 8.87 8.05 7.28 |  | CAMP EVERS 21065020 | CAMP EVERS 2106 | CENTRAL COAST | 15.2094 | 69.3374 | 87.56% | 19 | 11 | 100% | 100% | 1 | 0.52218 | 0.52218 | 2.4231 | 82.7401 | High | High | Medium
CHALLENGE 1101CB | 47 |  |  |  |  | CHALLENGE 1101CB | CHALLENGE 1101 | NORTH VALLEY | 16.6203 | 96.135 | 99.73% | 4 | 3 | 100% | 100% | 0 | 0.37094 | 0.37094 | 2.1782 | 82.5265 | High | High | Low
MIWUK 1702S1547 | 48 |  | 35052824 | 2.77 |  | MIWUK 1702S1547 | MIWUK 1702 | YOSEMITE | 2.7688 | 85.4231 | 100% | 1 | 5 | 100% | 100% | 0 | 0.24392 | 0.24392 | 3.3077 | 82.4079 | High | High | High
PINE GROVE 110213438 | 49 |  | ECOP | 16.42 |  | PINE GROVE 110213438 | PINE GROVE 1102 | STOCKTON | 16.4176 | 84.6476 | 100% | 6 | 6 | 100% | 85.87% | 0 | 0.38268 | 0.38268 | 2.1023 | 82.1729 | High | High | Low
WILLITS 110434008 | 50 |  | 35047429 35051268 | 11.5 12.43 |  | WILLITS 110434008 | WILLITS 1104 | HUMBOLDT | 22.9278 | 77.1143 | 100% | 14 | 12 | 100% | 97.76% | 0 | 0.3764 | 0.3764 | 2.5543 | 82.1564 | High | High | Medium
WYANDOTTE 11031976 | 51 |  |  |  |  | WYANDOTTE 11031976 | WYANDOTTE 1103 | NORTH VALLEY | 23.9896 | 86.4323 | 100% | 4 | 6 | 100% | 100% | 0 | 0.43481 | 0.43481 | 2.2058 | 81.9573 | High | High | Low
EL DORADO PH 210219562 | 52 | 2019 | 35095166 | 14.5 |  | EL DORADO PH 210219562 | EL DORADO PH 2102 | SIERRA | 14.8519 | 89.5871 | 100% | 10 | 7 | 100% | 100% | 0 | 0.33748 | 0.33748 | 2.3227 | 80.0616 | High | High | Medium
STANISLAUS 170275348 | 53 |  | ECOP | 5.4 |  | STANISLAUS 170275348 | STANISLAUS 1702 | YOSEMITE | 5.3962 | 93.3092 | 100% | 1 | 9 | 100% | 100% | 0 | 0.29738 | 0.29738 | 2.6132 | 79.3742 | High | High | Medium
MONTE RIO 1112120 | 54 | 2019 | 35067619 | 6.42 |  | MONTE RIO 1112120 | MONTE RIO 1112 | SONOMA | 6.8692 | 90.5188 | 64.49% | 17 | 9 | 100% | 100% | 0 | 0.33336 | 0.33336 | 2.7822 | 79.2535 | High | High | Medium
ALLEGHANY 1101VR816 | 55 |  |  |  |  | ALLEGHANY 1101VR816 | ALLEGHANY 1101 | SIERRA | 4.1512 | 96.2894 | 73.9% | 6 | 8 | 100% | 100% | 0 | 0.294 | 0.294 | 2.6166 | 78.5756 | High | High | Medium
PIKE CITY 1101CB | 56 |  |  |  |  | PIKE CITY 1101CB | PIKE CITY 1101 | SIERRA | 19.8554 | 96.0592 | 99.76% | 13 | 13 | 100% | 100% | 1 | 0.38542 | 0.38542 | 1.982 | 78.0243 | High | High | Low
CAMP EVERS 210660124 | 57 | 2021 | 35042365 35042366 35042367 35042368 35042369 | 9.06 7.22 3.09 7.36 7.10 |  | CAMP EVERS 210660124 | CAMP EVERS 2106 | CENTRAL COAST | 22.5394 | 63.6568 | 80.34% | 20 | 3 | 100% | 100% | 1 | 0.4923 | 0.4923 | 2.4068 | 77.4809 | High | High | Medium
MONTE RIO 1113202 | 58 |  |  |  |  | MONTE RIO 1113202 | MONTE RIO 1113 | SONOMA | 5.2496 | 89.4483 | 68.59% | 13 | 9 | 100% | 100% | 0 | 0.2988 | 0.2988 | 3.0343 | 77.4749 | High | High | Medium
WOODSIDE 11018974 | 59 |  | 35030654 | 1.02 |  | WOODSIDE 11018974 | WOODSIDE 1101 | PENINSULA | 13.435 | 54.2631 | 29.29% | 40 | 16 | 100% | 100% | 0 | 0.50532 | 0.50532 | 3.1586 | 76.0338 | High | High | High
RINCON 1103474 | 60 |  | JC Wish List | 5.75 |  | RINCON 1103474 | RINCON 1103 | SONOMA | 18.561 | 87.2265 | 99.41% | 8 | 6 | 100% | 100% | 0 | 0.44799 | 0.44799 | 2.5873 | 75.7944 | High | High | Medium
ORO FINO 11022560 | 61 | 2020 | 35094519 35095160 | 7.73 8.97 |  | ORO FINO 11022560 | ORO FINO 1102 | NORTH VALLEY | 16.7196 | 97.5242 | 100% | 5 | 6 | 100% | 81.54% | 1 | 0.26733 | 0.26733 | 2.775 | 75.7698 | High | High | Medium
COLUMBIA HILL 110135424 | 62 |  | JC Wish List | 3.81 |  | COLUMBIA HILL 110135424 | COLUMBIA HILL 1101 | SIERRA | 13.9113 | 71.6588 | 100% | 8 | 11 | 100% | 100% | 1 | 0.44882 | 0.44882 | 2.5252 | 74.113 | High | High | Medium
WEST POINT 110113444 | 63 |  | 35043423 35043422 | 16.63 |  | WEST POINT 110113444 | WEST POINT 1101 | STOCKTON | 16.633 | 82.1566 | 100% | 5 | 15 | 100% | 100% | 0 | 0.31924 | 0.31924 | 2.2583 | 73.6364 | High | High | Medium
SILVERADO 210478268 | 64 |  | 35042719 35052718 ECOP | 0.15 0.31 2.31 |  | SILVERADO 210478268 | SILVERADO 2104 | NORTH BAY | 11.9793 | 67.2464 | 60.11% | 10 | 4 | 100% | 100% | 0 | 0.3351 | 0.3351 | 3.3562 | 73.5434 | High | High | High
CHALLENGE 1102CB | 65 |  | 74000714 | 2.6 |  | CHALLENGE 1102CB | CHALLENGE 1102 | NORTH VALLEY | 15.5217 | 96.52 | 90.77% | 6 | 5 | 100% | 100% | 0 | 0.4019 | 0.4019 | 1.7913 | 73.5318 | High | High | Low
STANISLAUS 17021850 | 66 |  | ECOP | 0.6 |  | STANISLAUS 17021850 | STANISLAUS 1702 | YOSEMITE | 13.465 | 54.7158 | 83.98% | 13 | 14 | 100% | 100% | 0 | 0.32626 | 0.32626 | 3.431 | 73.1995 | High | High | High
EL DORADO PH 210126000 | 67 |  | 74022383 35051356 35065842 | 11.2 10.47 13.07 |  | EL DORADO PH 210126000 | EL DORADO PH 2101 | SIERRA | 34.0468 | 93.5067 | 99.32% | 9 | 8 | 100% | 100% | 0 | 0.57184 | 0.57184 | 1.4969 | 73.1469 | High | High | Low
BIG BEND 11021972 | 68 |  |  |  |  | BIG BEND 11021972 | BIG BEND 1102 | NORTH VALLEY | 21.0549 | 95.6632 | 96.1% | 4 | 6 | 100% | 100% | 0 | 0.40978 | 0.40978 | 2.086 | 73.0443 | High | High | Low
WEST POINT 1101L373 | 69 |  | ECOP | 2.52 |  | WEST POINT 1101L373 | WEST POINT 1101 | STOCKTON | 7.4413 | 94.6949 | 100% | 2 | 9 | 100% | 100% | 0 | 0.30215 | 0.30215 | 2.361 | 72.8632 | High | High | Medium
SAN RAFAEL 11081250 | 70 |  |  |  |  | SAN RAFAEL 11081250 | SAN RAFAEL 1108 | NORTH BAY | 3.5796 | 93.2481 | 59.75% | 1 | 1 | 100% | 100% | 1 | 0.20419 | 0.20419 | 4.1107 | 71.7241 | High | High | High
BONNIE NOOK 1102CB | 71 |  |  |  |  | BONNIE NOOK 1102CB | BONNIE NOOK 1102 | SIERRA | 34.3352 | 94.488 | 85.18% | 18 | 16 | 100% | 100% | 0 | 0.44981 | 0.44981 | 1.5484 | 71.1385 | High | High | Low
ORO FINO 11022090 | 72 |  |  |  |  | ORO FINO 11022090 | ORO FINO 1102 | NORTH VALLEY | 14.7385 | 94.0575 | 68.97% | 5 | 5 | 100% | 100% | 1 | 0.1964 | 0.1964 | 3.5409 | 71.0314 | High | High | High
STANISLAUS 1702L611 | 73 |  |  |  |  | STANISLAUS 1702L611 | STANISLAUS 1702 | YOSEMITE | 2.9906 | 79.5104 | 100% | 2 | 2 | 100% | 100% | 0 | 0.27802 | 0.27802 | 2.9655 | 70.4504 | High | High | Medium
SYCAMORE CREEK 11112268 | 74 |  |  |  |  | SYCAMORE CREEK 11112268 | SYCAMORE CREEK 1111 | NORTH VALLEY | 22.2352 | 96.7379 | 99.96% | 3 | 8 | 100% | 99.53% | 1 | 0.2744 | 0.2744 | 2.495 | 69.9295 | High | High | Medium
BIG TREES 04025300 | 75 |  |  |  |  | BIG TREES 04025300 | BIG TREES 0402 | CENTRAL COAST | 9.8017 | 22.3436 | 42.94% | 37 | 4 | 100% | 100% | 1 | 0.37529 | 0.37529 | 3.9078 | 69.8624 | High | High | High
EL DORADO PH 2101CB | 76 | 2019 | 35058273 35058272 | 7.72 10.2 |  | EL DORADO PH 2101CB | EL DORADO PH 2101 | SIERRA | 16.7983 | 90.3781 | 74.43% | 12 | 5 | 100% | 100% | 0 | 0.3182 | 0.3182 | 2.1319 | 69.2868 | High | High | Low
BRUNSWICK 11041020 | 77 |  |  |  |  | BRUNSWICK 11041020 | BRUNSWICK 1104 | SIERRA | 28.7777 | 77.1 | 87.63% | 9 | 9 | 100% | 83.4% | 1 | 0.27484 | 0.27484 | 2.4581 | 69.005 | High | High | Medium
MOLINO 1102104 | 78 |  |  |  |  | MOLINO 1102104 | MOLINO 1102 | SONOMA | 21.7365 | 84.6047 | 53.29% | 22 | 10 | 100% | 100% | 1 | 0.38423 | 0.38423 | 2.69 | 67.5877 | High | High | Medium
PARADISE 11011155 | 79 |  |  |  |  | PARADISE 11011155 | PARADISE 1101 | NORTH VALLEY | 0.42051 | 84.3729 | 100% | 5 | 1 | 100% | 100% | 0 | 0.21365 | 0.21365 | 3.701 | 67.5683 | High | High | High
PINE GROVE 11023172 | 80 |  | ECOP | 36.81 |  | PINE GROVE 11023172 | PINE GROVE 1102 | STOCKTON | 36.8095 | 74.2107 | 73.54% | 9 | 20 | 100% | 71.26% | 1 | 0.23027 | 0.23027 | 3.4298 | 67.4865 | High | High | High
BIG BEND 1101CB | 81 |  |  |  |  | BIG BEND 1101CB | BIG BEND 1101 | NORTH VALLEY | 23.102 | 80.4105 | 77.16% | 7 | 10 | 100% | 100% | 1 | 0.34627 | 0.34627 | 2.2328 | 66.0668 | High | High | Medium
STANISLAUS 17024905 | 82 | 2021 | 35094513 | 2.34 |  | STANISLAUS 17024905 | STANISLAUS 1702 | YOSEMITE | 2.3422 | 97.8548 | 99.88% | 2 | 2 | 100% | 100% | 0 | 0.25032 | 0.25032 | 2.5717 | 65.75 | High | High | Medium
MIWUK 17028130 | 83 |  | 35052823 ECOP | 1.74 8.38 |  | MIWUK 17028130 | MIWUK 1702 | YOSEMITE | 9.8769 | 52.0925 | 100% | 2 | 8 | 100% | 100% | 0 | 0.29268 | 0.29268 | 3.427 | 65.5898 | High | High | High
KANAKA 110165606 | 84 |  |  |  |  | KANAKA 110165606 | KANAKA 1101 | NORTH VALLEY | 12.8238 | 91.9272 | 96.33% | 13 | 4 | 100% | 100% | 1 | 0.30035 | 0.30035 | 2.5523 | 65.5039 | High | High | Medium
DOWNIEVILLE DIESEL 1101CB | 85 |  |  |  |  | DOWNIEVILLE DIESEL 1101CB | DOWNIEVILLE DIESEL 1101 | SIERRA | 0.022979 | 98 | 100% | 0 | 0 | 100% | 100% | 0 | 0.21467 | 0.21467 | 2.9787 | 65.3131 | High | High | Medium
DOWNIEVILLE DIESEL 11011101/2 | 86 |  |  |  |  | DOWNIEVILLE DIESEL 11011101/2 | DOWNIEVILLE DIESEL 1101 | SIERRA | 0.0097328 | 98 | 100% | 0 | 0 | 100% | 100% | 0 | 0.21467 | 0.21467 | 2.9743 | 65.2163 | High | High | Medium
ORO FINO 110265932 | 87 |  |  |  |  | ORO FINO 110265932 | ORO FINO 1102 | NORTH VALLEY | 4.3114 | 96.8708 | 92.73% | 3 | 5 | 100% | 100% | 0 | 0.25228 | 0.25228 | 2.5076 | 64.6157 | High | High | Medium
CHALLENGE 11021064 | 88 |  |  |  |  | CHALLENGE 11021064 | CHALLENGE 1102 | NORTH VALLEY | 19.9876 | 84.0327 | 100% | 6 | 2 | 100% | 94.93% | 0 | 0.33496 | 0.33496 | 1.8763 | 64.191 | High | High | Low
STANISLAUS 1702L5381 | 89 |  |  |  |  | STANISLAUS 1702L5381 | STANISLAUS 1702 | YOSEMITE | 1.2094 | 89.7596 | 100% | 0 | 1 | 100% | 100% | 0 | 0.20877 | 0.20877 | 2.9893 | 63.7424 | High | High | Medium
BRUNSWICK 11052130 | 90 |  |  |  |  | BRUNSWICK 11052130 | BRUNSWICK 1105 | SIERRA | 14.272 | 96.3517 | 99.69% | 5 | 6 | 100% | 100% | 0 | 0.29909 | 0.29909 | 2.0794 | 63.5253 | High | High | Low
STANISLAUS 170237278 | 91 |  |  |  |  | STANISLAUS 170237278 | STANISLAUS 1702 | YOSEMITE | 6.8063 | 74.4331 | 100% | 1 | 5 | 100% | 100% | 0 | 0.2075 | 0.2075 | 2.9637 | 62.8122 | High | High | Medium
MONTE RIO 11138299 | 92 |  | 35051384 | 1.2 |  | MONTE RIO 11138299 | MONTE RIO 1113 | SONOMA | 1.1981 | 94.52 | 100% | 0 | 0 | 100% | 100% | 0 | 0.21069 | 0.21069 | 2.9055 | 62.524 | High | High | Medium
ORO FINO 110239154 | 93 |  |  |  |  | ORO FINO 110239154 | ORO FINO 1102 | NORTH VALLEY | 0.88251 | 98 | 100% | 3 | 0 | 100% | 100% | 1 | 0.22144 | 0.22144 | 2.7583 | 62.3862 | High | High | Medium
WOODACRE 11011238 | 94 |  |  |  |  | WOODACRE 11011238 | WOODACRE 1101 | NORTH BAY | 3.6828 | 94.4368 | 22.55% | 16 | 2 | 100% | 100% | 0 | 0.19161 | 0.19161 | 3.808 | 62.3489 | High | High | High
BIG BASIN 110110720 | 95 |  |  |  |  | BIG BASIN 110110720 | BIG BASIN 1101 | CENTRAL COAST | 4.6838 | 66.6097 | 31.56% | 7 | 1 | 100% | 100% | 0 | 0.21501 | 0.21501 | 3.3585 | 61.7049 | High | High | High
WEST POINT 110112256 | 96 | 2021 | 35043421 | 6.52 |  | WEST POINT 110112256 | WEST POINT 1101 | STOCKTON | 6.5157 | 90.9675 | 74.92% | 4 | 4 | 100% | 100% | 0 | 0.21727 | 0.21727 | 2.7434 | 60.8819 | High | High | Medium
SILVERADO 2104645 | 97 |  |  |  |  | SILVERADO 2104645 | SILVERADO 2104 | NORTH BAY | 1.0113 | 86.4283 | 53.43% | 4 | 2 | 100% | 100% | 0 | 0.17771 | 0.17771 | 3.9922 | 60.6227 | High | High | High
STANISLAUS 1702 | 98 |  |  |  |  | STANISLAUS 1702 | STANISLAUS 1702 | YOSEMITE | 0.0021222 | 90 | 100% | 0 | 0 | 100% | 100% | 0 | 0.20559 | 0.20559 | 2.8405 | 59.6463 | High | High | Medium
APPLE HILL 110413512 | 99 |  | 35032266 | 0.2 |  | APPLE HILL 110413512 | APPLE HILL 1104 | SIERRA | 27.848 | 80.8375 | 86.09% | 15 | 14 | 89.98% | 77.01% | 0 | 0.27338 | 0.27338 | 2.12 | 59.1969 | High | High | Low
CAMP EVERS 210510214 | 100 |  |  |  |  | CAMP EVERS 210510214 | CAMP EVERS 2105 | CENTRAL COAST | 14.0274 | 70.1914 | 71.02% | 31 | 1 | 100% | 100% | 0 | 0.29021 | 0.29021 | 3.1151 | 59.1158 | High | High | High
MONTE RIO 111164758 | 101 |  |  |  |  | MONTE RIO 111164758 | MONTE RIO 1111 | SONOMA | 10.5474 | 85.3267 | 35.52% | 9 | 6 | 100% | 100% | 0 | 0.26838 | 0.26838 | 2.5622 | 58.7581 | High | High | Medium
MIWUK 17028090 | 102 | 2021 | 35052825 | 4.02 |  | MIWUK 17028090 | MIWUK 1702 | YOSEMITE | 4.0244 | 68.0843 | 40.03% | 1 | 7 | 100% | 100% | 0 | 0.1541 | 0.1541 | 3.6986 | 58.2148 | High | High | High
WEST POINT 1101L1969 | 103 |  | 35043421 | 1.08 |  | WEST POINT 1101L1969 | WEST POINT 1101 | STOCKTON | 1.0816 | 86.0606 | 100% | 0 | 0 | 100% | 100% | 0 | 0.20122 | 0.20122 | 2.8277 | 58.1165 | High | High | Medium
SILVERADO 2105658898 | 104 | 2019 |  |  |  | SILVERADO 2105658898 | SILVERADO 2105 | NORTH BAY | 17.239 | 89.5362 | 92.68% | 6 | 3 | 99.53% | 97.17% | 1 | 0.28431 | 0.28431 | 3.1133 | 57.8818 | High | High | High
COLUMBIA HILL 1101764 | 105 |  |  |  |  | COLUMBIA HILL 1101764 | COLUMBIA HILL 1101 | SIERRA | 14.8572 | 87.6214 | 100% | 5 | 10 | 100% | 100% | 1 | 0.36409 | 0.36409 | 1.8603 | 57.8773 | High | High | Low
HALF MOON BAY 11012500 | 106 |  |  |  |  | HALF MOON BAY 11012500 | HALF MOON BAY 1101 | PENINSULA | 5.7745 | 85.7148 | 84.59% | 4 | 6 | 82.94% | 96.61% | 1 | 0.2396 | 0.2396 | 3.6617 | 57.3712 | High | High | High
VOLTA 110253130 | 107 | 2020 | Ph 2 | 13.89 | 13.89 | VOLTA 110253130 | VOLTA 1102 | NORTH VALLEY | 13.8858 | 76.696 | 100% | 3 | 7 | 100% | 92.09% | 0 | 0.29929 | 0.29929 | 2.2396 | 57.2769 | High | High | Medium
PARADISE 110195728 | 108 |  |  |  |  | PARADISE 110195728 | PARADISE 1101 | NORTH VALLEY | 5.026 | 85.7627 | 38.06% | 1 | 6 | 100% | 100% | 0 | 0.18459 | 0.18459 | 3.6211 | 57.1177 | High | High | High
STANISLAUS 17026028 | 109 |  |  |  |  | STANISLAUS 17026028 | STANISLAUS 1702 | YOSEMITE | 5.3481 | 47.3801 | 91.01% | 3 | 4 | 100% | 100% | 0 | 0.28374 | 0.28374 | 3.0384 | 56.3747 | High | High | Medium
MONTE RIO 11131991 | 110 |  | 35051384 | 7 |  | MONTE RIO 11131991 | MONTE RIO 1113 | SONOMA | 7.0583 | 93.2573 | 64.98% | 0 | 4 | 100% | 100% | 0 | 0.19767 | 0.19767 | 2.7908 | 56.3455 | High | High | Medium
KANAKA 110183288 | 111 |  |  |  |  | KANAKA 110183288 | KANAKA 1101 | NORTH VALLEY | 17.5828 | 90.1927 | 100% | 7 | 4 | 100% | 100% | 0 | 0.26111 | 0.26111 | 2.1087 | 56.2379 | High | High | Low
SHINGLE SPRINGS 210912392 | 112 |  |  |  |  | SHINGLE SPRINGS 210912392 | SHINGLE SPRINGS 2109 | SIERRA | 14.9169 | 46.1952 | 91.69% | 7 | 8 | 100% | 100% | 0 | 0.31183 | 0.31183 | 2.7319 | 55.7055 | High | High | Medium
STELLING 111060094 | 113 |  |  |  |  | STELLING 111060094 | STELLING 1110 | DE ANZA | 13.9579 | 79.5 | 89.71% | 7 | 6 | 100% | 94.63% | 1 | 0.27357 | 0.27357 | 3.1124 | 55.6768 | High | High | High
WEST POINT 11021303 | 114 |  |  |  |  | WEST POINT 11021303 | WEST POINT 1102 | STOCKTON | 15.8188 | 90.4672 | 99.8% | 4 | 11 | 100% | 100% | 0 | 0.28235 | 0.28235 | 2.2984 | 55.4538 | High | High | Medium
MONTE RIO 1113652 | 115 | 2019 | 74021961 | 1.63 |  | MONTE RIO 1113652 | MONTE RIO 1113 | SONOMA | 1.6252 | 74.26 | 59.28% | 4 | 0 | 100% | 100% | 0 | 0.16674 | 0.16674 | 3.2389 | 55.1604 | High | High | High
PUEBLO 21033583 | 116 |  |  |  |  | PUEBLO 21033583 | PUEBLO 2103 | NORTH BAY | 9.4952 | 94.4646 | 44.31% | 6 | 11 | 100% | 100% | 1 | 0.25545 | 0.25545 | 2.5196 | 54.9993 | High | High | Medium
BRUNSWICK 11032200 | 117 | 2020 | 74022380 | 5.57 |  | BRUNSWICK 11032200 | BRUNSWICK 1103 | SIERRA | 5.571 | 90.9239 | 99.7% | 2 | 4 | 100% | 100% | 0 | 0.22488 | 0.22488 | 2.3873 | 54.8339 | High | High | Medium
CAMP EVERS 210574170 | 118 |  | 35043993 | 7.4 |  | CAMP EVERS 210574170 | CAMP EVERS 2105 | CENTRAL COAST | 3.5599 | 43.1898 | 71.52% | 10 | 5 | 100% | 100% | 0 | 0.19742 | 0.19742 | 4.2334 | 54.6522 | High | High | High
MOUNTAIN QUARRIES 21011184 | 119 |  |  |  |  | MOUNTAIN QUARRIES 21011184 | MOUNTAIN QUARRIES 2101 | SIERRA | 11.7903 | 85.233 | 82.22% | 1 | 4 | 100% | 100% | 0 | 0.21412 | 0.21412 | 2.9723 | 54.3825 | High | High | Medium
ALTO 11243121 | 120 |  |  |  |  | ALTO 11243121 | ALTO 1124 | NORTH BAY | 2.756 | 78.1169 | 17.87% | 3 | 11 | 100% | 100% | 0 | 0.1536 | 0.1536 | 4.1251 | 54.1442 | High | High | High
EL DORADO PH 21026645 | 121 |  | 35061812 | 3.2 |  | EL DORADO PH 21026645 | EL DORADO PH 2102 | SIERRA | 4.2976 | 91.6097 | 86.84% | 4 | 3 | 100% | 100% | 0 | 0.23151 | 0.23151 | 2.2842 | 54.0125 | High | High | Medium
ORO FINO 11022096 | 122 |  |  |  |  | ORO FINO 11022096 | ORO FINO 1102 | NORTH VALLEY | 14.098 | 93.7734 | 100% | 8 | 2 | 100% | 100% | 0 | 0.28682 | 0.28682 | 2.1974 | 53.8569 | High | High | Low
OAKHURST 110310190 | 123 |  | JC Wish List | 1.03 |  | OAKHURST 110310190 | OAKHURST 1103 | YOSEMITE | 11.5271 | 95.517 | 27.67% | 12 | 10 | 100% | 100% | 1 | 0.26739 | 0.26739 | 1.9347 | 52.8379 | High | High | Low
BRUNSWICK 1105 | 124 |  |  |  |  | BRUNSWICK 1105 | BRUNSWICK 1105 | SIERRA | 0.032568 | 98 | 100% | 2 | 0 | 100% | 100% | 0 | 0.21917 | 0.21917 | 2.3469 | 52.5372 | High | High | Medium
SILVERADO 21051421 | 125 |  |  |  |  | SILVERADO 21051421 | SILVERADO 2105 | NORTH BAY | 9.2052 | 85.2373 | 78.89% | 5 | 4 | 92.75% | 100% | 1 | 0.22901 | 0.22901 | 3.5009 | 52.427 | High | High | High
WEST POINT 11021535 | 126 |  |  |  |  | WEST POINT 11021535 | WEST POINT 1102 | STOCKTON | 3.0651 | 85.9665 | 100% | 1 | 1 | 100% | 100% | 0 | 0.2539 | 0.2539 | 2.4158 | 52.4127 | High | High | Medium
MIDDLETOWN 11011079 | 127 | 2019 | 74022387 | 3.97 | 3.97 | MIDDLETOWN 11011079 | MIDDLETOWN 1101 | HUMBOLDT | 3.6508 | 95.1699 | 100% | 2 | 3 | 100% | 100% | 1 | 0.22672 | 0.22672 | 2.2574 | 52.2754 | High | High | Medium
PARADISE 11052214 | 128 |  |  |  |  | PARADISE 11052214 | PARADISE 1105 | NORTH VALLEY | 9.8398 | 58.7584 | 53.2% | 6 | 6 | 86.04% | 100% | 1 | 0.14771 | 0.14771 | 3.4298 | 51.746 | High | High | High
PINE GROVE 110235576 | 129 |  |  |  |  | PINE GROVE 110235576 | PINE GROVE 1102 | STOCKTON | 7.978 | 78.3459 | 100% | 3 | 1 | 100% | 100% | 0 | 0.22493 | 0.22493 | 2.6836 | 51.5795 | High | High | Medium
FORESTHILL 11022106 | 130 |  |  |  |  | FORESTHILL 11022106 | FORESTHILL 1102 | SIERRA | 28.0974 | 67.1045 | 99.85% | 8 | 14 | 100% | 71.38% | 1 | 0.26076 | 0.26076 | 1.936 | 51.5625 | High | High | Low
MOLINO 110266006 | 131 |  |  |  |  | MOLINO 110266006 | MOLINO 1102 | SONOMA | 9.0487 | 82.4735 | 54.27% | 8 | 4 | 100% | 100% | 1 | 0.25799 | 0.25799 | 3.052 | 51.4882 | High | High | Medium
CURTIS 17022123 | 132 |  |  |  |  | CURTIS 17022123 | CURTIS 1702 | YOSEMITE | 1.861 | 56.934 | 100% | 1 | 0 | 100% | 100% | 0 | 0.19293 | 0.19293 | 4.0222 | 50.7428 | High | High | High
SALT SPRINGS 21024796 | 133 |  | ECOP | 7.18 |  | SALT SPRINGS 21024796 | SALT SPRINGS 2102 | STOCKTON | 7.1845 | 85.6584 | 100% | 4 | 1 | 100% | 100% | 0 | 0.34533 | 0.34533 | 1.4356 | 50.6348 | High | High | Low
FORESTHILL 1101CB | 134 |  |  |  |  | FORESTHILL 1101CB | FORESTHILL 1101 | SIERRA | 9.3514 | 78.4608 | 92.08% | 4 | 4 | 100% | 100% | 0 | 0.33375 | 0.33375 | 2.3144 | 50.5099 | High | High | Medium
MOLINO 1102658 | 135 |  |  |  |  | MOLINO 1102658 | MOLINO 1102 | SONOMA | 10.901 | 83.5071 | 77.94% | 19 | 4 | 100% | 73.87% | 0 | 0.26881 | 0.26881 | 2.8576 | 50.2302 | High | High | Medium
SAN RAFAEL 110863598 | 136 |  |  |  |  | SAN RAFAEL 110863598 | SAN RAFAEL 1108 | NORTH BAY | 1.9128 | 87.2214 | 45.64% | 1 | 1 | 100% | 100% | 0 | 0.14368 | 0.14368 | 4.0853 | 50.1574 | High | High | High
WEST POINT 1101L2219 | 137 | 2021 | 35043422 | 3.41 |  | WEST POINT 1101L2219 | WEST POINT 1101 | STOCKTON | 3.4094 | 90.8965 | 100% | 0 | 2 | 100% | 100% | 0 | 0.26183 | 0.26183 | 2.2217 | 49.7088 | High | High | Low
MONTE RIO 1113320 | 138 |  | ECOP | 2.75 |  | MONTE RIO 1113320 | MONTE RIO 1113 | SONOMA | 2.745 | 95.3298 | 21.97% | 16 | 1 | 100% | 100% | 1 | 0.16899 | 0.16899 | 2.8782 | 49.6792 | High | High | Medium
MIWUK 170111800 | 139 |  | 35052736 | 9.5 |  | MIWUK 170111800 | MIWUK 1701 | YOSEMITE | 9.4843 | 50.073 | 65.97% | 8 | 9 | 100% | 100% | 0 | 0.20689 | 0.20689 | 3.6538 | 49.4316 | High | High | High
ALTO 1125510 | 140 |  |  |  |  | ALTO 1125510 | ALTO 1125 | NORTH BAY | 7.3822 | 55.9602 | 19.39% | 13 | 14 | 100% | 100% | 0 | 0.45487 | 0.45487 | 4.0428 | 48.8305 | High | High | High
MIWUK 170219772 | 141 | 2021 | 35052825 | 3.85 |  | MIWUK 170219772 | MIWUK 1702 | YOSEMITE | 3.8508 | 59.5505 | 82.54% | 2 | 3 | 100% | 100% | 0 | 0.16594 | 0.16594 | 3.4321 | 48.6675 | High | High | High
MONTE RIO 1113180 | 142 |  | ECOP | 1 |  | MONTE RIO 1113180 | MONTE RIO 1113 | SONOMA | 1.9463 | 80.579 | 66.84% | 3 | 0 | 100% | 100% | 0 | 0.1611 | 0.1611 | 2.9572 | 48.6589 | High | High | Medium
ALLEGHANY 1101806 | 143 | 2021 | ECOP - R01 | 5.81 |  | ALLEGHANY 1101806 | ALLEGHANY 1101 | SIERRA | 11.8065 | 97.171 | 100% | 0 | 7 | 100% | 100% | 0 | 0.2646 | 0.2646 | 1.7958 | 48.5336 | High | High | Low
MONTE RIO 1113678 | 144 |  |  |  |  | MONTE RIO 1113678 | MONTE RIO 1113 | SONOMA | 1.8444 | 89.0499 | 49.28% | 0 | 1 | 100% | 100% | 0 | 0.20505 | 0.20505 | 2.7668 | 48.4785 | High | High | Medium
WOODSIDE 11018884 | 145 |  |  |  |  | WOODSIDE 11018884 | WOODSIDE 1101 | PENINSULA | 7.7125 | 85.1128 | 91.16% | 13 | 3 | 100% | 100% | 0 | 0.30526 | 0.30526 | 2.4202 | 48.3096 | High | High | Medium
OAKHURST 110310723 | 146 |  |  |  |  | OAKHURST 110310723 | OAKHURST 1103 | YOSEMITE | 0.0026429 | 95 | 100% | 0 | 0 | 100% | 100% | 0 | 0.21123 | 0.21123 | 2.2385 | 48.2953 | High | High | Medium
CAMP EVERS 210510294 | 147 |  | 35047314 | 8.45 |  | CAMP EVERS 210510294 | CAMP EVERS 2105 | CENTRAL COAST | 8.3995 | 27.1368 | 59.21% | 34 | 11 | 100% | 100% | 0 | 0.26177 | 0.26177 | 3.864 | 48.1828 | High | High | High
APPLE HILL 110497086 | 148 |  |  |  |  | APPLE HILL 110497086 | APPLE HILL 1104 | SIERRA | 25.6232 | 83.1632 | 99.98% | 8 | 5 | 100% | 100% | 1 | 0.28482 | 0.28482 | 1.6526 | 48.0777 | High | High | Low
CURTIS 1705843 | 149 |  | 35052738 | 6.6 |  | CURTIS 1705843 | CURTIS 1705 | YOSEMITE | 6.6016 | 54.6165 | 100% | 2 | 2 | 100% | 93.53% | 0 | 0.18286 | 0.18286 | 3.052 | 47.6886 | High | High | Medium
ELECTRA 110277204 | 150 |  |  |  |  | ELECTRA 110277204 | ELECTRA 1102 | STOCKTON | 18.6351 | 80.9647 | 100% | 2 | 8 | 100% | 100% | 0 | 0.27848 | 0.27848 | 1.9943 | 47.458 | High | High | Low
WILLITS 1104504 | 151 |  |  |  |  | WILLITS 1104504 | WILLITS 1104 | HUMBOLDT | 22.5336 | 70.0895 | 92.93% | 13 | 8 | 100% | 60.82% | 1 | 0.2605 | 0.2605 | 2.1292 | 47.3973 | High | High | Low
MIDDLETOWN 1101614 | 152 | 2020 | ECOP | 1.4 |  | MIDDLETOWN 1101614 | MIDDLETOWN 1101 | HUMBOLDT | 1.393 | 87.6673 | 76.7% | 0 | 1 | 100% | 100% | 0 | 0.19696 | 0.19696 | 2.8133 | 47.348 | High | High | Medium
KONOCTI 1102532 | 153 | 2019 2020 | 74022385 | 12.62 |  | KONOCTI 1102532 | KONOCTI 1102 | HUMBOLDT | 9.613 | 73.4923 | 78.9% | 8 | 7 | 100% | 100% | 1 | 0.20006 | 0.20006 | 2.7651 | 47.2701 | High | High | Medium
WEST POINT 11024790 | 154 |  |  |  |  | WEST POINT 11024790 | WEST POINT 1102 | STOCKTON | 28.9338 | 75.0976 | 91.62% | 9 | 12 | 100% | 75.46% | 1 | 0.35051 | 0.35051 | 2.0584 | 47.1793 | High | High | Low
MIWUK 170193062 | 155 |  |  |  |  | MIWUK 170193062 | MIWUK 1701 | YOSEMITE | 8.21 | 73.287 | 98.21% | 5 | 3 | 100% | 79.03% | 0 | 0.17366 | 0.17366 | 3.1781 | 47.1632 | High | High | High
PINE GROVE 11029145 | 156 | 2019 | 35043291 | 2.94 |  | PINE GROVE 11029145 | PINE GROVE 1102 | STOCKTON | 2.9225 | 81.0955 | 99.74% | 0 | 0 | 100% | 100% | 0 | 0.19549 | 0.19549 | 2.812 | 46.973 | High | High | Medium
MONTE RIO 111264682 | 157 |  |  |  |  | MONTE RIO 111264682 | MONTE RIO 1112 | SONOMA | 1.7634 | 73.4411 | 19.23% | 8 | 4 | 100% | 100% | 0 | 0.12546 | 0.12546 | 3.654 | 46.8247 | High | High | High
FORESTHILL 11011820 | 158 |  |  |  |  | FORESTHILL 11011820 | FORESTHILL 1101 | SIERRA | 5.5828 | 97.995 | 99.82% | 0 | 0 | 100% | 100% | 1 | 0.23777 | 0.23777 | 1.9221 | 46.6794 | High | High | Low
SALT SPRINGS 2102L485 | 159 |  |  |  |  | SALT SPRINGS 2102L485 | SALT SPRINGS 2102 | STOCKTON | 0.82893 | 87.1462 | 100% | 0 | 2 | 100% | 100% | 0 | 0.23224 | 0.23224 | 1.9664 | 46.6444 | High | High | Low
SILVERADO 2104722 | 160 | 2019 | 35085393 35085532 35085533 35075534 35085535 35085536 35085537 74022390 | 0.41 1.14 0.84 0.77 1.15 0.92 0.77 0.79 |  | SILVERADO 2104722 | SILVERADO 2104 | NORTH BAY | 7.8999 | 65.7561 | 63.09% | 2 | 4 | 100% | 100% | 0 | 0.17105 | 0.17105 | 3.1898 | 46.6231 | High | High | High
MOLINO 1102396 | 161 |  | JC Wish List | 16.13 |  | MOLINO 1102396 | MOLINO 1102 | SONOMA | 16.1282 | 58.4363 | 35.51% | 9 | 10 | 100% | 100% | 0 | 0.275 | 0.275 | 2.5855 | 46.494 | High | High | Medium
WOODACRE 110196844 | 162 |  |  |  |  | WOODACRE 110196844 | WOODACRE 1101 | NORTH BAY | 5.9237 | 87.2691 | 22.46% | 5 | 8 | 100% | 88.33% | 0 | 0.12278 | 0.12278 | 3.7061 | 46.4791 | High | High | High
MONTE RIO 1113CB | 163 | 2020 | 35050951 | 1.4 |  | MONTE RIO 1113CB | MONTE RIO 1113 | SONOMA | 4.5623 | 78.3408 | 32.43% | 11 | 4 | 100% | 100% | 0 | 0.18356 | 0.18356 | 2.9514 | 46.2948 | High | High | Medium
STANISLAUS 17011331 | 164 |  |  |  |  | STANISLAUS 17011331 | STANISLAUS 1701 | YOSEMITE | 4.3931 | 65.9467 | 100% | 5 | 0 | 100% | 100% | 0 | 0.18999 | 0.18999 | 2.846 | 46.2045 | High | High | Medium
MIWUK 17021808 | 165 |  | 35052739 | 1.83 |  | MIWUK 17021808 | MIWUK 1702 | YOSEMITE | 1.8341 | 72.798 | 17.3% | 1 | 2 | 100% | 100% | 0 | 0.10942 | 0.10942 | 4.1225 | 46.0745 | High | High | High
PIKE CITY 11011730 | 166 |  |  |  |  | PIKE CITY 11011730 | PIKE CITY 1101 | SIERRA | 8.599 | 94.8581 | 99.91% | 4 | 2 | 100% | 100% | 0 | 0.33402 | 0.33402 | 1.6102 | 45.9608 | High | High | Low
PINE GROVE 110283098 | 167 |  | ECOP | 8.1 |  | PINE GROVE 110283098 | PINE GROVE 1102 | STOCKTON | 8.0988 | 80.2841 | 100% | 2 | 7 | 100% | 98.1% | 0 | 0.21828 | 0.21828 | 3.1987 | 45.6583 | High | High | High
VOLTA 11021504 | 168 |  |  |  |  | VOLTA 11021504 | VOLTA 1102 | NORTH VALLEY | 8.3043 | 82.9659 | 100% | 2 | 3 | 100% | 100% | 0 | 0.23562 | 0.23562 | 2.2543 | 45.389 | High | High | Medium
LOS GATOS 110760118 | 169 |  |  |  |  | LOS GATOS 110760118 | LOS GATOS 1107 | DE ANZA | 20.0923 | 57.6089 | 83.76% | 25 | 2 | 100% | 100% | 1 | 0.5667 | 0.5667 | 1.6789 | 45.3221 | High | High | Low
CAMP EVERS 210510225 | 170 |  |  |  |  | CAMP EVERS 210510225 | CAMP EVERS 2105 | CENTRAL COAST | 0.18205 | 47.7189 | 100% | 3 | 0 | 100% | 100% | 0 | 0.1873 | 0.1873 | 3.6862 | 45.1466 | High | High | High
CAMP EVERS 21061625 | 171 |  |  |  |  | CAMP EVERS 21061625 | CAMP EVERS 2106 | CENTRAL COAST | 0.904 | 67.0004 | 100% | 0 | 0 | 100% | 100% | 0 | 0.18108 | 0.18108 | 3.8121 | 45.1386 | High | High | High
SPRING GAP 17029690 | 172 |  |  |  |  | SPRING GAP 17029690 | SPRING GAP 1702 | YOSEMITE | 17.3345 | 90.5752 | 98.76% | 12 | 12 | 100% | 100% | 0 | 0.65826 | 0.65826 | 0.67026 | 45.0638 | High | High | Low
SAN RAFAEL 11081247 | 173 |  |  |  |  | SAN RAFAEL 11081247 | SAN RAFAEL 1108 | NORTH BAY | 0.2757 | 81.1642 | 57.56% | 3 | 0 | 100% | 100% | 0 | 0.16951 | 0.16951 | 4.0604 | 45.007 | High | High | High
EL DORADO PH 2102CB | 174 |  |  |  |  | EL DORADO PH 2102CB | EL DORADO PH 2102 | SIERRA | 5.6703 | 93.9988 | 79.03% | 2 | 2 | 100% | 100% | 0 | 0.19325 | 0.19325 | 2.2785 | 44.974 | High | High | Medium
ORO FINO 1102CB | 175 | 2020 | 35043949 | 13.63 |  | ORO FINO 1102CB | ORO FINO 1102 | NORTH VALLEY | 2.0939 | 90.4736 | 31.39% | 1 | 0 | 100% | 100% | 0 | 0.1458 | 0.1458 | 3.0047 | 44.7473 | High | High | Medium
WEST POINT 1101L3355 | 176 |  | ECOP | 2.22 |  | WEST POINT 1101L3355 | WEST POINT 1101 | STOCKTON | 2.2225 | 89.0928 | 100% | 0 | 0 | 100% | 100% | 0 | 0.20458 | 0.20458 | 2.1399 | 44.7134 | High | High | Low
MONTE RIO 11131313 | 177 |  | 35051384 | 1.25 |  | MONTE RIO 11131313 | MONTE RIO 1113 | SONOMA | 1.2316 | 65.332 | 67.8% | 0 | 1 | 100% | 100% | 0 | 0.14614 | 0.14614 | 3.5696 | 44.576 | High | High | High
FULTON 1107214 | 178 | 2019 |  |  |  | FULTON 1107214 | FULTON 1107 | SONOMA | 12.2376 | 47.3525 | 63.1% | 7 | 19 | 100% | 100% | 0 | 0.43673 | 0.43673 | 2.1422 | 44.5667 | High | High | Low
MONTE RIO 11131989 | 179 |  |  |  |  | MONTE RIO 11131989 | MONTE RIO 1113 | SONOMA | 0.72387 | 90 | 37.43% | 0 | 0 | 100% | 100% | 0 | 0.13376 | 0.13376 | 3.26 | 44.5399 | High | High | High
BRUNSWICK 11062796 | 180 |  | ECOP | 19.87 |  | BRUNSWICK 11062796 | BRUNSWICK 1106 | SIERRA | 19.8739 | 59.7898 | 71.67% | 4 | 4 | 100% | 99.1% | 0 | 0.19738 | 0.19738 | 2.6385 | 44.5007 | High | High | Medium
WILLITS 110391810 | 181 |  |  |  |  | WILLITS 110391810 | WILLITS 1103 | HUMBOLDT | 29.3984 | 69.6626 | 100% | 19 | 14 | 100% | 85.03% | 1 | 0.25809 | 0.25809 | 2.0026 | 44.1654 | High | High | Low
WOODACRE 1102851 | 182 |  |  |  |  | WOODACRE 1102851 | WOODACRE 1102 | NORTH BAY | 1.2766 | 60.3664 | 19.35% | 1 | 3 | 100% | 100% | 0 | 0.10492 | 0.10492 | 4.9245 | 44.1492 | High | High | High
ALLEGHANY 1102CB | 183 |  |  |  |  | ALLEGHANY 1102CB | ALLEGHANY 1102 | SIERRA | 18.0939 | 92.7974 | 39.16% | 4 | 24 | 100% | 100% | 1 | 0.48104 | 0.48104 | 1.4 | 44.0392 | High | High | Low
BONNIE NOOK 1101CB | 184 |  |  |  |  | BONNIE NOOK 1101CB | BONNIE NOOK 1101 | SIERRA | 14.7401 | 89.8232 | 47.01% | 8 | 12 | 100% | 100% | 0 | 0.28941 | 0.28941 | 1.4893 | 44.0242 | High | High | Low
PAUL SWEET 2104 | 185 |  |  |  |  | PAUL SWEET 2104 | PAUL SWEET 2104 | CENTRAL COAST | 0.043661 | 75 | 100% | 0 | 0 | 100% | 100% | 0 | 0.18934 | 0.18934 | 3.5423 | 43.8565 | High | High | High
SILVERADO 2103CB | 186 |  |  |  |  | SILVERADO 2103CB | SILVERADO 2103 | NORTH BAY | 8.6664 | 84.0044 | 89.49% | 1 | 4 | 46.48% | 100% | 0 | 0.27216 | 0.27216 | 3.3783 | 43.8001 | High | High | High
MONTE RIO 11111703 | 187 |  | 35051485 | 1.27 |  | MONTE RIO 11111703 | MONTE RIO 1111 | SONOMA | 1.2714 | 84.0743 | 95.02% | 2 | 1 | 100% | 100% | 0 | 0.20007 | 0.20007 | 2.5488 | 43.5738 | High | High | Medium
BRUNSWICK 110584480 | 188 |  |  |  |  | BRUNSWICK 110584480 | BRUNSWICK 1105 | SIERRA | 4.5786 | 96.5256 | 65.31% | 1 | 0 | 100% | 100% | 0 | 0.17078 | 0.17078 | 2.4965 | 43.5454 | High | High | Medium
MIRABEL 11027347 | 189 |  | 74021961 | 0.82 |  | MIRABEL 11027347 | MIRABEL 1102 | SONOMA | 0.81707 | 70.8306 | 59.55% | 4 | 1 | 100% | 100% | 0 | 0.14897 | 0.14897 | 2.8575 | 43.4787 | High | High | Medium
FORESTHILL 110175340 | 190 |  |  |  |  | FORESTHILL 110175340 | FORESTHILL 1101 | SIERRA | 4.974 | 93.375 | 69.57% | 0 | 2 | 100% | 100% | 0 | 0.19715 | 0.19715 | 2.1578 | 43.4515 | High | High | Low
PAUL SWEET 21045394 | 191 |  |  |  |  | PAUL SWEET 21045394 | PAUL SWEET 2104 | CENTRAL COAST | 14.2856 | 38.4642 | 72.86% | 5 | 2 | 93.82% | 100% | 0 | 0.25339 | 0.25339 | 3.5996 | 43.4504 | High | High | High
WEST POINT 1101 | 192 |  |  |  |  | WEST POINT 1101 | WEST POINT 1101 | STOCKTON | 0.004924 | 90 | 100% | 0 | 0 | 100% | 100% | 0 | 0.20559 | 0.20559 | 2.4491 | 43.0255 | High | High | Medium
PARADISE 11011212 | 193 |  |  |  |  | PARADISE 11011212 | PARADISE 1101 | NORTH VALLEY | 8.5723 | 27.6396 | 21.52% | 13 | 13 | 100% | 100% | 0 | 0.17074 | 0.17074 | 3.8308 | 42.7709 | High | High | High
WEST POINT 110234416 | 194 |  |  |  |  | WEST POINT 110234416 | WEST POINT 1102 | STOCKTON | 10.524 | 86.8553 | 100% | 7 | 3 | 100% | 100% | 1 | 0.25274 | 0.25274 | 2.5592 | 42.2967 | High | High | Medium
WEST POINT 1102L3733 | 195 |  |  |  |  | WEST POINT 1102L3733 | WEST POINT 1102 | STOCKTON | 1.754 | 90.0843 | 100% | 0 | 0 | 100% | 94.99% | 0 | 0.19267 | 0.19267 | 2.5527 | 42.0286 | High | High | Medium
VOLTA 110280982 | 196 |  |  |  |  | VOLTA 110280982 | VOLTA 1102 | NORTH VALLEY | 0.52007 | 92.783 | 99.45% | 2 | 0 | 100% | 100% | 1 | 0.23557 | 0.23557 | 2.084 | 41.9505 | High | High | Low
LOS GATOS 1107LA60 | 197 |  |  |  |  | LOS GATOS 1107LA60 | LOS GATOS 1107 | DE ANZA | 8.6011 | 90.5119 | 96.22% | 1 | 0 | 100% | 100% | 0 | 0.24993 | 0.24993 | 1.9634 | 41.9315 | High | High | Low
COLUMBIA HILL 11012212 | 198 | 2019 | 74022382 35098578 35098579 35098621 35054184 | 2.41 1.68 1.58 0.91 2.16 |  | COLUMBIA HILL 11012212 | COLUMBIA HILL 1101 | SIERRA | 9.1875 | 95.8225 | 100% | 9 | 3 | 100% | 100% | 0 | 0.35537 | 0.35537 | 1.1517 | 41.805 | High | High | Low
COLUMBIA HILL 11018233 | 199 |  | 35041484 (ECOP 5.01) | 4.87 |  | COLUMBIA HILL 11018233 | COLUMBIA HILL 1101 | SIERRA | 5.0061 | 92.4069 | 99.94% | 1 | 3 | 100% | 100% | 0 | 0.27044 | 0.27044 | 1.5103 | 41.7175 | High | High | Low
CHALLENGE 11015460 | 200 |  |  |  |  | CHALLENGE 11015460 | CHALLENGE 1101 | NORTH VALLEY | 11.8115 | 93.9312 | 100% | 4 | 4 | 100% | 100% | 0 | 0.31277 | 0.31277 | 1.2968 | 41.4261 | High | High | Low
CLARKSVILLE 210419772 | 201 |  |  |  |  | CLARKSVILLE 210419772 | CLARKSVILLE 2104 | SIERRA | 18.3365 | 58.7112 | 99.97% | 3 | 3 | 99.31% | 100% | 1 | 0.20806 | 0.20806 | 3.04 | 41.3598 | High | High | Medium
CURTIS 17048140 | 202 |  |  |  |  | CURTIS 17048140 | CURTIS 1704 | YOSEMITE | 26.2498 | 65.6672 | 76.6% | 12 | 12 | 100% | 76.04% | 0 | 0.17401 | 0.17401 | 2.7756 | 41.2728 | High | High | Medium
OAKLAND X 1106CR020 | 203 |  |  |  |  | OAKLAND X 1106CR020 | OAKLAND X 1106 | EAST BAY | 2.4457 | 82.3898 | 55.47% | 10 | 1 | 100% | 99.48% | 0 | 0.18349 | 0.18349 | 3.4295 | 41.1503 | High | High | High
MONTE RIO 111215401 | 204 |  | 35061041 | 0.86 |  | MONTE RIO 111215401 | MONTE RIO 1112 | SONOMA | 0.86292 | 85.2793 | 87.8% | 1 | 3 | 100% | 100% | 0 | 0.19647 | 0.19647 | 2.4508 | 41.1456 | High | High | Medium
RINCON 1103198 | 205 |  | JC Wish List | 6.46 |  | RINCON 1103198 | RINCON 1103 | SONOMA | 6.4573 | 72.5696 | 80.26% | 6 | 3 | 100% | 100% | 0 | 0.20459 | 0.20459 | 3.0723 | 41.1018 | High | High | Medium
MIWUK 17029270 | 206 |  | ECOP ECOP | 1.01 1.20 |  | MIWUK 17029270 | MIWUK 1702 | YOSEMITE | 5.8553 | 48.3944 | 46.92% | 2 | 9 | 100% | 95.13% | 0 | 0.12583 | 0.12583 | 3.8062 | 40.9252 | High | High | High
BURNS 2101 | 207 |  |  |  |  | BURNS 2101 | BURNS 2101 | CENTRAL COAST | 0.0053489 | 65 | 100% | 0 | 0 | 100% | 100% | 0 | 0.17906 | 0.17906 | 3.488 | 40.84 | High | High | High
POINT MORETTI 1101 | 208 |  |  |  |  | POINT MORETTI 1101 | POINT MORETTI 1101 | CENTRAL COAST | 0.0096753 | 65 | 100% | 0 | 0 | 100% | 100% | 0 | 0.17906 | 0.17906 | 3.4875 | 40.8347 | High | High | High
FITCH MOUNTAIN 111324918 | 209 | 2020 | 74022384 | 5.55 |  | FITCH MOUNTAIN 111324918 | FITCH MOUNTAIN 1113 | SONOMA | 5.4494 | 96.6209 | 46.61% | 13 | 1 | 100% | 100% | 0 | 0.17452 | 0.17452 | 2.2832 | 40.6989 | High | High | Medium
ORO FINO 11022556 | 210 |  |  |  |  | ORO FINO 11022556 | ORO FINO 1102 | NORTH VALLEY | 6.6623 | 79.6419 | 97.8% | 0 | 4 | 100% | 100% | 0 | 0.25169 | 0.25169 | 2.4528 | 40.3695 | High | High | Medium
BRUNSWICK 11052204 | 211 |  |  |  |  | BRUNSWICK 11052204 | BRUNSWICK 1105 | SIERRA | 7.2073 | 87.5526 | 78.12% | 3 | 0 | 100% | 100% | 0 | 0.2017 | 0.2017 | 2.3292 | 40.1437 | High | High | Medium
RINCON 1103568 | 212 |  | JC Wish List | 12.83 |  | RINCON 1103568 | RINCON 1103 | SONOMA | 12.8289 | 71.6958 | 48.67% | 11 | 11 | 100% | 100% | 0 | 0.32682 | 0.32682 | 2.5697 | 40.0064 | High | High | Medium
LAS GALLINAS A 110599904 | 213 |  |  |  |  | LAS GALLINAS A 110599904 | LAS GALLINAS A 1105 | NORTH BAY | 5.5637 | 84.5434 | 55.29% | 2 | 2 | 100% | 100% | 0 | 0.17422 | 0.17422 | 3.4864 | 39.7192 | High | High | High
CALISTOGA 11011085 | 214 |  |  |  |  | CALISTOGA 11011085 | CALISTOGA 1101 | NORTH BAY | 2.0832 | 81.9335 | 72.65% | 1 | 1 | 100% | 100% | 0 | 0.23189 | 0.23189 | 2.6122 | 39.6091 | High | High | Medium
FORESTHILL 110137238 | 215 |  | ECOP | 3.95 |  | FORESTHILL 110137238 | FORESTHILL 1101 | SIERRA | 11.5057 | 97.4901 | 100% | 2 | 5 | 100% | 100% | 1 | 0.26202 | 0.26202 | 1.7672 | 39.5663 | High | High | Low
ROSSMOOR 110837848 | 216 |  |  |  |  | ROSSMOOR 110837848 | ROSSMOOR 1108 | DIABLO | 5.9561 | 79.6593 | 23.72% | 0 | 5 | 100% | 88.12% | 0 | 0.14934 | 0.14934 | 4.0336 | 39.3891 | High | High | High
PARADISE 11022098 | 217 |  |  |  |  | PARADISE 11022098 | PARADISE 1102 | NORTH VALLEY | 4.2185 | 79.6766 | 65.19% | 0 | 7 | 42.14% | 100% | 0 | 0.13292 | 0.13292 | 3.448 | 39.1629 | High | High | High
FITCH MOUNTAIN 11136751 | 218 |  |  |  |  | FITCH MOUNTAIN 11136751 | FITCH MOUNTAIN 1113 | SONOMA | 22.3305 | 96.8838 | 61.93% | 21 | 1 | 100% | 75.68% | 1 | 0.19015 | 0.19015 | 2.409 | 39.1424 | High | High | Medium
PARADISE 1106CB | 219 |  | 74022389 | 4.35 |  | PARADISE 1106CB | PARADISE 1106 | NORTH VALLEY | 4.354 | 81.9365 | 3.23% | 2 | 3 | 96.39% | 100% | 0 | 0.10412 | 0.10412 | 3.6651 | 38.9782 | High | High | High
DUNBAR 1101343 | 220 |  |  |  |  | DUNBAR 1101343 | DUNBAR 1101 | SONOMA | 4.4643 | 78.5129 | 81.48% | 1 | 3 | 100% | 97.94% | 0 | 0.21869 | 0.21869 | 2.7227 | 38.9349 | High | High | Medium
SHINGLE SPRINGS 210961892 | 221 |  |  |  |  | SHINGLE SPRINGS 210961892 | SHINGLE SPRINGS 2109 | SIERRA | 30.1835 | 48.4981 | 100% | 2 | 8 | 100% | 100% | 0 | 0.31574 | 0.31574 | 2.5856 | 38.8898 | High | High | Medium
BRUNSWICK 11062104 | 222 |  |  |  |  | BRUNSWICK 11062104 | BRUNSWICK 1106 | SIERRA | 9.719 | 86.4087 | 57.37% | 4 | 1 | 100% | 100% | 0 | 0.17938 | 0.17938 | 2.5365 | 38.8801 | High | High | Medium
PARADISE 110135976 | 223 |  |  |  |  | PARADISE 110135976 | PARADISE 1101 | NORTH VALLEY | 3.5298 | 50.3669 | 45.43% | 3 | 2 | 100% | 100% | 0 | 0.1201 | 0.1201 | 3.7758 | 38.7488 | High | High | High
ALLEGHANY 1101CB | 224 |  |  |  |  | ALLEGHANY 1101CB | ALLEGHANY 1101 | SIERRA | 4.3289 | 94.1851 | 45.96% | 2 | 2 | 100% | 100% | 0 | 0.23753 | 0.23753 | 1.9061 | 38.6887 | High | High | Low
FULTON 1107604 | 225 |  |  |  |  | FULTON 1107604 | FULTON 1107 | SONOMA | 17.5324 | 71.8219 | 64.8% | 2 | 17 | 100% | 100% | 0 | 0.3284 | 0.3284 | 2.4442 | 38.2377 | High | High | Medium
APPLE HILL 21027502 | 226 |  | 35058794 35058795 35058795 | 8.7 7.52 8.72 |  | APPLE HILL 21027502 | APPLE HILL 2102 | SIERRA | 23.0839 | 77.5827 | 99.99% | 4 | 7 | 100% | 82.95% | 0 | 0.24712 | 0.24712 | 1.8048 | 38.1112 | High | High | Low
SALT SPRINGS 210237300 | 227 |  | ECOP | 6.99 |  | SALT SPRINGS 210237300 | SALT SPRINGS 2102 | STOCKTON | 6.9933 | 87.6909 | 82.66% | 1 | 2 | 100% | 100% | 0 | 0.21052 | 0.21052 | 2.1022 | 37.8154 | High | High | Low
CHALLENGE 11025462 | 228 |  |  |  |  | CHALLENGE 11025462 | CHALLENGE 1102 | NORTH VALLEY | 23.3648 | 66.9386 | 100% | 8 | 5 | 100% | 97.29% | 1 | 0.30821 | 0.30821 | 1.8735 | 37.7585 | High | High | Low
VOLTA 11029742 | 229 | 2020 | Ph 4 | 9.12 | 9.12 | VOLTA 11029742 | VOLTA 1102 | NORTH VALLEY | 9.1189 | 78.986 | 100% | 1 | 2 | 100% | 94.08% | 0 | 0.25585 | 0.25585 | 1.7244 | 37.6993 | High | High | Low
KANAKA 11011034 | 230 |  |  |  |  | KANAKA 11011034 | KANAKA 1101 | NORTH VALLEY | 13.1567 | 96.9359 | 65.02% | 4 | 2 | 100% | 100% | 0 | 0.22603 | 0.22603 | 1.9382 | 37.4363 | High | High | Low
PARADISE 11042472 | 231 |  |  |  |  | PARADISE 11042472 | PARADISE 1104 | NORTH VALLEY | 7.3384 | 31.16 | 42.96% | 7 | 6 | 100% | 100% | 0 | 0.14941 | 0.14941 | 3.8266 | 37.3865 | High | High | High
WEST POINT 1102CB | 232 |  |  |  |  | WEST POINT 1102CB | WEST POINT 1102 | STOCKTON | 17.7809 | 76.7324 | 62.09% | 5 | 4 | 100% | 79.61% | 1 | 0.19732 | 0.19732 | 2.8754 | 37.101 | High | High | Medium
RINCON 1101578 | 233 |  |  |  |  | RINCON 1101578 | RINCON 1101 | SONOMA | 17.3381 | 67.0315 | 100% | 2 | 9 | 93.38% | 92.03% | 0 | 0.20486 | 0.20486 | 2.768 | 37.0801 | High | High | Medium
MORAGA 1105CB | 234 |  | ECOP | 1.49 |  | MORAGA 1105CB | MORAGA 1105 | DIABLO | 7.1365 | 67.7298 | 20.75% | 5 | 12 | 65.86% | 77.06% | 1 | 0.092052 | 0.092052 | 3.9271 | 36.9227 | High | High | High
MIDDLETOWN 11014646 | 235 | 2020 | ECOP ECOP | 1.2 1.0 |  | MIDDLETOWN 11014646 | MIDDLETOWN 1101 | HUMBOLDT | 18.5612 | 85.1867 | 99.86% | 4 | 10 | 100% | 100% | 0 | 0.35694 | 0.35694 | 2.1685 | 36.8721 | High | High | Low
DUNBAR 1103534 | 236 |  |  |  |  | DUNBAR 1103534 | DUNBAR 1103 | SONOMA | 15.5924 | 79.0775 | 96.69% | 3 | 12 | 89.43% | 96.98% | 1 | 0.28566 | 0.28566 | 2.69 | 36.606 | High | High | Medium
FORT ROSS 112170288 | 237 |  |  |  |  | FORT ROSS 112170288 | FORT ROSS 1121 | SONOMA | 11.744 | 93.8091 | 82.61% | 5 | 5 | 100% | 100% | 0 | 0.2145 | 0.2145 | 1.9739 | 36.1799 | High | High | Low
EL DORADO PH 210119612 | 238 | 2021 | 35061810 | 9.67 |  | EL DORADO PH 210119612 | EL DORADO PH 2101 | SIERRA | 9.1713 | 87.7197 | 45.56% | 7 | 1 | 100% | 100% | 0 | 0.19221 | 0.19221 | 1.8339 | 36.0017 | High | High | Low
WOODSIDE 11018601 | 239 |  |  |  |  | WOODSIDE 11018601 | WOODSIDE 1101 | PENINSULA | 0.59795 | 81.8692 | 48.65% | 2 | 0 | 100% | 100% | 0 | 0.14129 | 0.14129 | 3.8817 | 35.8642 | High | High | High
HIGHLANDS 1103520 | 240 |  |  |  |  | HIGHLANDS 1103520 | HIGHLANDS 1103 | HUMBOLDT | 46.4816 | 67.4675 | 99% | 5 | 17 | 100% | 0% | 0 | 0.27204 | 0.27204 | 2.7667 | 35.8548 | High | High | Medium
WILLITS 1104934 | 241 |  |  |  |  | WILLITS 1104934 | WILLITS 1104 | HUMBOLDT | 30.5846 | 72.5028 | 89.66% | 17 | 12 | 100% | 39.29% | 1 | 0.29588 | 0.29588 | 1.8491 | 35.7756 | High | High | Low
MOLINO 1101322 | 242 |  |  |  |  | MOLINO 1101322 | MOLINO 1101 | SONOMA | 15.8907 | 58.1086 | 71.61% | 14 | 10 | 100% | 44.47% | 0 | 0.22351 | 0.22351 | 2.4422 | 35.6935 | High | High | Medium
AUBERRY 1101R324 | 243 |  |  |  |  | AUBERRY 1101R324 | AUBERRY 1101 | FRESNO | 10.7908 | 83.7222 | 99.89% | 3 | 1 | 100% | 100% | 0 | 0.25584 | 0.25584 | 1.6256 | 35.538 | High | High | Low
DIAMOND SPRINGS 11071402 | 244 |  |  |  |  | DIAMOND SPRINGS 11071402 | DIAMOND SPRINGS 1107 | SIERRA | 44.1487 | 51.2712 | 86.92% | 1 | 21 | 100% | 76.75% | 0 | 0.24689 | 0.24689 | 2.1929 | 35.4032 | High | High | Low
WILLITS 1103 | 245 |  |  |  |  | WILLITS 1103 | WILLITS 1103 | HUMBOLDT | 0.065999 | 98 | 100% | 0 | 0 | 100% | 100% | 0 | 0.21467 | 0.21467 | 1.6051 | 35.1936 | High | High | Low
MORGAN HILL 21114461 | 246 |  |  |  |  | MORGAN HILL 21114461 | MORGAN HILL 2111 | SAN JOSE | 2.2769 | 88.7487 | 84.71% | 4 | 2 | 100% | 100% | 0 | 0.19916 | 0.19916 | 2.6877 | 35.0025 | High | High | Medium
MONTE RIO 111153477 | 247 |  |  |  |  | MONTE RIO 111153477 | MONTE RIO 1111 | SONOMA | 2.1403 | 90.336 | 44.25% | 6 | 1 | 100% | 100% | 0 | 0.21276 | 0.21276 | 1.9244 | 34.9877 | High | High | Low
SHINGLE SPRINGS 210519522 | 248 |  |  |  |  | SHINGLE SPRINGS 210519522 | SHINGLE SPRINGS 2105 | SIERRA | 9.9042 | 70.9474 | 99.53% | 2 | 6 | 96.11% | 80.98% | 0 | 0.17524 | 0.17524 | 2.9822 | 34.1738 | High | High | Medium
WEST POINT 110236676 | 249 |  |  |  |  | WEST POINT 110236676 | WEST POINT 1102 | STOCKTON | 16.994 | 84.9293 | 78.04% | 3 | 4 | 100% | 93.46% | 0 | 0.24051 | 0.24051 | 2.1683 | 34.1012 | High | High | Low
SILVERADO 210258626 | 250 |  |  |  |  | SILVERADO 210258626 | SILVERADO 2102 | NORTH BAY | 15.2462 | 83.9933 | 97.52% | 2 | 7 | 100% | 88.88% | 0 | 0.23976 | 0.23976 | 2.967 | 33.8868 | High | High | Medium
SALT SPRINGS 2102L491 | 251 |  | 35072361 | 2.21 |  | SALT SPRINGS 2102L491 | SALT SPRINGS 2102 | STOCKTON | 2.2143 | 88.9765 | 100% | 2 | 2 | 100% | 100% | 0 | 0.21581 | 0.21581 | 1.5318 | 33.7654 | High | High | Low
MIRABEL 1101116 | 252 |  |  |  |  | MIRABEL 1101116 | MIRABEL 1101 | SONOMA | 9.7562 | 60.7427 | 68.47% | 10 | 5 | 91.79% | 57.41% | 1 | 0.21711 | 0.21711 | 3.2592 | 33.7085 | High | High | High
WILLITS 1103968 | 253 |  |  |  |  | WILLITS 1103968 | WILLITS 1103 | HUMBOLDT | 24.6966 | 68.3381 | 85.93% | 14 | 10 | 88.86% | 68.54% | 1 | 0.21234 | 0.21234 | 1.8563 | 33.6814 | High | High | Low
AUBERRY 1101D4982 | 254 |  |  |  |  | AUBERRY 1101D4982 | AUBERRY 1101 | FRESNO | 2.6789 | 91.9989 | 100% | 0 | 0 | 100% | 100% | 0 | 0.20783 | 0.20783 | 1.8789 | 33.3678 | High | High | Low
APPLE HILL 210297982 | 255 |  | 35048009 | 10.15 |  | APPLE HILL 210297982 | APPLE HILL 2102 | SIERRA | 10.1443 | 88.7232 | 100% | 1 | 1 | 100% | 100% | 0 | 0.23278 | 0.23278 | 1.3898 | 33.0445 | High | High | Low
OAKLAND K 110217430 | 256 |  |  |  |  | OAKLAND K 110217430 | OAKLAND K 1102 | EAST BAY | 2.0764 | 84.0676 | 31.48% | 0 | 1 | 100% | 100% | 0 | 0.12601 | 0.12601 | 3.0426 | 32.7603 | High | High | Medium
BEN LOMOND 04015144 | 257 |  |  |  |  | BEN LOMOND 04015144 | BEN LOMOND 0401 | CENTRAL COAST | 3.9861 | 45.8832 | 59.52% | 1 | 1 | 100% | 100% | 0 | 0.13946 | 0.13946 | 3.5854 | 32.6969 | High | High | High
BRUNSWICK 11053611 | 258 |  |  |  |  | BRUNSWICK 11053611 | BRUNSWICK 1105 | SIERRA | 1.6138 | 98 | 100% | 0 | 3 | 100% | 100% | 0 | 0.22548 | 0.22548 | 1.4025 | 32.3002 | High | High | Low
CHALLENGE 11021902 | 259 |  |  |  |  | CHALLENGE 11021902 | CHALLENGE 1102 | NORTH VALLEY | 5.0391 | 84.0879 | 100% | 3 | 2 | 100% | 100% | 0 | 0.21241 | 0.21241 | 2.2968 | 31.9012 | High | High | Medium
BRUNSWICK 110663124 | 260 |  |  |  |  | BRUNSWICK 110663124 | BRUNSWICK 1106 | SIERRA | 5.9024 | 71.9691 | 59.9% | 2 | 1 | 100% | 94.93% | 0 | 0.17164 | 0.17164 | 2.8195 | 31.6447 | High | High | Medium
PARADISE 11015185 | 261 |  |  |  |  | PARADISE 11015185 | PARADISE 1101 | NORTH VALLEY | 0.8075 | 38.303 | 73.08% | 0 | 1 | 100% | 100% | 0 | 0.12937 | 0.12937 | 3.7374 | 31.6174 | High | High | High
PLACERVILLE 21062224 | 262 |  |  |  |  | PLACERVILLE 21062224 | PLACERVILLE 2106 | SIERRA | 10.4972 | 65.7358 | 76.35% | 3 | 1 | 100% | 100% | 0 | 0.2002 | 0.2002 | 3.3086 | 31.5533 | High | High | High
CABRILLO 1103Y12 | 263 |  |  |  |  | CABRILLO 1103Y12 | CABRILLO 1103 | LOS PADRES | 26.1562 | 62.7349 | 69.42% | 1 | 11 | 84.42% | 0% | 0 | 0.20939 | 0.20939 | 3.1607 | 31.5264 | High | High | High
ROB ROY 21055166 | 264 |  | 35044115 | 5.49 |  | ROB ROY 21055166 | ROB ROY 2105 | CENTRAL COAST | 5.4938 | 45.154 | 99.95% | 6 | 2 | 100% | 100% | 0 | 0.19719 | 0.19719 | 3.3223 | 31.2078 | High | High | High
OAKLAND K 1102CB | 265 | 2019 | 74021963 | 2.56 |  | OAKLAND K 1102CB | OAKLAND K 1102 | EAST BAY | 3.0081 | 48.3984 | 19.08% | 4 | 5 | 100% | 100% | 0 | 0.11788 | 0.11788 | 4.048 | 31.203 | High | High | High
OAKHURST 11015490 | 266 |  |  |  |  | OAKHURST 11015490 | OAKHURST 1101 | YOSEMITE | 24.9631 | 65.8497 | 73.62% | 1 | 51 | 100% | 0% | 0 | 0.18555 | 0.18555 | 2.5688 | 31.1673 | High | High | Medium
CLAYTON 22122951 | 267 |  |  |  |  | CLAYTON 22122951 | CLAYTON 2212 | DIABLO | 10.1032 | 61.4187 | 78.88% | 4 | 1 | 100% | 100% | 0 | 0.27294 | 0.27294 | 3.2196 | 31.0433 | High | High | High
MONTE RIO 11131137 | 268 |  |  |  |  | MONTE RIO 11131137 | MONTE RIO 1113 | SONOMA | 2.8427 | 88.9858 | 48.94% | 0 | 5 | 100% | 100% | 0 | 0.15775 | 0.15775 | 2.9968 | 30.9141 | High | High | Medium
LOS GATOS 110712041 | 269 |  |  |  |  | LOS GATOS 110712041 | LOS GATOS 1107 | DE ANZA | 6.3296 | 61.8932 | 100% | 5 | 1 | 100% | 100% | 0 | 0.28444 | 0.28444 | 2.2717 | 30.7809 | High | High | Medium
MIRABEL 1102332 | 270 |  |  |  |  | MIRABEL 1102332 | MIRABEL 1102 | SONOMA | 5.7552 | 66.9134 | 43.76% | 9 | 11 | 100% | 100% | 1 | 0.16469 | 0.16469 | 2.8565 | 30.7615 | High | High | Medium
PARADISE 11022206 | 271 |  |  |  |  | PARADISE 11022206 | PARADISE 1102 | NORTH VALLEY | 5.1983 | 53.3962 | 55.37% | 4 | 4 | 89% | 100% | 0 | 0.12523 | 0.12523 | 3.7528 | 30.7318 | High | High | High
MIRABEL 11014859 | 272 |  |  |  |  | MIRABEL 11014859 | MIRABEL 1101 | SONOMA | 1.8526 | 77.0765 | 99.9% | 8 | 0 | 100% | 100% | 0 | 0.23121 | 0.23121 | 2.7808 | 30.6275 | High | High | Medium
MONTE RIO 111137520 | 273 |  |  |  |  | MONTE RIO 111137520 | MONTE RIO 1111 | SONOMA | 2.1617 | 88.6545 | 55.37% | 6 | 0 | 100% | 100% | 0 | 0.18002 | 0.18002 | 1.984 | 30.52 | High | High | Low
CLARKSVILLE 210413352 | 274 |  |  |  |  | CLARKSVILLE 210413352 | CLARKSVILLE 2104 | SIERRA | 32.6724 | 49.7642 | 94.33% | 3 | 19 | 89.71% | 64.9% | 0 | 0.20162 | 0.20162 | 3.1662 | 30.4103 | High | High | High
APPLE HILL 2102CB | 275 |  |  |  |  | APPLE HILL 2102CB | APPLE HILL 2102 | SIERRA | 41.3043 | 54.0794 | 88.14% | 11 | 9 | 100% | 60.25% | 1 | 0.23023 | 0.23023 | 1.9699 | 29.6561 | High | High | Low
MONTE RIO 11111701 | 276 |  | 35051485 | 1.4 |  | MONTE RIO 11111701 | MONTE RIO 1111 | SONOMA | 1.3661 | 76.5396 | 84.13% | 0 | 0 | 100% | 100% | 0 | 0.17154 | 0.17154 | 2.6378 | 29.5889 | High | High | Medium
SALT SPRINGS 2102L7283 | 277 |  |  |  |  | SALT SPRINGS 2102L7283 | SALT SPRINGS 2102 | STOCKTON | 0.66272 | 87.1614 | 100% | 0 | 1 | 100% | 100% | 0 | 0.20585 | 0.20585 | 1.3967 | 29.3663 | High | High | Low
GRASS VALLEY 11012766 | 278 |  |  |  |  | GRASS VALLEY 11012766 | GRASS VALLEY 1101 | SIERRA | 3.3601 | 83.6304 | 59.47% | 0 | 1 | 100% | 75.75% | 0 | 0.10872 | 0.10872 | 2.6373 | 29.2861 | High | High | Medium
CAMP EVERS 210611533 | 279 |  |  |  |  | CAMP EVERS 210611533 | CAMP EVERS 2106 | CENTRAL COAST | 2.6563 | 88.3756 | 100% | 3 | 0 | 100% | 100% | 0 | 0.2103 | 0.2103 | 2.1282 | 29.2669 | High | High | Low
POINT MORETTI 110136516 | 280 |  |  |  |  | POINT MORETTI 110136516 | POINT MORETTI 1101 | CENTRAL COAST | 4.1652 | 32.5436 | 68.9% | 12 | 2 | 100% | 100% | 0 | 0.17749 | 0.17749 | 3.4455 | 29.1317 | High | High | High
APPLE HILL 110412832 | 281 |  |  |  |  | APPLE HILL 110412832 | APPLE HILL 1104 | SIERRA | 15.3272 | 73.0049 | 95.88% | 8 | 6 | 99.79% | 19.25% | 1 | 0.22229 | 0.22229 | 1.9946 | 28.9929 | High | High | Low
PARADISE 110136042 | 282 |  |  |  |  | PARADISE 110136042 | PARADISE 1101 | NORTH VALLEY | 2.7098 | 42.4595 | 41.3% | 5 | 3 | 86.87% | 100% | 0 | 0.11607 | 0.11607 | 3.8047 | 28.8767 | High | High | High
VOLTA 11021648 | 283 | 2020 | Ph 3 | 4.86 | 4.86 | VOLTA 11021648 | VOLTA 1102 | NORTH VALLEY | 4.8649 | 85.7622 | 100% | 2 | 2 | 100% | 79.51% | 0 | 0.16163 | 0.16163 | 2.0849 | 28.7959 | High | High | Low
ALTO 11221212 | 284 |  |  |  |  | ALTO 11221212 | ALTO 1122 | NORTH BAY | 1.5919 | 41.9573 | 53.59% | 1 | 4 | 67.44% | 92.64% | 0 | 0.09288 | 0.09288 | 3.6174 | 28.7098 | High | High | High
BELLEVUE 2103646 | 285 |  |  |  |  | BELLEVUE 2103646 | BELLEVUE 2103 | SONOMA | 9.4191 | 67.7942 | 94.53% | 3 | 3 | 77.28% | 93.12% | 0 | 0.17965 | 0.17965 | 2.4439 | 28.7093 | High | High | Medium
MOLINO 11026917 | 286 |  |  |  |  | MOLINO 11026917 | MOLINO 1102 | SONOMA | 7.1386 | 86.8229 | 45.11% | 6 | 1 | 100% | 100% | 0 | 0.18864 | 0.18864 | 2.3255 | 28.6861 | High | High | Medium
KONOCTI 11024300 | 287 |  |  |  |  | KONOCTI 11024300 | KONOCTI 1102 | HUMBOLDT | 26.3294 | 77.3617 | 62.75% | 9 | 28 | 97.14% | 84.42% | 1 | 0.28482 | 0.28482 | 2.1132 | 28.6726 | High | High | Low
MONTE RIO 1112999 | 288 |  | 35061041 | 0.78 |  | MONTE RIO 1112999 | MONTE RIO 1112 | SONOMA | 0.78347 | 81.1849 | 29.39% | 4 | 2 | 100% | 100% | 0 | 0.13014 | 0.13014 | 2.5578 | 28.4436 | High | High | Medium
MIRABEL 11022043 | 289 |  |  |  |  | MIRABEL 11022043 | MIRABEL 1102 | SONOMA | 0.56871 | 88.7155 | 17.22% | 0 | 1 | 100% | 100% | 0 | 0.11685 | 0.11685 | 2.8327 | 28.2828 | High | High | Medium
SALT SPRINGS 210297924 | 290 |  | ECOP | 5.09 |  | SALT SPRINGS 210297924 | SALT SPRINGS 2102 | STOCKTON | 5.0873 | 68.1168 | 100% | 5 | 4 | 100% | 100% | 0 | 0.22834 | 0.22834 | 1.4445 | 28.1851 | High | High | Low
MIWUK 170236888 | 291 |  | 35052739 | 0.62 |  | MIWUK 170236888 | MIWUK 1702 | YOSEMITE | 0.61573 | 72.472 | 39.92% | 0 | 2 | 100% | 100% | 0 | 0.12726 | 0.12726 | 3.3823 | 28.1466 | High | High | High
BRUNSWICK 1106CB | 292 |  | ECOP | 2.28 |  | BRUNSWICK 1106CB | BRUNSWICK 1106 | SIERRA | 8.5018 | 76.2711 | 34.63% | 3 | 2 | 96.43% | 63.8% | 0 | 0.11976 | 0.11976 | 2.733 | 27.9679 | High | High | Medium
VOLTA 11021502 | 293 | 2020 | Ph1 | 7.62 | 7.62 | VOLTA 11021502 | VOLTA 1102 | NORTH VALLEY | 7.6156 | 84.4703 | 99.46% | 2 | 2 | 100% | 100% | 0 | 0.2099 | 0.2099 | 2.778 | 27.777 | High | High | Medium
VINEYARD 2108MR172 | 294 |  |  |  |  | VINEYARD 2108MR172 | VINEYARD 2108 | MISSION | 3.1156 | 86.4654 | 47.06% | 1 | 2 | 35.54% | 100% | 1 | 0.13362 | 0.13362 | 3.178 | 27.7695 | High | High | High
SILVERADO 2104563322 | 295 | 2019 | 35061709 | 1.67 |  | SILVERADO 2104563322 | SILVERADO 2104 | NORTH BAY | 3.653 | 77.3083 | 48.88% | 3 | 1 | 100% | 100% | 1 | 0.14188 | 0.14188 | 2.9772 | 27.6225 | High | High | Medium
CAMP EVERS 210660120 | 296 |  | 35042367 | 4.37 |  | CAMP EVERS 210660120 | CAMP EVERS 2106 | CENTRAL COAST | 4.3678 | 67.866 | 79.91% | 12 | 0 | 100% | 100% | 0 | 0.20157 | 0.20157 | 2.0826 | 27.4498 | High | High | Low
SARATOGA 1107167792 | 297 |  |  |  |  | SARATOGA 1107167792 | SARATOGA 1107 | DE ANZA | 4.6876 | 89.4882 | 89.82% | 13 | 1 | 100% | 18.23% | 0 | 0.1289 | 0.1289 | 3.2524 | 27.4146 | High | High | High
MONTE RIO 1113532 | 298 |  |  |  |  | MONTE RIO 1113532 | MONTE RIO 1113 | SONOMA | 0.51993 | 90.7851 | 10.39% | 0 | 0 | 100% | 100% | 0 | 0.11048 | 0.11048 | 2.896 | 27.3401 | High | High | Medium
LOS GATOS 11072917 | 299 |  |  |  |  | LOS GATOS 11072917 | LOS GATOS 1107 | DE ANZA | 7.7152 | 64.4105 | 89.16% | 10 | 1 | 100% | 100% | 0 | 0.23223 | 0.23223 | 1.7943 | 27.2488 | High | High | Low
PLACERVILLE 210692012 | 300 |  |  |  |  | PLACERVILLE 210692012 | PLACERVILLE 2106 | SIERRA | 18.5713 | 72.0312 | 64.51% | 6 | 1 | 100% | 92.15% | 0 | 0.22084 | 0.22084 | 2.5843 | 27.1879 | High | High | Medium
MONTE RIO 1111240 | 301 |  | 35051485 | 3.07 |  | MONTE RIO 1111240 | MONTE RIO 1111 | SONOMA | 3.0687 | 71.6003 | 66.68% | 5 | 7 | 100% | 100% | 0 | 0.21886 | 0.21886 | 2.6045 | 27.1546 | High | High | Medium
CAMP EVERS 21059031 | 302 |  |  |  |  | CAMP EVERS 21059031 | CAMP EVERS 2105 | CENTRAL COAST | 1.0934 | 18.456 | 18.86% | 2 | 2 | 100% | 100% | 0 | 0.10201 | 0.10201 | 4.0458 | 26.9866 | High | High | High
MONTE RIO 1112212 | 303 |  |  |  |  | MONTE RIO 1112212 | MONTE RIO 1112 | SONOMA | 2.2491 | 44.7156 | 75.38% | 4 | 1 | 100% | 100% | 0 | 0.14298 | 0.14298 | 2.8824 | 26.9492 | High | High | Medium
KANAKA 110175744 | 304 |  |  |  |  | KANAKA 110175744 | KANAKA 1101 | NORTH VALLEY | 10.5898 | 74.5656 | 100% | 3 | 3 | 100% | 74.87% | 0 | 0.16375 | 0.16375 | 1.9254 | 26.9403 | High | High | Low
BIG BASIN 1101CB | 305 |  |  |  |  | BIG BASIN 1101CB | BIG BASIN 1101 | CENTRAL COAST | 4.7811 | 77.9416 | 33.87% | 2 | 0 | 100% | 100% | 0 | 0.13944 | 0.13944 | 2.9497 | 26.897 | High | High | Medium
WOODSIDE 11018912 | 306 |  |  |  |  | WOODSIDE 11018912 | WOODSIDE 1101 | PENINSULA | 3.8497 | 42.1497 | 27.37% | 5 | 2 | 96.59% | 100% | 0 | 0.15841 | 0.15841 | 3.5396 | 26.7098 | High | High | High
OAKLAND X 1104CR214 | 307 |  |  |  |  | OAKLAND X 1104CR214 | OAKLAND X 1104 | EAST BAY | 2.8836 | 10 | 25.8% | 4 | 2 | 100% | 100% | 0 | 0.13215 | 0.13215 | 4.2427 | 26.7088 | High | High | High
BURNS 2101CB | 308 |  | 35052729 35052730 | 7.75 3.7 |  | BURNS 2101CB | BURNS 2101 | CENTRAL COAST | 1.6587 | 56.6807 | 25.38% | 1 | 0 | 100% | 100% | 0 | 0.11419 | 0.11419 | 3.5716 | 26.6705 | High | High | High
DUNBAR 11021249 | 309 |  |  |  |  | DUNBAR 11021249 | DUNBAR 1102 | SONOMA | 13.5745 | 82.3664 | 58.44% | 5 | 8 | 100% | 36.11% | 1 | 0.11715 | 0.11715 | 2.6217 | 26.2453 | High | High | Medium
WEST POINT 110293116 | 310 |  |  |  |  | WEST POINT 110293116 | WEST POINT 1102 | STOCKTON | 24.1031 | 66.8044 | 100% | 9 | 9 | 100% | 51.27% | 1 | 0.16857 | 0.16857 | 2.3737 | 26.1657 | High | High | Medium
SHINGLE SPRINGS 110419502 | 311 |  |  |  |  | SHINGLE SPRINGS 110419502 | SHINGLE SPRINGS 1104 | SIERRA | 42.2119 | 45.6817 | 99.02% | 5 | 5 | 73.54% | 87.16% | 0 | 0.15459 | 0.15459 | 2.57 | 25.9791 | High | High | Medium
MONTE RIO 111123916 | 312 | 2019 | 31334292 | 0.48 |  | MONTE RIO 111123916 | MONTE RIO 1111 | SONOMA | 5.2149 | 69.8916 | 48.27% | 12 | 5 | 100% | 100% | 0 | 0.20017 | 0.20017 | 1.981 | 25.9302 | High | High | Low
WOODACRE 11011456 | 313 |  |  |  |  | WOODACRE 11011456 | WOODACRE 1101 | NORTH BAY | 3.8267 | 75.1652 | 37.76% | 1 | 5 | 100% | 88.56% | 0 | 0.14581 | 0.14581 | 2.0696 | 25.7865 | High | High | Low
BEN LOMOND 1101BL 1101 | 314 |  |  |  |  | BEN LOMOND 1101BL 1101 | BEN LOMOND 1101 | CENTRAL COAST | 8.6011 | 33.9399 | 41.85% | 31 | 2 | 100% | 100% | 0 | 0.22644 | 0.22644 | 4.227 | 25.4156 | High | High | High
CASTRO VALLEY 1108MR748 | 315 |  |  |  |  | CASTRO VALLEY 1108MR748 | CASTRO VALLEY 1108 | MISSION | 6.2273 | 76.3747 | 18.01% | 3 | 1 | 100% | 95.99% | 0 | 0.13481 | 0.13481 | 3.945 | 25.335 | High | High | High
VOLTA 110254932 | 316 |  |  |  |  | VOLTA 110254932 | VOLTA 1102 | NORTH VALLEY | 4.3783 | 73.0618 | 100% | 0 | 1 | 100% | 95.18% | 0 | 0.19916 | 0.19916 | 1.937 | 25.2264 | High | High | Low
WEST POINT 11021391 | 317 |  |  |  |  | WEST POINT 11021391 | WEST POINT 1102 | STOCKTON | 3.974 | 89.103 | 100% | 2 | 3 | 100% | 100% | 0 | 0.26869 | 0.26869 | 1.4346 | 25.2057 | High | High | Low
STANISLAUS 1702L3151 | 318 |  |  |  |  | STANISLAUS 1702L3151 | STANISLAUS 1702 | YOSEMITE | 0.9933 | 86.9694 | 85.25% | 0 | 0 | 100% | 100% | 0 | 0.1833 | 0.1833 | 2.8637 | 25.0046 | High | High | Medium
MORAGA 1101108540 | 319 | 2019 | 35103323 | 2.9 |  | MORAGA 1101108540 | MORAGA 1101 | DIABLO | 4.7825 | 66.0707 | 6.533% | 0 | 5 | 99.19% | 93.66% | 1 | 0.10343 | 0.10343 | 3.6968 | 25.0018 | High | High | High
APPLE HILL 110412842 | 320 | 2019 | 35018788 | 0.71 |  | APPLE HILL 110412842 | APPLE HILL 1104 | SIERRA | 15.4186 | 86.4877 | 86.23% | 1 | 6 | 91.92% | 56.31% | 0 | 0.11821 | 0.11821 | 2.0647 | 24.9288 | High | High | Low
MOLINO 1102178 | 321 | 2019 | 31082393 | 0.13 |  | MOLINO 1102178 | MOLINO 1102 | SONOMA | 13.3443 | 48.7979 | 52.24% | 13 | 10 | 88.89% | 58.63% | 0 | 0.18298 | 0.18298 | 2.8177 | 24.5608 | High | High | Medium
BIG BASIN 11015000 | 322 |  |  |  |  | BIG BASIN 11015000 | BIG BASIN 1101 | CENTRAL COAST | 1.9973 | 72.3321 | 15.8% | 2 | 1 | 100% | 100% | 0 | 0.10717 | 0.10717 | 3.5025 | 24.5467 | High | High | High
BIG BEND 1101180398 | 323 |  |  |  |  | BIG BEND 1101180398 | BIG BEND 1101 | NORTH VALLEY | 5.6176 | 75.1769 | 68.58% | 0 | 2 | 100% | 100% | 0 | 0.15837 | 0.15837 | 2.3657 | 24.4991 | High | High | Medium
MONTE RIO 1111 | 324 |  |  |  |  | MONTE RIO 1111 | MONTE RIO 1111 | SONOMA | 0.032125 | 95 | 0% | 0 | 1 | 100% | 100% | 0 | 0.107 | 0.107 | 2.6749 | 24.4578 | High | High | Medium
BRUNSWICK 11052102 | 325 |  |  |  |  | BRUNSWICK 11052102 | BRUNSWICK 1105 | SIERRA | 3.6478 | 67.9602 | 63.58% | 1 | 3 | 100% | 48.36% | 1 | 0.091021 | 0.091021 | 2.6251 | 24.4045 | High | High | Medium
MONTE RIO 1111256 | 326 |  |  |  |  | MONTE RIO 1111256 | MONTE RIO 1111 | SONOMA | 7.2865 | 62.779 | 22.47% | 12 | 6 | 100% | 100% | 1 | 0.22703 | 0.22703 | 3.0231 | 24.2464 | High | High | Medium
WOODSIDE 11018972 | 327 |  |  |  |  | WOODSIDE 11018972 | WOODSIDE 1101 | PENINSULA | 6.2078 | 92.0365 | 25.89% | 9 | 0 | 100% | 100% | 1 | 0.17321 | 0.17321 | 2.1359 | 24.1909 | High | High | Low
PARADISE 1101CB | 328 |  | 35052327 | 2.29 |  | PARADISE 1101CB | PARADISE 1101 | NORTH VALLEY | 2.6336 | 51.0801 | 25.12% | 2 | 4 | 70.38% | 100% | 0 | 0.092062 | 0.092062 | 4.0044 | 24.1067 | High | High | High
CASTRO VALLEY 110810315 | 329 |  |  |  |  | CASTRO VALLEY 110810315 | CASTRO VALLEY 1108 | MISSION | 5.494 | 83.0408 | 14.23% | 2 | 0 | 100% | 100% | 0 | 0.14022 | 0.14022 | 3.6086 | 24.1042 | High | High | High
SHINGLE SPRINGS 21092679 | 330 |  |  |  |  | SHINGLE SPRINGS 21092679 | SHINGLE SPRINGS 2109 | SIERRA | 7.0526 | 59.0742 | 100% | 0 | 2 | 100% | 100% | 1 | 0.17927 | 0.17927 | 2.7934 | 23.8549 | High | High | Medium
BEAR VALLEY 210513430 | 331 |  |  |  |  | BEAR VALLEY 210513430 | BEAR VALLEY 2105 | YOSEMITE | 13.3191 | 78.8388 | 99.94% | 4 | 1 | 100% | 48.72% | 0 | 0.12752 | 0.12752 | 2.1818 | 23.7734 | High | High | Low
BUCKS CREEK 11032414 | 332 |  |  |  |  | BUCKS CREEK 11032414 | BUCKS CREEK 1103 | NORTH VALLEY | 6.1362 | 87.0222 | 100% | 6 | 5 | 76.6% | 80.44% | 0 | 0.28097 | 0.28097 | 0.98592 | 23.6715 | High | High | Low
ORO FINO 1102127563 | 333 |  |  |  |  | ORO FINO 1102127563 | ORO FINO 1102 | NORTH VALLEY | 6.9027 | 86.7717 | 100% | 0 | 2 | 100% | 100% | 1 | 0.23179 | 0.23179 | 2.1334 | 23.5558 | High | High | Low
ATASCADERO 1103A06 | 334 |  |  |  |  | ATASCADERO 1103A06 | ATASCADERO 1103 | LOS PADRES | 34.0507 | 59.0569 | 96.54% | 3 | 5 | 91.06% | 64.46% | 1 | 0.13601 | 0.13601 | 2.647 | 23.5413 | High | High | Medium
PIKE CITY 11011720 | 335 |  |  |  |  | PIKE CITY 11011720 | PIKE CITY 1101 | SIERRA | 6.0835 | 93.4602 | 100% | 4 | 2 | 100% | 100% | 0 | 0.24982 | 0.24982 | 1.4389 | 23.5061 | High | High | Low
CLARKSVILLE 210419632 | 336 |  |  |  |  | CLARKSVILLE 210419632 | CLARKSVILLE 2104 | SIERRA | 5.4715 | 65.8905 | 97.91% | 0 | 0 | 60.07% | 97.91% | 1 | 0.12258 | 0.12258 | 2.9244 | 23.441 | High | High | Medium
SPRING GAP 170210720 | 337 |  |  |  |  | SPRING GAP 170210720 | SPRING GAP 1702 | YOSEMITE | 4.7512 | 90.1119 | 100% | 2 | 3 | 100% | 100% | 0 | 0.27005 | 0.27005 | 1.0152 | 23.4266 | High | High | Low
CAMP EVERS 210510786 | 338 |  |  |  |  | CAMP EVERS 210510786 | CAMP EVERS 2105 | CENTRAL COAST | 4.5287 | 29.7458 | 98.51% | 7 | 0 | 100% | 100% | 1 | 0.21707 | 0.21707 | 4.044 | 23.3096 | High | High | High
MONTE RIO 1112CB | 339 |  |  |  |  | MONTE RIO 1112CB | MONTE RIO 1112 | SONOMA | 3.7135 | 57.2951 | 17.86% | 14 | 2 | 100% | 100% | 0 | 0.14693 | 0.14693 | 3.2898 | 23.026 | High | High | High
OAKLAND X 1106CR266 | 340 |  |  |  |  | OAKLAND X 1106CR266 | OAKLAND X 1106 | EAST BAY | 1.1822 | 88.5589 | 1.895% | 0 | 0 | 100% | 100% | 0 | 0.10237 | 0.10237 | 3.4355 | 22.9974 | High | High | High
ALLEGHANY 1101804 | 341 |  |  |  |  | ALLEGHANY 1101804 | ALLEGHANY 1101 | SIERRA | 21.9183 | 93.3631 | 99.35% | 2 | 14 | 100% | 31.47% | 0 | 0.15061 | 0.15061 | 1.7753 | 22.8471 | High | High | Low
LOS GATOS 110760024 | 342 |  |  |  |  | LOS GATOS 110760024 | LOS GATOS 1107 | DE ANZA | 3.9994 | 92.5853 | 100% | 0 | 0 | 100% | 100% | 0 | 0.28225 | 0.28225 | 1.6969 | 22.8161 | High | High | Low
REDBUD 1101323962 | 343 |  |  |  |  | REDBUD 1101323962 | REDBUD 1101 | HUMBOLDT | 18.9728 | 78.4739 | 90.21% | 1 | 14 | 68.24% | 71.99% | 0 | 0.19082 | 0.19082 | 1.8051 | 22.5244 | High | High | Low
WHITMORE 11011598 | 344 |  |  |  |  | WHITMORE 11011598 | WHITMORE 1101 | NORTH VALLEY | 33.6511 | 71.823 | 81.12% | 6 | 5 | 100% | 75.5% | 0 | 0.37493 | 0.37493 | 0.69773 | 22.3538 | High | High | Low
TIGER CREEK 0201CB | 345 |  |  |  |  | TIGER CREEK 0201CB | TIGER CREEK 0201 | STOCKTON | 3.8998 | 93.0419 | 100% | 1 | 1 | 100% | 66.65% | 0 | 0.15361 | 0.15361 | 2.2115 | 22.2145 | High | High | Low
CHALLENGE 110198174 | 346 |  |  |  |  | CHALLENGE 110198174 | CHALLENGE 1101 | NORTH VALLEY | 12.1176 | 88.3942 | 100% | 4 | 1 | 100% | 100% | 0 | 0.34958 | 0.34958 | 0.74174 | 22.157 | High | High | Low
MONTE RIO 11113891 | 347 |  |  |  |  | MONTE RIO 11113891 | MONTE RIO 1111 | SONOMA | 3.5454 | 89.5117 | 50.47% | 2 | 0 | 100% | 100% | 1 | 0.14965 | 0.14965 | 2.2281 | 21.8036 | High | High | Low
BEN LOMOND 110196738 | 348 |  |  |  |  | BEN LOMOND 110196738 | BEN LOMOND 1101 | CENTRAL COAST | 6.8007 | 19.3556 | 74.88% | 14 | 2 | 100% | 100% | 0 | 0.21743 | 0.21743 | 3.7528 | 21.6668 | High | High | High
SHADY GLEN 1102CB | 349 | 2019 | 35031139 | 1.49 |  | SHADY GLEN 1102CB | SHADY GLEN 1102 | SIERRA | 20.4139 | 69.5808 | 89.02% | 6 | 13 | 95.14% | 27.66% | 0 | 0.14313 | 0.14313 | 1.7682 | 21.6268 | High | High | Low
PUEBLO 2103 | 350 |  |  |  |  | PUEBLO 2103 | PUEBLO 2103 | NORTH BAY | 0.012243 | 90 | 0% | 0 | 0 | 100% | 100% | 0 | 0.11472 | 0.11472 | 2.8801 | 21.6062 | High | High | Medium
BRUNSWICK 11051030 | 351 | 2019 | 74021903 | 4.57 | 4.57 | BRUNSWICK 11051030 | BRUNSWICK 1105 | SIERRA | 4.9418 | 79.0296 | 79.8% | 3 | 3 | 100% | 45.4% | 0 | 0.084675 | 0.084675 | 2.4972 | 21.5975 | High | High | Medium
BRUNSWICK 11032784 | 352 |  |  |  |  | BRUNSWICK 11032784 | BRUNSWICK 1103 | SIERRA | 14.361 | 51.6275 | 64.59% | 9 | 6 | 93.84% | 32.3% | 0 | 0.11661 | 0.11661 | 2.7674 | 21.1031 | High | High | Medium
DRUM 1101CB | 353 |  |  |  |  | DRUM 1101CB | DRUM 1101 | SIERRA | 2.1059 | 96.8742 | 100% | 2 | 0 | 100% | 100% | 0 | 0.2937 | 0.2937 | 0.83984 | 21.0773 | High | High | Low
BIG BASIN 110110296 | 354 | 2020 | 35052731 35052733 | 7.2 7.2 |  | BIG BASIN 110110296 | BIG BASIN 1101 | CENTRAL COAST | 14.4399 | 15.6542 | 52.28% | 39 | 5 | 100% | 100% | 0 | 0.45917 | 0.45917 | 3.0498 | 20.9366 | High | High | Medium
MONTE RIO 11125040 | 355 |  | 35061041 | 3.99 |  | MONTE RIO 11125040 | MONTE RIO 1112 | SONOMA | 3.9901 | 73.555 | 15.29% | 9 | 5 | 100% | 100% | 1 | 0.12574 | 0.12574 | 2.5232 | 20.7454 | High | High | Medium
BRUNSWICK 1105CB | 356 |  | ECOP | 1.45 |  | BRUNSWICK 1105CB | BRUNSWICK 1105 | SIERRA | 2.0209 | 50.1126 | 64.77% | 1 | 2 | 85.09% | 53.11% | 0 | 0.075406 | 0.075406 | 2.6516 | 20.4226 | High | High | Medium
OLEMA 110150396 | 357 |  | 31361489 | 1.61 |  | OLEMA 110150396 | OLEMA 1101 | NORTH BAY | 12.5505 | [7 empty] | 0.11931 | 0.11931 | 2.6117 | 20.3759 | High | High | Medium
OLEMA 110150396 | 357 | 2019 | 31344016 | 1.16 |  | OLEMA 110150396 | OLEMA 1101 | NORTH BAY | 12.5505 | 59.0331 | 35.48% | 29 | 15 | 95.94% | 0% | 0 | 0.11931 | 0.11931 | 2.6117 | 20.3759 | High | High | Medium
CAMP EVERS 210533542 | 358 |  |  |  |  | CAMP EVERS 210533542 | CAMP EVERS 2105 | CENTRAL COAST | 2.4779 | 18.5991 | 43.01% | 16 | 2 | 100% | 100% | 0 | 0.1603 | 0.1603 | 3.5621 | 20.1718 | High | High | High
CALISTOGA 1102706 | 359 |  |  |  |  | CALISTOGA 1102706 | CALISTOGA 1102 | NORTH BAY | 0.14479 | 80 | 100% | 0 | 1 | 2.91% | 100% | 0 | 0.085322 | 0.085322 | 3.5861 | 20.0081 | High | High | High
PARADISE 1105CB | 360 |  |  |  |  | PARADISE 1105CB | PARADISE 1105 | NORTH VALLEY | 3.6905 | 42.5038 | 17.46% | 4 | 4 | 44.69% | 100% | 0 | 0.058684 | 0.058684 | 3.9436 | 19.7758 | Medium | Medium | High
FULTON 110777670 | 361 |  |  |  |  | FULTON 110777670 | FULTON 1107 | SONOMA | 6.8809 | 26.8333 | 74.89% | 3 | 6 | 100% | 100% | 0 | 0.17389 | 0.17389 | 2.3868 | 19.7715 | High | High | Medium
BRUNSWICK 11052100 | 362 |  |  |  |  | BRUNSWICK 11052100 | BRUNSWICK 1105 | SIERRA | 3.9656 | 82.5395 | 61.98% | 2 | 1 | 100% | 39.89% | 0 | 0.074817 | 0.074817 | 2.5653 | 19.6029 | High | High | Medium
LOS GATOS 1106LA46 | 363 |  |  |  |  | LOS GATOS 1106LA46 | LOS GATOS 1106 | DE ANZA | 1.5345 | 25.7114 | 95.32% | 1 | 0 | 100% | 100% | 0 | 0.15665 | 0.15665 | 2.6204 | 19.5546 | High | High | Medium
COARSEGOLD 21045310 | 364 |  |  |  |  | COARSEGOLD 21045310 | COARSEGOLD 2104 | YOSEMITE | 17.6177 | 41.6297 | 82.56% | 2 | 60 | 100% | 0% | 0 | 0.18205 | 0.18205 | 2.2493 | 19.5069 | High | High | Medium
SILVERADO 2102 | 365 |  |  |  |  | SILVERADO 2102 | SILVERADO 2102 | NORTH BAY | 0.0045192 | 80 | 100% | 0 | 0 | 100% | 100% | 0 | 0.19464 | 0.19464 | 2.7872 | 19.1644 | High | High | Medium
MIRABEL 11021139 | 366 |  | 74021961 | 2.02 |  | MIRABEL 11021139 | MIRABEL 1102 | SONOMA | 2.0153 | 64.752 | 50.11% | 2 | 2 | 100% | 100% | 0 | 0.1338 | 0.1338 | 2.9996 | 19.1194 | High | High | Medium
MONTE RIO 1111506 | 367 |  | 35051485 | 2.6 |  | MONTE RIO 1111506 | MONTE RIO 1111 | SONOMA | 1.1523 | 40.8732 | 25.9% | 6 | 0 | 100% | 100% | 0 | 0.097983 | 0.097983 | 4.0934 | 19.1062 | High | High | High
PARADISE 110476064 | 368 |  |  |  |  | PARADISE 110476064 | PARADISE 1104 | NORTH VALLEY | 6.3823 | 13.6814 | 48.59% | 6 | 11 | 100% | 100% | 1 | 0.13538 | 0.13538 | 3.9849 | 19.0574 | High | High | High
MENDOCINO 110148750 | 369 |  |  |  |  | MENDOCINO 110148750 | MENDOCINO 1101 | HUMBOLDT | 17.302 | 87.2326 | 98.93% | 5 | 5 | 100% | 70.23% | 0 | 0.19367 | 0.19367 | 1.5047 | 19.056 | High | High | Low
KANAKA 11011044 | 370 |  |  |  |  | KANAKA 11011044 | KANAKA 1101 | NORTH VALLEY | 6.134 | 63.1535 | 33.69% | 2 | 5 | 100% | 70.49% | 0 | 0.080757 | 0.080757 | 2.2945 | 18.9261 | High | High | Medium
SHINGLE SPRINGS 21092053 | 371 |  |  |  |  | SHINGLE SPRINGS 21092053 | SHINGLE SPRINGS 2109 | SIERRA | 5.7202 | 32.6339 | 100% | 0 | 1 | 100% | 100% | 0 | 0.16944 | 0.16944 | 2.343 | 18.912 | High | High | Medium
SAN RAMON 2108CB | 372 |  |  |  |  | SAN RAMON 2108CB | SAN RAMON 2108 | MISSION | 8.6488 | 65.614 | 48.13% | 2 | 4 | 90.54% | 100% | 0 | 0.12664 | 0.12664 | 3.1076 | 18.7479 | High | High | High
SILVERADO 2104 | 373 |  |  |  |  | SILVERADO 2104 | SILVERADO 2104 | NORTH BAY | 0.061489 | 85 | 0% | 0 | 0 | 100% | 100% | 0 | 0.098754 | 0.098754 | 2.8976 | 18.7118 | High | High | Medium
CASTRO VALLEY 11068971 | 374 |  |  |  |  | CASTRO VALLEY 11068971 | CASTRO VALLEY 1106 | MISSION | 7.918 | 68.6499 | 16.36% | 0 | 1 | 100% | 100% | 0 | 0.11574 | 0.11574 | 3.3887 | 18.6837 | High | High | High
MIDDLETOWN 110148212 | 375 | 2021 | ECOP | 10.2 |  | MIDDLETOWN 110148212 | MIDDLETOWN 1101 | HUMBOLDT | 10.2049 | 74.7586 | 62.81% | 5 | 4 | 94.29% | 99.65% | 0 | 0.19647 | 0.19647 | 1.9845 | 18.5737 | High | High | Low
BERKELEY F 1103BR110 | 376 |  |  |  |  | BERKELEY F 1103BR110 | BERKELEY F 1103 | EAST BAY | 1.8512 | 58.149 | 51.38% | 3 | 2 | 32.55% | 100% | 0 | 0.071417 | 0.071417 | 3.9728 | 18.5534 | High | High | High
OAKLAND K 110491060 | 377 |  |  |  |  | OAKLAND K 110491060 | OAKLAND K 1104 | EAST BAY | 0.36025 | 77.0512 | 0% | 0 | 0 | 100% | 100% | 0 | 0.094019 | 0.094019 | 4.1348 | 18.5187 | High | High | High
WASHINGTON CITY GEN. 1101CB | 378 |  |  |  |  | WASHINGTON CITY GEN. 1101CB | WASHINGTON CITY GEN. 1101 | SIERRA | 0.012645 | 90 | 100% | 0 | 0 | 100% | 100% | 0 | 0.20559 | 0.20559 | 1.3761 | 18.5003 | High | High | Low
WASHINGTON CITY GEN. 11011101/2 | 379 |  |  |  |  | WASHINGTON CITY GEN. 11011101/2 | WASHINGTON CITY GEN. 1101 | SIERRA | 0.0035486 | 90 | 100% | 0 | 0 | 100% | 100% | 0 | 0.20559 | 0.20559 | 1.3746 | 18.4792 | High | High | Low
KONOCTI 11024421 | 380 |  |  |  |  | KONOCTI 11024421 | KONOCTI 1102 | HUMBOLDT | 0.36385 | 69.0599 | 100% | 0 | 0 | 100% | 100% | 0 | 0.18318 | 0.18318 | 2.1152 | 18.4571 | High | High | Low
WILLOW CREEK 11015002 | 381 |  |  |  |  | WILLOW CREEK 11015002 | WILLOW CREEK 1101 | HUMBOLDT | 12.8071 | 51.1134 | 93.52% | 24 | 21 | 94.53% | 2.43% | 0 | 0.18408 | 0.18408 | 1.5331 | 18.4537 | High | High | Low
BRUNSWICK 110750010 | 382 |  |  |  |  | BRUNSWICK 110750010 | BRUNSWICK 1107 | SIERRA | 4.0845 | 61.0721 | 60.14% | 3 | 2 | 43.91% | 47.61% | 1 | 0.056677 | 0.056677 | 3.1817 | 18.4187 | Medium | Medium | High
CALPINE 1146200-G | 383 |  |  |  |  | CALPINE 1146200-G | CALPINE 1146 | SONOMA | 0.0085256 | 90 | 100% | 0 | 0 | 100% | 100% | 0 | 0.20559 | 0.20559 | 1.8538 | 18.1558 | High | High | Low
CALPINE 1146394G | 384 |  |  |  |  | CALPINE 1146394G | CALPINE 1146 | SONOMA | 0.011293 | 90 | 100% | 0 | 0 | 100% | 100% | 0 | 0.20559 | 0.20559 | 1.8534 | 18.1516 | High | High | Low
CORRAL 1101CB | 385 |  |  |  |  | CORRAL 1101CB | CORRAL 1101 | STOCKTON | 26.1508 | 58.878 | 76.15% | 2 | 13 | 95.28% | 0% | 0 | 0.12599 | 0.12599 | 2.1911 | 18.0518 | High | High | Low
POINT MORETTI 11015401 | 386 |  |  |  |  | POINT MORETTI 11015401 | POINT MORETTI 1101 | CENTRAL COAST | 2.5449 | 35.7837 | 49.53% | 3 | 0 | 100% | 100% | 0 | 0.12284 | 0.12284 | 3.0798 | 18.0223 | High | High | High
ORO FINO 11022040 | 387 |  |  |  |  | ORO FINO 11022040 | ORO FINO 1102 | NORTH VALLEY | 9.1589 | 98 | 100% | 4 | 1 | 100% | 12.34% | 0 | 0.10744 | 0.10744 | 1.639 | 17.9858 | High | High | Low
PINE GROVE 1102CB | 388 |  | ECOP | 3.12 |  | PINE GROVE 1102CB | PINE GROVE 1102 | STOCKTON | 10.707 | 66.221 | 86.49% | 3 | 11 | 100% | 3.567% | 1 | 0.074056 | 0.074056 | 3.6625 | 17.7359 | High | High | High
POINT MORETTI 11015078 | 389 |  |  |  |  | POINT MORETTI 11015078 | POINT MORETTI 1101 | CENTRAL COAST | 14.6844 | 28.4071 | 32.64% | 18 | 2 | 100% | 99.93% | 1 | 0.2007 | 0.2007 | 3.3009 | 17.5911 | High | High | High
PUEBLO 2102618 | 390 |  |  |  |  | PUEBLO 2102618 | PUEBLO 2102 | NORTH BAY | 2.0485 | 88.1559 | 93.93% | 0 | 0 | 12.3% | 100% | 0 | 0.11649 | 0.11649 | 3.1658 | 17.5673 | High | High | High
SAN RAMON 210853732 | 391 |  |  |  |  | SAN RAMON 210853732 | SAN RAMON 2108 | MISSION | 7.923 | 73.3065 | 51.9% | 0 | 2 | 100% | 100% | 0 | 0.15613 | 0.15613 | 3.1822 | 17.5521 | High | High | High
CAMP EVERS 210510912 | 392 |  |  |  |  | CAMP EVERS 210510912 | CAMP EVERS 2105 | CENTRAL COAST | 4.9849 | 57.147 | 56.28% | 17 | 4 | 100% | 100% | 0 | 0.22661 | 0.22661 | 3.8168 | 17.2965 | High | High | High
WOODSIDE 11011922 | 393 |  |  |  |  | WOODSIDE 11011922 | WOODSIDE 1101 | PENINSULA | 3.7722 | 56.2856 | 79.83% | 3 | 6 | 79.05% | 92.98% | 1 | 0.14505 | 0.14505 | 2.5025 | 17.2916 | High | High | Medium
SHINGLE SPRINGS 210551738 | 394 |  |  |  |  | SHINGLE SPRINGS 210551738 | SHINGLE SPRINGS 2105 | SIERRA | 0.38011 | 59.0013 | 92.98% | 0 | 0 | 33.17% | 96.59% | 0 | 0.087308 | 0.087308 | 3.0193 | 17.2376 | High | High | Medium
TASSAJARA 21126392 | 395 |  |  |  |  | TASSAJARA 21126392 | TASSAJARA 2112 | DIABLO | 5.4625 | 75.7434 | 2.892% | 0 | 3 | 100% | 100% | 0 | 0.10087 | 0.10087 | 3.5168 | 16.8979 | High | High | High
OAKLAND K 1104CR326 | 396 |  |  |  |  | OAKLAND K 1104CR326 | OAKLAND K 1104 | EAST BAY | 1.3049 | 10 | 98.1% | 3 | 0 | 100% | 100% | 0 | 0.14914 | 0.14914 | 4.2299 | 16.7511 | High | High | High
MONTE RIO 1111140 | 397 |  | 35051485 | 2.63 |  | MONTE RIO 1111140 | MONTE RIO 1111 | SONOMA | 2.6327 | 49.961 | 28.63% | 14 | 1 | 100% | 100% | 0 | 0.18634 | 0.18634 | 3.3089 | 16.3721 | High | High | High
SHADY GLEN 11022232 | 398 |  |  |  |  | SHADY GLEN 11022232 | SHADY GLEN 1102 | SIERRA | 10.57 | 94.8997 | 90.23% | 5 | 11 | 100% | 60.37% | 0 | 0.14836 | 0.14836 | 1.2808 | 16.2381 | High | High | Low
OTTER 11012052 | 399 |  |  |  |  | OTTER 11012052 | OTTER 1101 | CENTRAL COAST | 4.8416 | 80.234 | 20.15% | 9 | 2 | 100% | 100% | 0 | 0.14395 | 0.14395 | 1.7174 | 16.1669 | High | High | Low
SANTA ROSA A 1104642 | 400 |  |  |  |  | SANTA ROSA A 1104642 | SANTA ROSA A 1104 | SONOMA | 13.3386 | 23.4287 | 85.18% | 3 | 22 | 100% | 84.73% | 0 | 0.24187 | 0.24187 | 2.5097 | 16.1186 | High | High | Medium
BEN LOMOND 04015206 | 401 | 2019 | 35052731 | 11.6 |  | BEN LOMOND 04015206 | BEN LOMOND 0401 | CENTRAL COAST | 7.179 | 20.3543 | 52.81% | 22 | 2 | 100% | 100% | 0 | 0.16558 | 0.16558 | 3.6563 | 16.0757 | High | High | High
FORT ROSS 11212987 | 402 |  |  |  |  | FORT ROSS 11212987 | FORT ROSS 1121 | SONOMA | 2.0798 | 87.0149 | 100% | 0 | 1 | 100% | 83.64% | 0 | 0.16552 | 0.16552 | 2.0189 | 15.9187 | High | High | Low
POINT MORETTI 110139126 | 403 |  |  |  |  | POINT MORETTI 110139126 | POINT MORETTI 1101 | CENTRAL COAST | 2.2477 | 14.3797 | 26.31% | 9 | 1 | 100% | 100% | 0 | 0.099437 | 0.099437 | 3.3437 | 15.8387 | High | High | High
OAKHURST 11035120 | 404 |  |  |  |  | OAKHURST 11035120 | OAKHURST 1103 | YOSEMITE | 6.3491 | 97.3123 | 0.04473% | 0 | 2 | 100% | 100% | 0 | 0.11061 | 0.11061 | 1.6703 | 15.7864 | High | High | Low
POINT MORETTI 110110726 | 405 |  |  |  |  | POINT MORETTI 110110726 | POINT MORETTI 1101 | CENTRAL COAST | 10.5855 | 11.8484 | 44.34% | 15 | 5 | 100% | 100% | 1 | 0.18125 | 0.18125 | 3.2767 | 15.7704 | High | High | High
PINE GROVE 11021765 | 406 |  |  |  |  | PINE GROVE 11021765 | PINE GROVE 1102 | STOCKTON | 1.4479 | 48.9693 | 100% | 0 | 0 | 100% | 66.6% | 0 | 0.10186 | 0.10186 | 3.2382 | 15.7126 | High | High | High
WILLITS 1103826 | 407 |  |  |  |  | WILLITS 1103826 | WILLITS 1103 | HUMBOLDT | 7.7428 | 68.4696 | 97.36% | 4 | 8 | 100% | 35.78% | 0 | 0.11113 | 0.11113 | 2.1617 | 15.7088 | High | High | Low
SCE REFUGIO 1101CB | 408 |  |  |  |  | SCE REFUGIO 1101CB | SCE REFUGIO 1101 | LOS PADRES | 0.29161 | 90 | 100% | 0 | 0 | 100% | 100% | 0 | 0.20559 | 0.20559 | 1.5755 | 15.4297 | High | High | Low
MORAGA 110118216 | 409 | 2019 | 35103065 | 5.04 |  | MORAGA 110118216 | MORAGA 1101 | DIABLO | 5.0361 | 38.4811 | 22.22% | 5 | 16 | 100% | 100% | 0 | 0.24183 | 0.24183 | 3.1723 | 15.3416 | High | High | High
PIKE CITY 1102CB | 410 |  |  |  |  | PIKE CITY 1102CB | PIKE CITY 1102 | SIERRA | 9.4149 | 96.7439 | 75.24% | 4 | 3 | 100% | 100% | 0 | 0.19876 | 0.19876 | 1.1735 | 15.2521 | High | High | Low
PARADISE 1103CB | 411 |  |  |  |  | PARADISE 1103CB | PARADISE 1103 | NORTH VALLEY | 2.4339 | 10 | 32.27% | 5 | 0 | 48.95% | 100% | 0 | 0.058983 | 0.058983 | 3.9165 | 15.1058 | Medium | Medium | High
TASSAJARA 210865438 | 412 |  |  |  |  | TASSAJARA 210865438 | TASSAJARA 2108 | DIABLO | 0.52908 | 90 | 0% | 0 | 2 | 14.01% | 100% | 0 | 0.054006 | 0.054006 | 3.2509 | 15.0026 | Medium | Medium | High
MIDDLETOWN 1101CB | 413 | 2020 | ECOP | 0.5 |  | MIDDLETOWN 1101CB | MIDDLETOWN 1101 | HUMBOLDT | 8.5904 | 74.5605 | 79.65% | 0 | 4 | 45.66% | 67.1% | 0 | 0.067737 | 0.067737 | 2.5869 | 14.9736 | High | High | Medium
DUNBAR 1101302 | 414 |  |  |  |  | DUNBAR 1101302 | DUNBAR 1101 | SONOMA | 7.7166 | 55.3691 | 64.87% | 1 | 11 | 75.08% | 68.56% | 0 | 0.15076 | 0.15076 | 2.7974 | 14.8986 | High | High | Medium
OAKHURST 11035470 | 415 |  |  |  |  | OAKHURST 11035470 | OAKHURST 1103 | YOSEMITE | 9.6183 | 65.532 | 32.55% | 7 | 21 | 100% | 20.07% | 0 | 0.090249 | 0.090249 | 2.5209 | 14.8769 | High | High | Medium
WEST POINT 110272036 | 416 |  |  |  |  | WEST POINT 110272036 | WEST POINT 1102 | STOCKTON | 2.3575 | 87.7642 | 47.51% | 4 | 2 | 100% | 22.74% | 0 | 0.055692 | 0.055692 | 3.115 | 14.8241 | Medium | Medium | High
CLAYTON 22127758 | 417 |  |  |  |  | CLAYTON 22127758 | CLAYTON 2212 | DIABLO | 3.2393 | 62.3034 | 85.96% | 2 | 0 | 100% | 100% | 0 | 0.16375 | 0.16375 | 3.2939 | 14.3225 | High | High | High
SHINGLE SPRINGS 210851476 | 418 |  |  |  |  | SHINGLE SPRINGS 210851476 | SHINGLE SPRINGS 2108 | SIERRA | 2.9778 | 55.1791 | 91.84% | 0 | 4 | 47.94% | 85.32% | 1 | 0.09969 | 0.09969 | 3.0157 | 14.3213 | High | High | Medium
BIG BASIN 11029741 | 419 | 2021 | 35049537 | 0.65 |  | BIG BASIN 11029741 | BIG BASIN 1102 | CENTRAL COAST | 0.65144 | 10 | 32.18% | 5 | 0 | 100% | 100% | 0 | 0.10666 | 0.10666 | 2.8083 | 14.2687 | High | High | Medium
SANTA ROSA A 1104716 | 420 |  |  |  |  | SANTA ROSA A 1104716 | SANTA ROSA A 1104 | SONOMA | 8.9162 | 55.6538 | 91.58% | 1 | 3 | 100% | 100% | 0 | 0.19056 | 0.19056 | 2.7943 | 14.1391 | High | High | Medium
POINT MORETTI 110110722 | 421 |  |  |  |  | POINT MORETTI 110110722 | POINT MORETTI 1101 | CENTRAL COAST | 0.60606 | 15.6405 | 41.46% | 0 | 0 | 100% | 100% | 0 | 0.087584 | 0.087584 | 3.3583 | 14.0116 | High | High | High
VOLTA 110237350 | 422 |  |  |  |  | VOLTA 110237350 | VOLTA 1102 | NORTH VALLEY | 24.2981 | 64.1392 | 95.8% | 2 | 5 | 100% | 58.24% | 1 | 0.17108 | 0.17108 | 1.7111 | 13.9446 | High | High | Low
WILLOW CREEK 1102CB | 423 |  |  |  |  | WILLOW CREEK 1102CB | WILLOW CREEK 1102 | HUMBOLDT | 7.3308 | 78.4297 | 99.3% | 9 | 9 | 100% | 47.32% | 0 | 0.15188 | 0.15188 | 1.3937 | 13.8422 | High | High | Low
CAMP EVERS 210616000 | 424 |  |  |  |  | CAMP EVERS 210616000 | CAMP EVERS 2106 | CENTRAL COAST | 2.1434 | 16.7013 | 23.49% | 1 | 3 | 54.85% | 97.54% | 1 | 0.067002 | 0.067002 | 3.147 | 13.7878 | High | High | High
CAMP EVERS 210511384 | 425 |  | 35043994 | 8.6 |  | CAMP EVERS 210511384 | CAMP EVERS 2105 | CENTRAL COAST | 4.1064 | 10 | 25.57% | 1 | 1 | 100% | 100% | 0 | 0.11123 | 0.11123 | 4.6612 | 13.7668 | High | High | High
EAST QUINCY 11012452 | 426 |  |  |  |  | EAST QUINCY 11012452 | EAST QUINCY 1101 | NORTH VALLEY | 1.102 | 63.1536 | 79.93% | 0 | 1 | 13.25% | 52.23% | 1 | 0.04476 | 0.04476 | 3.0006 | 13.7179 | Medium | Medium | Medium
VOLTA 11021646 | 427 |  |  |  |  | VOLTA 11021646 | VOLTA 1102 | NORTH VALLEY | 22.2648 | 70.368 | 99.98% | 0 | 4 | 92.24% | 75.72% | 0 | 0.14906 | 0.14906 | 1.9175 | 13.6151 | High | High | Low
ELECTRA 11017104 | 428 |  |  |  |  | ELECTRA 11017104 | ELECTRA 1101 | STOCKTON | 12.3464 | 47.2231 | 81.14% | 1 | 3 | 100% | 0% | 0 | 0.072301 | 0.072301 | 2.8473 | 13.4619 | High | High | Medium
MONTE RIO 1111CB | 429 |  |  |  |  | MONTE RIO 1111CB | MONTE RIO 1111 | SONOMA | 0.26962 | 44.4262 | 0% | 0 | 1 | 100% | 100% | 0 | 0.078152 | 0.078152 | 3.5806 | 13.3304 | High | High | High
MIWUK 170179118 | 430 |  |  |  |  | MIWUK 170179118 | MIWUK 1701 | YOSEMITE | 0.019355 | 10 | 100% | 0 | 0 | 100% | 100% | 0 | 0.13022 | 0.13022 | 3.7802 | 13.0713 | High | High | High
ANNAPOLIS 1101554 | 431 |  |  |  |  | ANNAPOLIS 1101554 | ANNAPOLIS 1101 | HUMBOLDT | 27.1366 | 85.1288 | 100% | 26 | 12 | 100% | 0% | 0 | 0.1656 | 0.1656 | 1.6533 | 13.0418 | High | High | Low
SONOMA 1106376 | 432 |  |  |  |  | SONOMA 1106376 | SONOMA 1106 | SONOMA | 0.6618 | 42.582 | 100% | 0 | 0 | 12.23% | 100% | 0 | 0.072044 | 0.072044 | 3.7402 | 12.8361 | High | High | High
SALMON CREEK 110188998 | 433 |  |  |  |  | SALMON CREEK 110188998 | SALMON CREEK 1101 | SONOMA | 8.1183 | 72.1541 | 32.11% | 1 | 1 | 59.97% | 96.61% | 1 | 0.10072 | 0.10072 | 2.6582 | 12.7544 | High | High | Medium
VOLTA 1102CB | 434 |  |  |  |  | VOLTA 1102CB | VOLTA 1102 | NORTH VALLEY | 3.2998 | 84.686 | 16.79% | 3 | 0 | 100% | 100% | 0 | 0.11557 | 0.11557 | 2.3012 | 12.6696 | High | High | Medium
OAKLAND X 1104CR022 | 435 | 2019 | 74022388 | 0.81 |  | OAKLAND X 1104CR022 | OAKLAND X 1104 | EAST BAY | 5.946 | 14.8032 | 44.25% | 8 | 4 | 100% | 100% | 0 | 0.14986 | 0.14986 | 4.2262 | 12.6657 | High | High | High
MONTE RIO 1113250 | 436 |  |  |  |  | MONTE RIO 1113250 | MONTE RIO 1113 | SONOMA | 1.2254 | 74.4629 | 18.87% | 1 | 1 | 100% | 100% | 0 | 0.1235 | 0.1235 | 2.8957 | 12.6334 | High | High | Medium
CAMP EVERS 21045096 | 437 |  |  |  |  | CAMP EVERS 21045096 | CAMP EVERS 2104 | CENTRAL COAST | 20.6359 | 43.5028 | 64.15% | 34 | 7 | 100% | 100% | 0 | 0.33163 | 0.33163 | 3.3817 | 12.581 | High | High | High
BRUNSWICK 110456468 | 438 |  |  |  |  | BRUNSWICK 110456468 | BRUNSWICK 1104 | SIERRA | 5.7301 | 68.1683 | 52.05% | 5 | 6 | 95.81% | 0% | 0 | 0.070779 | 0.070779 | 2.7112 | 12.5481 | High | High | Medium
SILVERADO 21038401 | 439 |  |  |  |  | SILVERADO 21038401 | SILVERADO 2103 | NORTH BAY | 0.63211 | 87.9301 | 93.73% | 0 | 0 | 9.105% | 100% | 0 | 0.088787 | 0.088787 | 2.1595 | 12.5377 | High | High | Low
RINCON 11035152 | 440 | 2019 | 31319444 | 0.21 |  | RINCON 11035152 | RINCON 1103 | SONOMA | 1.5925 | 84.6014 | 46.06% | 2 | 0 | 100% | 100% | 0 | 0.14097 | 0.14097 | 2.5132 | 12.5158 | High | High | Medium
CAMP EVERS 210511010 | 441 |  | 35047315 | 10.9 |  | CAMP EVERS 210511010 | CAMP EVERS 2105 | CENTRAL COAST | 2.2251 | 32.8132 | 34.55% | 4 | 3 | 100% | 100% | 0 | 0.11572 | 0.11572 | 3.9822 | 12.2369 | High | High | High
CRESCENT MILLS 21013113 | 442 |  |  |  |  | CRESCENT MILLS 21013113 | CRESCENT MILLS 2101 | NORTH VALLEY | 1.193 | 94.468 | 100% | 0 | 0 | 100% | 0% | 0 | 0.049705 | 0.049705 | 2.837 | 12.0498 | Medium | Medium | Medium
MEADOW LANE 2106C558R | 443 |  |  |  |  | MEADOW LANE 2106C558R | MEADOW LANE 2106 | DIABLO | 0.20712 | 95 | 0% | 0 | 0 | 1.459% | 100% | 0 | 0.041876 | 0.041876 | 3.36 | 12.0232 | Medium | Medium | High
MIDDLETOWN 11011325 | 444 |  |  |  |  | MIDDLETOWN 11011325 | MIDDLETOWN 1101 | HUMBOLDT | 8.5949 | 66.5337 | 99.94% | 1 | 2 | 100% | 100% | 0 | 0.23318 | 0.23318 | 1.9402 | 12.0132 | High | High | Low
BIG BASIN 110165444 | 445 |  |  |  |  | BIG BASIN 110165444 | BIG BASIN 1101 | CENTRAL COAST | 0.47094 | 48.0736 | 0% | 2 | 0 | 100% | 100% | 0 | 0.090816 | 0.090816 | 3.743 | 12.0083 | High | High | High
GARBERVILLE 11022500 | 446 |  |  |  |  | GARBERVILLE 11022500 | GARBERVILLE 1102 | HUMBOLDT | 16.0185 | 91.6655 | 50.61% | 18 | 6 | 100% | 0% | 0 | 0.098692 | 0.098692 | 1.4185 | 11.9622 | High | High | Low
CORRAL 110112608 | 447 |  |  |  |  | CORRAL 110112608 | CORRAL 1101 | STOCKTON | 35.0176 | 52.1044 | 87.04% | 0 | 19 | 100% | 0% | 0 | 0.16618 | 0.16618 | 1.4909 | 11.8026 | High | High | Low
MIDDLETOWN 1101622 | 448 | 2021 | ECOP ECOP | 2.7 4.4 |  | MIDDLETOWN 1101622 | MIDDLETOWN 1101 | HUMBOLDT | 15.6831 | 77.1942 | 76.84% | 4 | 8 | 78.63% | 70.55% | 1 | 0.1922 | 0.1922 | 2.3118 | 11.7983 | High | High | Medium
DUNBAR 11021285 | 449 | 2019 | 31275658 | 0.32 |  | DUNBAR 11021285 | DUNBAR 1102 | SONOMA | 4.061 | 83.8717 | 58.26% | 1 | 2 | 100% | 27.24% | 1 | 0.053737 | 0.053737 | 3.3515 | 11.7769 | Medium | Medium | High
PETALUMA C 1108208 | 450 |  |  |  |  | PETALUMA C 1108208 | PETALUMA C 1108 | SONOMA | 12.4029 | 84.7631 | 33.65% | 1 | 1 | 100% | 0% | 0 | 0.07858 | 0.07858 | 2.287 | 11.7516 | High | High | Medium
RESEARCH 21029746 | 451 |  |  |  |  | RESEARCH 21029746 | RESEARCH 2102 | DIABLO | 0.70252 | 57.1565 | 2.503% | 0 | 3 | 24.99% | 100% | 0 | 0.044375 | 0.044375 | 3.091 | 11.7205 | Medium | Medium | High
MONTE RIO 11135024 | 452 |  |  |  |  | MONTE RIO 11135024 | MONTE RIO 1113 | SONOMA | 0.33932 | 27.3622 | 58.73% | 2 | 0 | 100% | 100% | 0 | 0.10965 | 0.10965 | 3.0239 | 11.7136 | High | High | Medium
PARADISE 110181966 | 453 |  |  |  |  | PARADISE 110181966 | PARADISE 1101 | NORTH VALLEY | 0.1834 | 10 | 0% | 0 | 0 | 100% | 100% | 0 | 0.061559 | 0.061559 | 3.9719 | 11.6474 | High | High | High
COTATI 1105CB | 454 |  |  |  |  | COTATI 1105CB | COTATI 1105 | SONOMA | 3.1602 | 63.5412 | 54.85% | 1 | 0 | 100% | 0% | 0 | 0.061793 | 0.061793 | 2.8768 | 11.6244 | High | High | Medium
BRUNSWICK 1102CB | 455 |  | ECOP | 1.69 Update? |  | BRUNSWICK 1102CB | BRUNSWICK 1102 | SIERRA | 6.3271 | 51.9471 | 61.35% | 4 | 0 | 99.87% | 31.38% | 0 | 0.047536 | 0.047536 | 2.763 | 11.2233 | Medium | Medium | Medium
BONNIE NOOK 110186696 | 456 |  |  |  |  | BONNIE NOOK 110186696 | BONNIE NOOK 1101 | SIERRA | 9.7026 | 94.616 | 77.04% | 2 | 5 | 100% | 100% | 0 | 0.2013 | 0.2013 | 0.64933 | 11.1691 | High | High | Low
KONOCTI 110275382 | 457 |  |  |  |  | KONOCTI 110275382 | KONOCTI 1102 | HUMBOLDT | 21.8665 | 65.7136 | 85.11% | 11 | 7 | 94.25% | 84.3% | 0 | 0.27016 | 0.27016 | 2.0627 | 11.1439 | High | High | Low
PARADISE 110236656 | 458 |  |  |  |  | PARADISE 110236656 | PARADISE 1102 | NORTH VALLEY | 3.3309 | 17.0477 | 19.52% | 3 | 5 | 87.51% | 100% | 0 | 0.076178 | 0.076178 | 4.1355 | 11.129 | High | High | High
HAMILTON BRANCH 110190334 | 459 |  |  |  |  | HAMILTON BRANCH 110190334 | HAMILTON BRANCH 1101 | NORTH VALLEY | 3.3715 | 83.9014 | 99.76% | 0 | 0 | 100% | 0% | 0 | 0.046313 | 0.046313 | 2.8026 | 11.0913 | Medium | Medium | Medium
WILLOW CREEK 11013050 | 460 |  |  |  |  | WILLOW CREEK 11013050 | WILLOW CREEK 1101 | HUMBOLDT | 2.7741 | 81.978 | 100% | 0 | 2 | 100% | 100% | 1 | 0.20349 | 0.20349 | 0.83142 | 11.0633 | High | High | Low
FORT ROSS 1121204 | 461 |  |  |  |  | FORT ROSS 1121204 | FORT ROSS 1121 | SONOMA | 18.7577 | 93.0498 | 90.41% | 0 | 2 | 100% | 39.05% | 1 | 0.10967 | 0.10967 | 1.5385 | 11.0336 | High | High | Low
OLEMA 11011252 | 462 |  |  |  |  | OLEMA 11011252 | OLEMA 1101 | NORTH BAY | 4.0529 | 83.346 | 14.42% | 10 | 5 | 98.65% | 0% | 0 | 0.042756 | 0.042756 | 3.0154 | 11.0171 | Medium | Medium | Medium
WILLOW CREEK 110237374 | 463 |  |  |  |  | WILLOW CREEK 110237374 | WILLOW CREEK 1102 | HUMBOLDT | 2.2967 | 96.0041 | 99.34% | 1 | 0 | 100% | 68.24% | 0 | 0.13938 | 0.13938 | 1.2034 | 10.9677 | High | High | Low
BELL 11072400 | 464 |  |  |  |  | BELL 11072400 | BELL 1107 | SIERRA | 24.3699 | 40.733 | 58.06% | 2 | 11 | 87.78% | 0% | 0 | 0.061332 | 0.061332 | 2.7006 | 10.8308 | Medium | Medium | Medium
BIG MEADOWS 21012474 | 465 |  |  |  |  | BIG MEADOWS 21012474 | BIG MEADOWS 2101 | NORTH VALLEY | 8.0369 | 74.0553 | 100% | 0 | 14 | 96.17% | 0% | 0 | 0.062896 | 0.062896 | 2.6243 | 10.7933 | High | High | Medium
APPLE HILL 110412947 | 466 |  |  |  |  | APPLE HILL 110412947 | APPLE HILL 1104 | SIERRA | 3.4561 | 89.425 | 100% | 0 | 1 | 100% | 0% | 0 | 0.04907 | 0.04907 | 2.1335 | 10.6933 | Medium | Medium | Low
PENNGROVE 1101170 | 467 |  |  |  |  | PENNGROVE 1101170 | PENNGROVE 1101 | SONOMA | 18.4109 | 61.4183 | 85.26% | 5 | 17 | 81.28% | 0% | 0 | 0.065227 | 0.065227 | 2.4598 | 10.4915 | High | High | Medium
TASSAJARA 210812712 | 468 |  |  |  |  | TASSAJARA 210812712 | TASSAJARA 2108 | DIABLO | 0.60405 | 70.6966 | 76.13% | 0 | 2 | 18.42% | 100% | 0 | 0.089254 | 0.089254 | 3.2876 | 10.366 | High | High | High
PASO ROBLES 1103N04 | 469 |  |  |  |  | PASO ROBLES 1103N04 | PASO ROBLES 1103 | LOS PADRES | 0.58532 | 54.1264 | 3.167% | 0 | 8 | 100% | 0% | 0 | 0.051036 | 0.051036 | 3.1021 | 10.3524 | Medium | Medium | High
RACETRACK 1704CB | 470 |  |  |  |  | RACETRACK 1704CB | RACETRACK 1704 | YOSEMITE | 22.0312 | 55.84 | 32.56% | 4 | 25 | 99.99% | 0% | 0 | 0.18885 | 0.18885 | 2.0435 | 10.2471 | High | High | Low
OAKHURST 110363334 | 471 |  |  |  |  | OAKHURST 110363334 | OAKHURST 1103 | YOSEMITE | 17.2522 | 47.378 | 100% | 1 | 11 | 100% | 10.77% | 0 | 0.054511 | 0.054511 | 2.871 | 10.2339 | Medium | Medium | Medium
PINE GROVE 1101CB | 472 |  |  |  |  | PINE GROVE 1101CB | PINE GROVE 1101 | STOCKTON | 4.2594 | 78.3336 | 50.63% | 0 | 5 | 100% | 0% | 0 | 0.038055 | 0.038055 | 3.1345 | 10.1928 | Medium | Medium | High
CAMP EVERS 21055577 | 473 |  |  |  |  | CAMP EVERS 21055577 | CAMP EVERS 2105 | CENTRAL COAST | 1.1615 | 10 | 45.86% | 6 | 1 | 100% | 100% | 0 | 0.10796 | 0.10796 | 4.695 | 10.1361 | High | High | High
WEST POINT 11025357 | 474 |  |  |  |  | WEST POINT 11025357 | WEST POINT 1102 | STOCKTON | 3.286 | 83.7938 | 100% | 3 | 2 | 100% | 17.3% | 0 | 0.065365 | 0.065365 | 2.3603 | 10.0887 | High | High | Medium
BRUNSWICK 1104761310 | 475 |  |  |  |  | BRUNSWICK 1104761310 | BRUNSWICK 1104 | SIERRA | 0.029625 | 37.5776 | 100% | 0 | 0 | 100% | 100% | 0 | 0.15312 | 0.15312 | 2.4455 | 9.9432 | High | High | Medium
OLEMA 11011318 | 476 |  | 35039748 | 0.17 |  | OLEMA 11011318 | OLEMA 1101 | NORTH BAY | 6.3563 | 77.6358 | 7.161% | 18 | 6 | 61.46% | 0% | 0 | 0.045105 | 0.045105 | 2.535 | 9.7705 | Medium | Medium | Medium
SILVERADO 210365334 | 477 |  |  |  |  | SILVERADO 210365334 | SILVERADO 2103 | NORTH BAY | 0.51221 | 90 | 100% | 0 | 0 | 7.915% | 100% | 0 | 0.093253 | 0.093253 | 2.1963 | 9.7565 | High | High | Low
LOW GAP 1101CB | 478 |  |  |  |  | LOW GAP 1101CB | LOW GAP 1101 | HUMBOLDT | 2.17 | 82.2052 | 100% | 6 | 1 | 100% | 0% | 0 | 0.073547 | 0.073547 | 2.01 | 9.6669 | High | High | Low
TASSAJARA 21123202 | 479 |  |  |  |  | TASSAJARA 21123202 | TASSAJARA 2112 | DIABLO | 0.99352 | 84.671 | 60.56% | 0 | 0 | 100% | 100% | 0 | 0.15269 | 0.15269 | 3.1551 | 9.6344 | High | High | High
REDBUD 1101708166 | 480 |  |  |  |  | REDBUD 1101708166 | REDBUD 1101 | HUMBOLDT | 10.1809 | 81.1955 | 96.21% | 0 | 3 | 49.7% | 53.54% | 1 | 0.096142 | 0.096142 | 2.1005 | 9.6203 | High | High | Low
SIERRA CITY GEN 1101CB | 481 |  |  |  |  | SIERRA CITY GEN 1101CB | SIERRA CITY GEN 1101 | SIERRA | 0.013222 | 95 | 100% | 0 | 0 | 100% | 0% | 0 | 0.049877 | 0.049877 | 2.24 | 9.5471 | Medium | Medium | Medium
SIERRA CITY GEN 11011101/2 | 482 |  |  |  |  | SIERRA CITY GEN 11011101/2 | SIERRA CITY GEN 1101 | SIERRA | 0.0052893 | 95 | 100% | 0 | 0 | 100% | 0% | 0 | 0.049877 | 0.049877 | 2.2291 | 9.5007 | Medium | Medium | Low
SANTA ROSA A 1104220 | 483 |  |  |  |  | SANTA ROSA A 1104220 | SANTA ROSA A 1104 | SONOMA | 9.5297 | 27.599 | 64.91% | 1 | 14 | 100% | 64.31% | 0 | 0.11149 | 0.11149 | 3.1942 | 9.4563 | High | High | High
PARADISE 11041571 | 484 |  | 35060027 | 1.1 |  | PARADISE 11041571 | PARADISE 1104 | NORTH VALLEY | 0.64266 | 10 | 49.69% | 2 | 2 | 100% | 100% | 0 | 0.10792 | 0.10792 | 4.3768 | 9.4463 | High | High | High
SILVERADO 21051306 | 485 |  |  |  |  | SILVERADO 21051306 | SILVERADO 2105 | NORTH BAY | 2.7442 | 84.7075 | 83.99% | 0 | 2 | 34.98% | 54.43% | 0 | 0.068801 | 0.068801 | 2.8813 | 9.4434 | High | High | Medium
MIDDLETOWN 1102998 | 486 |  |  |  |  | MIDDLETOWN 1102998 | MIDDLETOWN 1102 | HUMBOLDT | 14.694 | 30.2565 | 100% | 0 | 1 | 86% | 0% | 0 | 0.055128 | 0.055128 | 3.5751 | 9.3887 | Medium | Medium | High
MENLO 11028952 | 487 |  |  |  |  | MENLO 11028952 | MENLO 1102 | PENINSULA | 6.6194 | 37.3674 | 79.3% | 6 | 6 | 97.26% | 0% | 0 | 0.07359 | 0.07359 | 3.5512 | 9.2318 | High | High | High
MOUNTAIN QUARRIES 2101CB | 488 |  |  |  |  | MOUNTAIN QUARRIES 2101CB | MOUNTAIN QUARRIES 2101 | SIERRA | 24.9741 | 44.4478 | 67.2% | 2 | 3 | 100% | 0% | 0 | 0.056988 | 0.056988 | 2.4457 | 9.1138 | Medium | Medium | Medium
MESA 11016111 | 489 |  |  |  |  | MESA 11016111 | MESA 1101 | LOS PADRES | 23.8724 | 66.2721 | 84.61% | 0 | 7 | 92.83% | 48.37% | 0 | 0.23056 | 0.23056 | 1.9723 | 9.0938 | High | High | Low
HATTON 1101 | 490 |  |  |  |  | HATTON 1101 | HATTON 1101 | CENTRAL COAST | 0.058169 | 90 | 100% | 0 | 0 | 100% | 0% | 0 | 0.054802 | 0.054802 | 2.5228 | 9.0405 | Medium | Medium | Medium
FORT ROSS 11214947 | 491 |  |  |  |  | FORT ROSS 11214947 | FORT ROSS 1121 | SONOMA | 10.2762 | 93.0727 | 99.97% | 4 | 1 | 100% | 8.448% | 0 | 0.11096 | 0.11096 | 1.71 | 9.0384 | High | High | Low
DESCHUTES 110449024 | 492 |  |  |  |  | DESCHUTES 110449024 | DESCHUTES 1104 | NORTH VALLEY | 16.4286 | 33.9792 | 100% | 0 | 7 | 97.93% | 0% | 0 | 0.055326 | 0.055326 | 2.4946 | 9.0253 | Medium | Medium | Medium
BRUNSWICK 11042112 | 493 |  |  |  |  | BRUNSWICK 11042112 | BRUNSWICK 1104 | SIERRA | 19.306 | 55.1614 | 89% | 4 | 7 | 100% | 25.18% | 0 | 0.10285 | 0.10285 | 2.4774 | 9.0016 | High | High | Medium
CAMP EVERS 210595394 | 494 |  |  |  |  | CAMP EVERS 210595394 | CAMP EVERS 2105 | CENTRAL COAST | 0.49589 | 10 | 8.806% | 0 | 0 | 100% | 100% | 0 | 0.065893 | 0.065893 | 3.8628 | 8.9916 | High | High | High
MENLO 11038512 | 495 |  |  |  |  | MENLO 11038512 | MENLO 1103 | PENINSULA | 16.8652 | 73.7343 | 67.92% | 14 | 5 | 100% | 0% | 0 | 0.10603 | 0.10603 | 2.3875 | 8.9425 | High | High | Medium
MORAGA 110183424 | 496 |  |  |  |  | MORAGA 110183424 | MORAGA 1101 | DIABLO | 1.6164 | 79.1593 | 0% | 0 | 0 | 100% | 62.3% | 0 | 0.053892 | 0.053892 | 3.4366 | 8.8227 | Medium | Medium | High
WISE 11022230 | 497 |  |  |  |  | WISE 11022230 | WISE 1102 | SIERRA | 22.0893 | 25.2486 | 59.65% | 3 | 10 | 89.01% | 0% | 0 | 0.09262 | 0.09262 | 1.9917 | 8.7874 | High | High | Low
BIG BASIN 110112838 | 498 |  |  |  |  | BIG BASIN 110112838 | BIG BASIN 1101 | CENTRAL COAST | 2.3481 | 22.8055 | 19.65% | 7 | 1 | 100% | 100% | 0 | 0.097327 | 0.097327 | 3.3758 | 8.7244 | High | High | High
HOOPA 11017468 | 499 |  |  |  |  | HOOPA 11017468 | HOOPA 1101 | HUMBOLDT | 5.6936 | 54.3189 | 96.19% | 3 | 8 | 47.51% | 49.77% | 1 | 0.076067 | 0.076067 | 1.7487 | 8.6983 | High | High | Low
GARBERVILLE 11028652 | 500 |  |  |  |  | GARBERVILLE 11028652 | GARBERVILLE 1102 | HUMBOLDT | 13.0139 | 91.1649 | 97.21% | 18 | 2 | 100% | 0% | 0 | 0.11424 | 0.11424 | 1.5713 | 8.5506 | High | High | Low
FITCH MOUNTAIN 1113356 | 501 |  |  |  |  | FITCH MOUNTAIN 1113356 | FITCH MOUNTAIN 1113 | SONOMA | 9.9757 | 80.7752 | 75.25% | 5 | 1 | 65.83% | 51.2% | 1 | 0.073371 | 0.073371 | 2.443 | 8.5386 | High | High | Medium
CALPINE 1144962 | 502 |  |  |  |  | CALPINE 1144962 | CALPINE 1144 | SONOMA | 4.058 | 94.9648 | 64.72% | 0 | 0 | 100% | 100% | 0 | 0.16674 | 0.16674 | 1.9214 | 8.5068 | High | High | Low
MIRABEL 110213597 | 503 |  |  |  |  | MIRABEL 110213597 | MIRABEL 1102 | SONOMA | 0.47204 | 30.1701 | 51.63% | 3 | 0 | 100% | 100% | 0 | 0.10712 | 0.10712 | 2.9615 | 8.4237 | High | High | Medium
SANTA ROSA A 1111114 | 504 |  |  |  |  | SANTA ROSA A 1111114 | SANTA ROSA A 1111 | SONOMA | 5.593 | 82.824 | 61.55% | 3 | 5 | 48.78% | 0.05081% | 0 | 0.039882 | 0.039882 | 3.2275 | 8.4172 | Medium | Medium | High
PENRYN 1103604 | 505 |  |  |  |  | PENRYN 1103604 | PENRYN 1103 | SIERRA | 26.4899 | 35.3404 | 72.55% | 7 | 11 | 100% | 0% | 0 | 0.061577 | 0.061577 | 2.8611 | 8.3925 | High | High | Medium
CHALLENGE 110113026 | 506 |  |  |  |  | CHALLENGE 110113026 | CHALLENGE 1101 | NORTH VALLEY | 7.8248 | 63.8642 | 100% | 1 | 1 | 97.67% | 96.11% | 0 | 0.25947 | 0.25947 | 0.3778 | 8.3764 | High | High | Low
PINE GROVE 11011021 | 507 |  |  |  |  | PINE GROVE 11011021 | PINE GROVE 1101 | STOCKTON | 4.1934 | 79.4355 | 93.37% | 0 | 1 | 100% | 0% | 0 | 0.043638 | 0.043638 | 2.9314 | 8.3647 | Medium | Medium | Medium
SANTA YNEZ 1104Y66 | 508 |  |  |  |  | SANTA YNEZ 1104Y66 | SANTA YNEZ 1104 | LOS PADRES | 16.6796 | 85.1619 | 76.69% | 1 | 3 | 92.13% | 26.5% | 0 | 0.10816 | 0.10816 | 2.1886 | 8.3621 | High | High | Low
MONROE 2103CB | 509 |  |  |  |  | MONROE 2103CB | MONROE 2103 | SONOMA | 0.73533 | 61.5712 | 100% | 0 | 0 | 5.132% | 100% | 0 | 0.076074 | 0.076074 | 2.2963 | 8.3215 | High | High | Medium
DIAMOND SPRINGS 110518935 | 510 |  |  |  |  | DIAMOND SPRINGS 110518935 | DIAMOND SPRINGS 1105 | SIERRA | 6.6942 | 21.2209 | 100% | 2 | 4 | 100% | 72.5% | 0 | 0.11646 | 0.11646 | 2.6792 | 8.2855 | High | High | Medium
CORNING 110185152 | 511 |  |  |  |  | CORNING 110185152 | CORNING 1101 | NORTH VALLEY | 23.0821 | 26.0719 | 100% | 2 | 8 | 100% | 0% | 0 | 0.11691 | 0.11691 | 2.6425 | 8.2029 | High | High | Medium
PACIFICA 1101CB | 512 |  |  |  |  | PACIFICA 1101CB | PACIFICA 1101 | PENINSULA | 1.1754 | 10 | 25.99% | 0 | 0 | 43.55% | 100% | 0 | 0.044128 | 0.044128 | 3.8732 | 8.142 | Medium | Medium | High
SILVERADO 21051308 | 513 |  |  |  |  | SILVERADO 21051308 | SILVERADO 2105 | NORTH BAY | 0.01945 | 80.9995 | 16% | 3 | 1 | 0.3576% | 100% | 0 | 0.045462 | 0.045462 | 3.7584 | 8.1396 | Medium | Medium | High
DUNBAR 11014817 | 514 |  |  |  |  | DUNBAR 11014817 | DUNBAR 1101 | SONOMA | 3.1798 | 21.7127 | 52.45% | 3 | 3 | 100% | 100% | 0 | 0.15344 | 0.15344 | 2.6498 | 8.1309 | High | High | Medium
GIRVAN 11021028 | 515 |  |  |  |  | GIRVAN 11021028 | GIRVAN 1102 | NORTH VALLEY | 17.4682 | 30.4656 | 99.97% | 3 | 19 | 100% | 100% | 1 | 0.28494 | 0.28494 | 1.8976 | 8.084 | High | High | Low
ATASCADERO 11012537 | 516 |  |  |  |  | ATASCADERO 11012537 | ATASCADERO 1101 | LOS PADRES | 15.4143 | 42.2463 | 87.6% | 5 | 1 | 100% | 82.31% | 1 | 0.15256 | 0.15256 | 2.6276 | 8.0166 | High | High | Medium
COTATI 110379140 | 517 |  |  |  |  | COTATI 110379140 | COTATI 1103 | SONOMA | 9.8425 | 61.4372 | 48.82% | 7 | 2 | 79.77% | 0% | 0 | 0.047459 | 0.047459 | 2.5749 | 7.9908 | Medium | Medium | Medium
CAMP EVERS 21035753 | 518 |  |  |  |  | CAMP EVERS 21035753 | CAMP EVERS 2103 | CENTRAL COAST | 2.4228 | 18.1993 | 27.31% | 10 | 4 | 100% | 100% | 0 | 0.13875 | 0.13875 | 3.8491 | 7.9846 | High | High | High
MIDDLETOWN 11011314 | 519 |  |  |  |  | MIDDLETOWN 11011314 | MIDDLETOWN 1101 | HUMBOLDT | 0.82482 | 85.7951 | 100% | 0 | 0 | 88.81% | 5.14% | 1 | 0.051914 | 0.051914 | 2.3199 | 7.8754 | Medium | Medium | Medium
BRUNSWICK 11102664 | 520 |  |  |  |  | BRUNSWICK 11102664 | BRUNSWICK 1110 | SIERRA | 9.7807 | 42.9965 | 66.17% | 2 | 0 | 90.12% | 0% | 0 | 0.042278 | 0.042278 | 2.8403 | 7.8524 | Medium | Medium | Medium
KONOCTI 110264664 | 521 |  |  |  |  | KONOCTI 110264664 | KONOCTI 1102 | HUMBOLDT | 27.2111 | 54.3183 | 71% | 3 | 9 | 94.13% | 22.47% | 0 | 0.10647 | 0.10647 | 2.7454 | 7.7618 | High | High | Medium
FRUITLAND 114293234 | 522 |  |  |  |  | FRUITLAND 114293234 | FRUITLAND 1142 | HUMBOLDT | 11.3813 | 94.4975 | 76.78% | 16 | 5 | 100% | 0% | 0 | 0.081313 | 0.081313 | 1.4517 | 7.7189 | High | High | Low
CALISTOGA 11011087 | 523 |  | ECOP | 1.98 |  | CALISTOGA 11011087 | CALISTOGA 1101 | NORTH BAY | 1.9847 | 74.7271 | 70.51% | 0 | 0 | 100% | 100% | 0 | 0.15452 | 0.15452 | 2.4735 | 7.6433 | High | High | Medium
FORT SEWARD 11211690 | 524 |  |  |  |  | FORT SEWARD 11211690 | FORT SEWARD 1121 | HUMBOLDT | 10.4929 | 86.5731 | 100% | 15 | 3 | 64.42% | 0% | 0 | 0.055586 | 0.055586 | 2.046 | 7.4369 | Medium | Medium | Low
CLOVERDALE 1101 | 525 |  |  |  |  | CLOVERDALE 1101 | CLOVERDALE 1101 | SONOMA | 0.067026 | 85 | 100% | 0 | 0 | 100% | 0% | 0 | 0.046733 | 0.046733 | 2.4317 | 7.4312 | Medium | Medium | Medium
SHADY GLEN 11012768 | 526 |  |  |  |  | SHADY GLEN 11012768 | SHADY GLEN 1101 | SIERRA | 7.6983 | 67.5569 | 97.78% | 0 | 5 | 95.39% | 10.27% | 0 | 0.057683 | 0.057683 | 1.9636 | 7.4066 | Medium | Medium | Low
TEMPLETON 2113A10 | 527 |  |  |  |  | TEMPLETON 2113A10 | TEMPLETON 2113 | LOS PADRES | 30.9401 | 69.101 | 70.57% | 5 | 5 | 100% | 93.66% | 0 | 0.21943 | 0.21943 | 1.2694 | 7.3966 | High | High | Low
BRUNSWICK 1102940 | 528 |  |  |  |  | BRUNSWICK 1102940 | BRUNSWICK 1102 | SIERRA | 0.6541 | 82.3173 | 27.04% | 0 | 0 | 18.81% | 100% | 0 | 0.056253 | 0.056253 | 2.7437 | 7.3523 | Medium | Medium | Medium
WILLOW CREEK 1101CB | 529 |  |  |  |  | WILLOW CREEK 1101CB | WILLOW CREEK 1101 | HUMBOLDT | 0.28035 | 73.844 | 25.25% | 2 | 0 | 100% | 100% | 0 | 0.11379 | 0.11379 | 1.829 | 7.3523 | High | High | Low
CAMP EVERS 21055188 | 530 |  |  |  |  | CAMP EVERS 21055188 | CAMP EVERS 2105 | CENTRAL COAST | 1.985 | 10 | 58.42% | 1 | 0 | 100% | 100% | 0 | 0.10955 | 0.10955 | 3.3123 | 7.2566 | High | High | High
BRUNSWICK 11047181 | 531 |  |  |  |  | BRUNSWICK 11047181 | BRUNSWICK 1104 | SIERRA | 0.77307 | 57.8754 | 100% | 1 | 1 | 100% | 0% | 0 | 0.040435 | 0.040435 | 2.6834 | 7.0953 | Medium | Medium | Medium
NORTH BRANCH 110111206 | 532 |  |  |  |  | NORTH BRANCH 110111206 | NORTH BRANCH 1101 | STOCKTON | 17.2475 | 65.0034 | 87.98% | 1 | 4 | 96.4% | 0% | 0 | 0.057888 | 0.057888 | 3.4658 | 7.0874 | Medium | Medium | High
OCEANO 1104Q10 | 533 |  |  |  |  | OCEANO 1104Q10 | OCEANO 1104 | LOS PADRES | 23.5484 | 28.2238 | 59% | 7 | 3 | 100% | 0% | 0 | 0.065893 | 0.065893 | 3.0376 | 7.0708 | High | High | Medium
MOLINO 1101338 | 534 |  |  |  |  | MOLINO 1101338 | MOLINO 1101 | SONOMA | 7.3596 | 75.7123 | 66.21% | 4 | 4 | 51.47% | 0% | 0 | 0.035347 | 0.035347 | 3.0506 | 7.0511 | Medium | Medium | Medium
COTATI 110599720 | 535 |  |  |  |  | COTATI 110599720 | COTATI 1105 | SONOMA | 7.8564 | 53.7004 | 71.89% | 3 | 7 | 63.87% | 0% | 0 | 0.042996 | 0.042996 | 2.5058 | 7.0451 | Medium | Medium | Medium
BIG BASIN 11026219 | 536 |  |  |  |  | BIG BASIN 11026219 | BIG BASIN 1102 | CENTRAL COAST | 0.89903 | 23.7161 | 100% | 1 | 0 | 100% | 100% | 0 | 0.14284 | 0.14284 | 2.4506 | 6.9999 | High | High | Medium
BIG BASIN 110212758 | 537 |  | 35049538 | 8.34 |  | BIG BASIN 110212758 | BIG BASIN 1102 | CENTRAL COAST | 6.1262 | 42.4144 | 40.92% | 12 | 2 | 100% | 100% | 0 | 0.21481 | 0.21481 | 2.8889 | 6.9619 | High | High | Medium
PETALUMA C 1108296 | 538 |  |  |  |  | PETALUMA C 1108296 | PETALUMA C 1108 | SONOMA | 14.7729 | 78.7625 | 21.22% | 3 | 7 | 100% | 0% | 0 | 0.037166 | 0.037166 | 2.8405 | 6.9034 | Medium | Medium | Medium
DUNBAR 11022359 | 539 |  |  |  |  | DUNBAR 11022359 | DUNBAR 1102 | SONOMA | 4.5098 | 82.5925 | 84.36% | 0 | 1 | 100% | 0% | 0 | 0.041489 | 0.041489 | 3.4865 | 6.8907 | Medium | Medium | High
LOW GAP 110186816 | 540 |  |  |  |  | LOW GAP 110186816 | LOW GAP 1101 | HUMBOLDT | 4.4169 | 87.0623 | 100% | 0 | 8 | 100% | 0% | 0 | 0.071339 | 0.071339 | 1.4627 | 6.8232 | High | High | Low
CLARKSVILLE 2104CB | 541 |  |  |  |  | CLARKSVILLE 2104CB | CLARKSVILLE 2104 | SIERRA | 9.4695 | 34.2727 | 54.5% | 0 | 3 | 89.57% | 0% | 0 | 0.028962 | 0.028962 | 3.5993 | 6.8166 | Medium | Medium | High
COTATI 110536536 | 542 |  |  |  |  | COTATI 110536536 | COTATI 1105 | SONOMA | 14.0222 | 66.9943 | 49.66% | 3 | 4 | 71.19% | 0% | 0 | 0.039741 | 0.039741 | 2.6116 | 6.7868 | Medium | Medium | Medium
RACETRACK 170455798 | 543 |  |  |  |  | RACETRACK 170455798 | RACETRACK 1704 | YOSEMITE | 15.7881 | 56.8107 | 46.06% | 3 | 13 | 100% | 0% | 0 | 0.064582 | 0.064582 | 2.1973 | 6.7599 | High | High | Low
SPANISH CREEK 4401CB | 544 |  |  |  |  | SPANISH CREEK 4401CB | SPANISH CREEK 4401 | NORTH VALLEY | 7.9163 | 94.7918 | 10.89% | 2 | 9 | 99.83% | 0% | 0 | 0.034339 | 0.034339 | 2.2893 | 6.7174 | Medium | Medium | Medium
PHILO 11022600 | 545 |  |  |  |  | PHILO 11022600 | PHILO 1102 | HUMBOLDT | 19.2386 | 94.0358 | 55.52% | 12 | 3 | 96.16% | 0% | 0 | 0.060847 | 0.060847 | 1.2847 | 6.6795 | Medium | Medium | Low
OCEANO 1104V36 | 546 |  |  |  |  | OCEANO 1104V36 | OCEANO 1104 | LOS PADRES | 8.9209 | 45.6964 | 61.88% | 2 | 5 | 67.02% | 0% | 0 | 0.047581 | 0.047581 | 2.9332 | 6.6484 | Medium | Medium | Medium
PASO ROBLES 1103N50 | 547 |  |  |  |  | PASO ROBLES 1103N50 | PASO ROBLES 1103 | LOS PADRES | 2.1383 | 48.485 | 34.16% | 0 | 1 | 100% | 0% | 0 | 0.042301 | 0.042301 | 3.2748 | 6.599 | Medium | Medium | High
DUNBAR 1102246 | 548 |  |  |  |  | DUNBAR 1102246 | DUNBAR 1102 | SONOMA | 14.7102 | 40.7068 | 52.1% | 6 | 13 | 100% | 1.558% | 0 | 0.064871 | 0.064871 | 2.8342 | 6.495 | High | High | Medium
MORAGA 110531512 | 549 |  |  |  |  | MORAGA 110531512 | MORAGA 1105 | DIABLO | 1.6381 | 82.7006 | 6.913% | 0 | 1 | 35.45% | 68.16% | 0 | 0.035075 | 0.035075 | 3.886 | 6.493 | Medium | Medium | High
BELLEVUE 2103478 | 550 |  |  |  |  | BELLEVUE 2103478 | BELLEVUE 2103 | SONOMA | 7.8213 | 71.5626 | 88.7% | 0 | 2 | 38.92% | 0% | 0 | 0.02921 | 0.02921 | 3.3117 | 6.3256 | Medium | Medium | High
PACIFICA 11015001 | 551 |  |  |  |  | PACIFICA 11015001 | PACIFICA 1101 | PENINSULA | 1.7299 | 13.6047 | 57.13% | 0 | 0 | 33.8% | 76.31% | 0 | 0.036346 | 0.036346 | 3.6453 | 6.3114 | Medium | Medium | High
JESSUP 110276068 | 552 |  |  |  |  | JESSUP 110276068 | JESSUP 1102 | NORTH VALLEY | 15.5129 | 23.0172 | 100% | 2 | 4 | 80.72% | 0% | 0 | 0.061753 | 0.061753 | 2.125 | 6.2511 | High | High | Low
MOLINO 11015042 | 553 |  |  |  |  | MOLINO 11015042 | MOLINO 1101 | SONOMA | 5.4336 | 70.9721 | 53.86% | 5 | 2 | 79.32% | 0% | 0 | 0.030542 | 0.030542 | 3.0912 | 6.1735 | Medium | Medium | High
SHINGLE SPRINGS 21099372 | 554 |  | 35062374 35062375 35062376 | 8.53 12.02 11.24 |  | SHINGLE SPRINGS 21099372 | SHINGLE SPRINGS 2109 | SIERRA | 17.5824 | 48.8833 | 68.76% | 2 | 5 | 100% | 52.97% | 0 | 0.1201 | 0.1201 | 1.9275 | 6.147 | High | High | Low
BIG BASIN 11019773 | 555 |  |  |  |  | BIG BASIN 11019773 | BIG BASIN 1101 | CENTRAL COAST | 0.4507 | 10 | 17.07% | 7 | 0 | 100% | 100% | 0 | 0.097654 | 0.097654 | 3.1187 | 6.0905 | High | High | High
LAYTONVILLE 1101CB | 556 |  |  |  |  | LAYTONVILLE 1101CB | LAYTONVILLE 1101 | HUMBOLDT | 7.0679 | 79.2729 | 100% | 10 | 7 | 78.03% | 0% | 0 | 0.054066 | 0.054066 | 1.3144 | 6.0728 | Medium | Medium | Low
CAMP EVERS 2105BL 2101 | 557 |  |  |  |  | CAMP EVERS 2105BL 2101 | CAMP EVERS 2105 | CENTRAL COAST | 0.0032282 | 10 | 0% | 0 | 0 | 100% | 100% | 0 | 0.061559 | 0.061559 | 3.7013 | 6.0502 | High | High | High
GREENBRAE 1103 | 558 |  |  |  |  | GREENBRAE 1103 | GREENBRAE 1103 | NORTH BAY | 0.019268 | 10 | 0% | 0 | 0 | 100% | 100% | 0 | 0.061559 | 0.061559 | 3.6958 | 6.0412 | High | High | High
PETALUMA C 1108628 | 559 |  |  |  |  | PETALUMA C 1108628 | PETALUMA C 1108 | SONOMA | 9.0995 | 58.7807 | 34.73% | 0 | 3 | 82.01% | 0% | 0 | 0.035008 | 0.035008 | 2.6389 | 6.041 | Medium | Medium | Medium
ROSSMOOR 1102CB | 560 | 2019 | 35103065 | 0.57 |  | ROSSMOOR 1102CB | ROSSMOOR 1102 | DIABLO | 0.0028423 | 10 | 0% | 0 | 0 | 0.1985% | 100% | 0 | 0.023559 | 0.023559 | 3.8658 | 5.9555 | Medium | Medium | High
HIGHLANDS 1103828 | 561 |  |  |  |  | HIGHLANDS 1103828 | HIGHLANDS 1103 | HUMBOLDT | 6.7375 | 63.3162 | 90.74% | 0 | 3 | 64.07% | 0% | 0 | 0.032181 | 0.032181 | 2.8231 | 5.9408 | Medium | Medium | Medium
ZACA 1102CB | 562 |  |  |  |  | ZACA 1102CB | ZACA 1102 | LOS PADRES | 15.8871 | 63.476 | 75.75% | 0 | 4 | 76.4% | 37.44% | 0 | 0.096438 | 0.096438 | 1.7385 | 5.9226 | High | High | Low
BRUNSWICK 110378862 | 563 |  |  |  |  | BRUNSWICK 110378862 | BRUNSWICK 1103 | SIERRA | 0.84386 | 75.0835 | 56.54% | 0 | 0 | 62.09% | 0% | 0 | 0.021418 | 0.021418 | 3.1475 | 5.7606 | Low | Low | High
REDBUD 1102CB | 564 |  |  |  |  | REDBUD 1102CB | REDBUD 1102 | HUMBOLDT | 15.5011 | 65.2981 | 72.86% | 2 | 2 | 77.01% | 9.757% | 0 | 0.048504 | 0.048504 | 2.492 | 5.7579 | Medium | Medium | Medium
VALLEY VIEW 1103CB | 565 |  |  |  |  | VALLEY VIEW 1103CB | VALLEY VIEW 1103 | EAST BAY | 0.06028 | 65 | 0% | 0 | 0 | 0.9308% | 100% | 0 | 0.034198 | 0.034198 | 4.6903 | 5.6663 | Medium | Medium | High
COARSEGOLD 2104570682 | 566 |  |  |  |  | COARSEGOLD 2104570682 | COARSEGOLD 2104 | YOSEMITE | 2.0271 | 37.4462 | 79.77% | 2 | 5 | 100% | 0% | 0 | 0.037588 | 0.037588 | 2.2997 | 5.6525 | Medium | Medium | Medium
MOLINO 110279306 | 567 |  |  |  |  | MOLINO 110279306 | MOLINO 1102 | SONOMA | 3.6243 | 55.9348 | 57.2% | 3 | 2 | 44.33% | 48.34% | 1 | 0.037109 | 0.037109 | 2.3082 | 5.6012 | Medium | Medium | Medium
MIRABEL 11027401 | 568 |  | 74021961 | 1.06 |  | MIRABEL 11027401 | MIRABEL 1102 | SONOMA | 1.0644 | 17.3394 | 6.536% | 3 | 1 | 100% | 100% | 0 | 0.071799 | 0.071799 | 2.9335 | 5.5928 | High | High | Medium
COTATI 1103CB | 569 |  |  |  |  | COTATI 1103CB | COTATI 1103 | SONOMA | 12.0212 | 77.6953 | 26.01% | 1 | 5 | 100% | 0% | 0 | 0.046374 | 0.046374 | 2.5255 | 5.5791 | Medium | Medium | Medium
LAYTONVILLE 1102CB | 570 |  |  |  |  | LAYTONVILLE 1102CB | LAYTONVILLE 1102 | HUMBOLDT | 10.2076 | 95.4582 | 95.78% | 0 | 7 | 78.57% | 0% | 0 | 0.051516 | 0.051516 | 1.2662 | 5.5739 | Medium | Medium | Low
PARADISE 110299226 | 571 |  |  |  |  | PARADISE 110299226 | PARADISE 1102 | NORTH VALLEY | 0.94174 | 38.0724 | 24.71% | 0 | 0 | 9.702% | 100% | 0 | 0.037935 | 0.037935 | 4.1275 | 5.5313 | Medium | Medium | High
SEACLIFF 0402CB | 572 |  |  |  |  | SEACLIFF 0402CB | SEACLIFF 0402 | CENTRAL COAST | 0.96395 | 10 | 24.34% | 2 | 0 | 62.04% | 63.7% | 0 | 0.030212 | 0.030212 | 3.8167 | 5.4929 | Medium | Medium | High
PETALUMA C 1108636 | 573 |  |  |  |  | PETALUMA C 1108636 | PETALUMA C 1108 | SONOMA | 9.2277 | 74.6783 | 45.5% | 1 | 1 | 100% | 0% | 0 | 0.048927 | 0.048927 | 2.3419 | 5.4583 | Medium | Medium | Medium
HALF MOON BAY 11038894 | 574 |  |  |  |  | HALF MOON BAY 11038894 | HALF MOON BAY 1103 | PENINSULA | 11.2938 | 71.3584 | 49.24% | 24 | 2 | 100% | 0% | 0 | 0.052113 | 0.052113 | 2.1795 | 5.4107 | Medium | Medium | Low
NORTH DUBLIN 210311101 | 575 |  |  |  |  | NORTH DUBLIN 210311101 | NORTH DUBLIN 2103 | MISSION | 3.6926 | 66.2488 | 89.68% | 0 | 0 | 100% | 0% | 0 | 0.05582 | 0.05582 | 3.6138 | 5.3564 | Medium | Medium | High
FORESTHILL 1102CB | 576 |  |  |  |  | FORESTHILL 1102CB | FORESTHILL 1102 | SIERRA | 1.6478 | 87.6992 | 97.59% | 0 | 0 | 100% | 100% | 0 | 0.19983 | 0.19983 | 2.3825 | 5.3411 | High | High | Medium
BRUNSWICK 111063100 | 577 |  |  |  |  | BRUNSWICK 111063100 | BRUNSWICK 1110 | SIERRA | 4.1271 | 39.6111 | 66.99% | 1 | 2 | 100% | 0% | 0 | 0.041392 | 0.041392 | 2.706 | 5.3357 | Medium | Medium | Medium
SAN LUIS OBISPO 110342344 | 578 |  |  |  |  | SAN LUIS OBISPO 110342344 | SAN LUIS OBISPO 1103 | LOS PADRES | 7.6647 | 51.698 | 64.08% | 0 | 1 | 70.58% | 0% | 0 | 0.031898 | 0.031898 | 2.5342 | 5.286 | Medium | Medium | Medium
SHADY GLEN 1101CB | 579 |  |  |  |  | SHADY GLEN 1101CB | SHADY GLEN 1101 | SIERRA | 4.4237 | 59.4195 | 32.95% | 0 | 5 | 80.65% | 0% | 0 | 0.027502 | 0.027502 | 2.2374 | 5.2579 | Medium | Medium | Medium
VACA DIXON 110540092 | 580 |  |  |  |  | VACA DIXON 110540092 | VACA DIXON 1105 | SACRAMENTO | 23.831 | 65.7788 | 89.52% | 2 | 6 | 55.42% | 0% | 0 | 0.036947 | 0.036947 | 2.1635 | 5.227 | Medium | Medium | Low
CRESCENT MILLS 2101CB | 581 |  |  |  |  | CRESCENT MILLS 2101CB | CRESCENT MILLS 2101 | NORTH VALLEY | 4.0564 | 89.8056 | 75.4% | 0 | 1 | 71.09% | 0% | 0 | 0.030639 | 0.030639 | 2.6018 | 5.2128 | Medium | Medium | Medium
SILVERADO 2104726 | 582 |  | ECOP | 5.89 |  | SILVERADO 2104726 | SILVERADO 2104 | NORTH BAY | 29.6312 | 77.5719 | 85.35% | 3 | 1 | 83.81% | 20.91% | 0 | 0.072604 | 0.072604 | 2.6935 | 5.1927 | High | High | Medium
HIGHLANDS 1102628 | 583 |  |  |  |  | HIGHLANDS 1102628 | HIGHLANDS 1102 | HUMBOLDT | 14.1896 | 81.6211 | 32.89% | 0 | 6 | 100% | 58.23% | 1 | 0.095308 | 0.095308 | 2.6661 | 5.0814 | High | High | Medium
LAYTONVILLE 1102572 | 584 |  |  |  |  | LAYTONVILLE 1102572 | LAYTONVILLE 1102 | HUMBOLDT | 21.4369 | 82.6922 | 96.68% | 7 | 18 | 100% | 0% | 0 | 0.14346 | 0.14346 | 1.3283 | 5.0602 | High | High | Low
COTATI 1105634 | 585 |  |  |  |  | COTATI 1105634 | COTATI 1105 | SONOMA | 6.9392 | 85.5117 | 61.91% | 2 | 3 | 100% | 0% | 0 | 0.037803 | 0.037803 | 2.0438 | 5.0522 | Medium | Medium | Low
PENRYN 11032198 | 586 |  |  |  |  | PENRYN 11032198 | PENRYN 1103 | SIERRA | 19.8234 | 39.0911 | 53.27% | 4 | 16 | 94.86% | 0% | 0 | 0.048469 | 0.048469 | 2.1684 | 5.0067 | Medium | Medium | Low
VACA DIXON 110118292 | 587 |  |  |  |  | VACA DIXON 110118292 | VACA DIXON 1101 | SACRAMENTO | 0.82637 | 74.5954 | 100% | 0 | 2 | 13.83% | 0% | 0 | 0.019682 | 0.019682 | 2.9566 | 4.9725 | Low | Low | Medium
GARCIA 0401666 | 588 |  |  |  |  | GARCIA 0401666 | GARCIA 0401 | HUMBOLDT | 2.4311 | 97.9965 | 100% | 2 | 2 | 100% | 0% | 0 | 0.054265 | 0.054265 | 1.3953 | 4.9513 | Medium | Medium | Low
CORNING 110164090 | 589 |  |  |  |  | CORNING 110164090 | CORNING 1101 | NORTH VALLEY | 13.6992 | 19.4323 | 100% | 1 | 9 | 100% | 0% | 0 | 0.061365 | 0.061365 | 2.2782 | 4.9386 | Medium | Medium | Medium
VACAVILLE 111113652 | 590 |  |  |  |  | VACAVILLE 111113652 | VACAVILLE 1111 | SACRAMENTO | 4.3673 | 25.6376 | 64.23% | 1 | 3 | 100% | 0% | 0 | 0.033137 | 0.033137 | 3.0974 | 4.8893 | Medium | Medium | High
STELLING 11102243 | 591 |  |  |  |  | STELLING 11102243 | STELLING 1110 | DE ANZA | 1.8981 | 73.5691 | 46.49% | 9 | 0 | 100% | 0% | 0 | 0.031796 | 0.031796 | 3.2106 | 4.8628 | Medium | Medium | High
IGNACIO 11042447 | 592 |  |  |  |  | IGNACIO 11042447 | IGNACIO 1104 | NORTH BAY | 0.96609 | 32.7068 | 67.19% | 4 | 5 | 90.01% | 0% | 0 | 0.034924 | 0.034924 | 2.9164 | 4.852 | Medium | Medium | Medium
GIRVAN 11019732 | 593 |  |  |  |  | GIRVAN 11019732 | GIRVAN 1101 | NORTH VALLEY | 21.139 | 36.4737 | 100% | 2 | 6 | 100% | 100% | 0 | 0.1928 | 0.1928 | 1.6805 | 4.844 | High | High | Low
GARBERVILLE 110135706 | 594 |  |  |  |  | GARBERVILLE 110135706 | GARBERVILLE 1101 | HUMBOLDT | 9.7846 | 69.4909 | 86.47% | 18 | 6 | 100% | 0% | 0 | 0.099644 | 0.099644 | 0.74027 | 4.8235 | High | High | Low
MORAGA 110518396 | 595 |  |  |  |  | MORAGA 110518396 | MORAGA 1105 | DIABLO | 0.21093 | 45.5725 | 100% | 0 | 2 | 18.41% | 0% | 0 | 0.016943 | 0.016943 | 4.3309 | 4.7983 | Low | Low | High
TIVY VALLEY 1107869946 | 596 |  |  |  |  | TIVY VALLEY 1107869946 | TIVY VALLEY 1107 | FRESNO | 29.8533 | 31.5996 | 100% | 0 | 2 | 100% | 0% | 0 | 0.044292 | 0.044292 | 1.6429 | 4.7585 | Medium | Medium | Low
OILFIELDS 1103N46 | 597 |  |  |  |  | OILFIELDS 1103N46 | OILFIELDS 1103 | CENTRAL COAST | 5.8257 | 79.2916 | 67.5% | 0 | 4 | 100% | 0% | 0 | 0.062709 | 0.062709 | 2.1379 | 4.736 | High | High | Low
GARCIA 0401CB | 598 |  |  |  |  | GARCIA 0401CB | GARCIA 0401 | HUMBOLDT | 0.042407 | 98 | 100% | 0 | 0 | 100% | 0% | 0 | 0.050859 | 0.050859 | 1.4156 | 4.7078 | Medium | Medium | Low
COARSEGOLD 2104369777 | 599 |  |  |  |  | COARSEGOLD 2104369777 | COARSEGOLD 2104 | YOSEMITE | 18.4298 | 46.1002 | 90.43% | 1 | 34 | 100% | 0% | 0 | 0.066997 | 0.066997 | 1.9853 | 4.6987 | High | High | Low
CRESCENT MILLS 21012232 | 600 |  |  |  |  | CRESCENT MILLS 21012232 | CRESCENT MILLS 2101 | NORTH VALLEY | 17.0798 | 82.544 | 99.96% | 2 | 0 | 84.55% | 0% | 0 | 0.052465 | 0.052465 | 1.3664 | 4.6879 | Medium | Medium | Low
FORT ROSS 1121124 | 601 |  |  |  |  | FORT ROSS 1121124 | FORT ROSS 1121 | SONOMA | 18.5728 | 86.0744 | 76.02% | 1 | 2 | 100% | 0% | 0 | 0.077065 | 0.077065 | 1.2649 | 4.6437 | High | High | Low
BELL 111056214 | 602 |  |  |  |  | BELL 111056214 | BELL 1110 | SIERRA | 0.30639 | 85 | 100% | 0 | 0 | 4.593% | 0% | 0 | 0.018495 | 0.018495 | 2.9334 | 4.636 | Low | Low | Medium
LAURELES 111110141 | 603 |  |  |  |  | LAURELES 111110141 | LAURELES 1111 | CENTRAL COAST | 2.922 | 83.2816 | 100% | 0 | 0 | 100% | 100% | 0 | 0.22027 | 0.22027 | 1.8674 | 4.6144 | High | High | Low
HALF MOON BAY 11038089 | 604 |  |  |  |  | HALF MOON BAY 11038089 | HALF MOON BAY 1103 | PENINSULA | 2.9815 | 77.4451 | 41.57% | 4 | 4 | 100% | 0% | 0 | 0.036303 | 0.036303 | 1.9337 | 4.5903 | Medium | Medium | Low
HALF MOON BAY 110398440 | 605 |  |  |  |  | HALF MOON BAY 110398440 | HALF MOON BAY 1103 | PENINSULA | 8.1037 | 78.0886 | 41.99% | 8 | 1 | 100% | 0% | 0 | 0.041193 | 0.041193 | 2.3386 | 4.589 | Medium | Medium | Medium
HIGHLANDS 11031282 | 606 |  |  |  |  | HIGHLANDS 11031282 | HIGHLANDS 1103 | HUMBOLDT | 15.0139 | 42.6416 | 99.84% | 3 | 8 | 89.98% | 0% | 0 | 0.050585 | 0.050585 | 2.5601 | 4.5749 | Medium | Medium | Medium
PARADISE 1104CB | 607 |  |  |  |  | PARADISE 1104CB | PARADISE 1104 | NORTH VALLEY | 0.54287 | 10 | 13.72% | 1 | 1 | 13.43% | 100% | 0 | 0.030938 | 0.030938 | 4.1742 | 4.5621 | Medium | Medium | High
WILLITS 110337506 | 608 |  |  |  |  | WILLITS 110337506 | WILLITS 1103 | HUMBOLDT | 11.4286 | 90.7952 | 60.25% | 4 | 3 | 100% | 0% | 0 | 0.04503 | 0.04503 | 1.5483 | 4.5592 | Medium | Medium | Low
COARSEGOLD 210210207 | 609 |  |  |  |  | COARSEGOLD 210210207 | COARSEGOLD 2102 | YOSEMITE | 3.5762 | 10 | 99.5% | 3 | 11 | 100% | 100% | 0 | 0.20336 | 0.20336 | 1.996 | 4.5536 | High | High | Low
WILLOW CREEK 11037514 | 610 |  |  |  |  | WILLOW CREEK 11037514 | WILLOW CREEK 1103 | HUMBOLDT | 9.2339 | 70.9692 | 70.67% | 10 | 14 | 91.91% | 2.029% | 1 | 0.062494 | 0.062494 | 1.4859 | 4.4235 | High | High | Low
SHADY GLEN 110248894 | 611 |  |  |  |  | SHADY GLEN 110248894 | SHADY GLEN 1102 | SIERRA | 8.076 | 49.6205 | 67.94% | 0 | 5 | 80.69% | 16.07% | 0 | 0.038596 | 0.038596 | 1.7515 | 4.4204 | Medium | Medium | Low
OLEMA 11011200 | 612 |  |  |  |  | OLEMA 11011200 | OLEMA 1101 | NORTH BAY | 2.8963 | 61.7343 | 11.72% | 2 | 7 | 100% | 0% | 0 | 0.026697 | 0.026697 | 2.5297 | 4.4162 | Medium | Medium | Medium
SILVERADO 2104CB | 613 |  |  |  |  | SILVERADO 2104CB | SILVERADO 2104 | NORTH BAY | 1.8059 | 23.2702 | 84.92% | 2 | 1 | 36.1% | 66.89% | 0 | 0.044573 | 0.044573 | 3.6993 | 4.3783 | Medium | Medium | High
OCEANO 1104Q08 | 614 |  |  |  |  | OCEANO 1104Q08 | OCEANO 1104 | LOS PADRES | 12.4392 | 24.3462 | 67.44% | 7 | 8 | 100% | 0% | 0 | 0.040257 | 0.040257 | 3.0746 | 4.3725 | Medium | Medium | Medium
COTTONWOOD 11031344 | 615 |  |  |  |  | COTTONWOOD 11031344 | COTTONWOOD 1103 | NORTH VALLEY | 7.7962 | 44.5024 | 98.83% | 0 | 5 | 62.89% | 0% | 0 | 0.035503 | 0.035503 | 1.8686 | 4.338 | Medium | Medium | Low
PUTAH CREEK 11033851 | 616 |  |  |  |  | PUTAH CREEK 11033851 | PUTAH CREEK 1103 | SACRAMENTO | 3.6658 | 82.0611 | 100% | 0 | 0 | 70.81% | 0% | 0 | 0.034621 | 0.034621 | 1.8797 | 4.2555 | Medium | Medium | Low
BUELLTON 1102Y50 | 617 |  |  |  |  | BUELLTON 1102Y50 | BUELLTON 1102 | LOS PADRES | 11.1963 | 40.402 | 55.79% | 1 | 7 | 87.11% | 0% | 0 | 0.037194 | 0.037194 | 2.389 | 4.2328 | Medium | Medium | Medium
MOUNTAIN QUARRIES 21016953 | 618 |  |  |  |  | MOUNTAIN QUARRIES 21016953 | MOUNTAIN QUARRIES 2101 | SIERRA | 5.7089 | 53.1337 | 100% | 0 | 0 | 100% | 0% | 0 | 0.037926 | 0.037926 | 3.1367 | 4.2025 | Medium | Medium | High
COTTONWOOD 11039072 | 619 |  |  |  |  | COTTONWOOD 11039072 | COTTONWOOD 1103 | NORTH VALLEY | 28.4061 | 60.3164 | 100% | 4 | 3 | 99.13% | 0% | 0 | 0.06438 | 0.06438 | 1.3689 | 4.1983 | High | High | Low
LAKEVILLE 11023341 | 620 |  |  |  |  | LAKEVILLE 11023341 | LAKEVILLE 1102 | SONOMA | 8.3809 | 81.4101 | 63.14% | 2 | 0 | 66.79% | 0% | 0 | 0.02532 | 0.02532 | 2.4798 | 4.1058 | Medium | Medium | Medium
HICKS 2101XR250 | 621 |  |  |  |  | HICKS 2101XR250 | HICKS 2101 | SAN JOSE | 7.0147 | 55.6197 | 44.17% | 2 | 7 | 53.71% | 28.46% | 0 | 0.042978 | 0.042978 | 3.5951 | 4.1027 | Medium | Medium | High
ORO FINO 110238698 | 622 |  |  |  |  | ORO FINO 110238698 | ORO FINO 1102 | NORTH VALLEY | 15.5224 | 87.0508 | 99.92% | 2 | 6 | 100% | 0% | 0 | 0.070272 | 0.070272 | 0.89227 | 4.1001 | High | High | Low
CAMP EVERS 2106834583 | 623 |  |  |  |  | CAMP EVERS 2106834583 | CAMP EVERS 2106 | CENTRAL COAST | 0.60497 | 39.087 | 36.91% | 0 | 0 | 100% | 69.26% | 0 | 0.069915 | 0.069915 | 3.9087 | 4.0857 | High | High | High
COTATI 1103132 | 624 |  |  |  |  | COTATI 1103132 | COTATI 1103 | SONOMA | 25.3022 | 74.6812 | 24.81% | 4 | 9 | 100% | 0% | 0 | 0.073801 | 0.073801 | 2.0508 | 4.0188 | High | High | Low
APPLE HILL 1104CB | 625 |  |  |  |  | APPLE HILL 1104CB | APPLE HILL 1104 | SIERRA | 4.2262 | 51.4608 | 51.9% | 3 | 4 | 100% | 0% | 0 | 0.03278 | 0.03278 | 2.5597 | 3.9971 | Medium | Medium | Medium
PAUL SWEET 2102 | 626 |  |  |  |  | PAUL SWEET 2102 | PAUL SWEET 2102 | CENTRAL COAST | 0.085046 | 10 | 0% | 3 | 0 | 100% | 100% | 0 | 0.063894 | 0.063894 | 3.0738 | 3.9275 | High | High | Medium
EL CERRITO G 1112BR180 | 627 |  |  |  |  | EL CERRITO G 1112BR180 | EL CERRITO G 1112 | EAST BAY | 1.3621 | 12.166 | 3.332% | 1 | 0 | 71.61% | 74.96% | 0 | 0.038138 | 0.038138 | 5.1411 | 3.9211 | Medium | Medium | High
RINCON 1103CB | 628 |  |  |  |  | RINCON 1103CB | RINCON 1103 | SONOMA | 2.6796 | 27.7294 | 25.63% | 1 | 1 | 89.08% | 47% | 0 | 0.034549 | 0.034549 | 3.169 | 3.8678 | Medium | Medium | High
LOW GAP 11012094 | 629 |  |  |  |  | LOW GAP 11012094 | LOW GAP 1101 | HUMBOLDT | 15.318 | 83.9747 | 100% | 2 | 4 | 90.42% | 0% | 0 | 0.077716 | 0.077716 | 1.4008 | 3.8459 | High | High | Low
SHINGLE SPRINGS 211051800 | 630 |  |  |  |  | SHINGLE SPRINGS 211051800 | SHINGLE SPRINGS 2110 | SIERRA | 9.4169 | 11.4226 | 65.37% | 2 | 2 | 96.5% | 41.26% | 0 | 0.049018 | 0.049018 | 2.9295 | 3.813 | Medium | Medium | Medium
TAR FLAT 0401 | 631 |  |  |  |  | TAR FLAT 0401 | TAR FLAT 0401 | YOSEMITE | 0.026649 | 10 | 0% | 0 | 0 | 100% | 100% | 0 | 0.061559 | 0.061559 | 3.0633 | 3.771 | High | High | Medium
BUCKS CREEK 11031131 | 632 |  |  |  |  | BUCKS CREEK 11031131 | BUCKS CREEK 1103 | NORTH VALLEY | 2.7493 | 88.8735 | 99.9% | 0 | 1 | 100% | 56.92% | 0 | 0.12924 | 0.12924 | 0.34069 | 3.7624 | High | High | Low
BASALT 11065039 | 633 |  |  |  |  | BASALT 11065039 | BASALT 1106 | NORTH BAY | 1.6775 | 85.8937 | 60.16% | 0 | 1 | 30.77% | 0% | 0 | 0.017795 | 0.017795 | 3.2158 | 3.7421 | Low | Low | High
ALTO 1125935 | 634 | 2019 | 31207090 | 1.7 |  | ALTO 1125935 | ALTO 1125 | NORTH BAY | 3.0231 | 20.8124 | 24.9% | 7 | 7 | 94.09% | 0% | 0 | 0.038197 | 0.038197 | 2.7615 | 3.7263 | Medium | Medium | Medium
UKIAH 1113CB | 635 |  |  |  |  | UKIAH 1113CB | UKIAH 1113 | HUMBOLDT | 6.3928 | 56.8513 | 87.48% | 1 | 9 | 40.25% | 0% | 0 | 0.040164 | 0.040164 | 2.6035 | 3.694 | Medium | Medium | Medium
MORAGA 11058354 | 636 |  |  |  |  | MORAGA 11058354 | MORAGA 1105 | DIABLO | 0.25208 | 83.2522 | 100% | 0 | 0 | 8.053% | 20.65% | 0 | 0.026277 | 0.026277 | 3.9671 | 3.6826 | Medium | Medium | High
COTTONWOOD 11031616 | 637 |  |  |  |  | COTTONWOOD 11031616 | COTTONWOOD 1103 | NORTH VALLEY | 45.6614 | 47.3529 | 99.79% | 2 | 10 | 92.93% | 0% | 0 | 0.10209 | 0.10209 | 1.3519 | 3.6648 | High | High | Low
WISE 1102307494 | 638 |  |  |  |  | WISE 1102307494 | WISE 1102 | SIERRA | 32.9312 | 34.3215 | 79.46% | 1 | 9 | 98.67% | 0% | 0 | 0.082577 | 0.082577 | 2.2151 | 3.6579 | High | High | Low
MONTE RIO 1113477 | 639 |  | ECOP | 1.82 |  | MONTE RIO 1113477 | MONTE RIO 1113 | SONOMA | 1.8187 | 34.6297 | 52.03% | 0 | 3 | 100% | 100% | 0 | 0.11271 | 0.11271 | 2.8387 | 3.5893 | High | High | Medium
BRIDGEVILLE 110137484 | 640 |  |  |  |  | BRIDGEVILLE 110137484 | BRIDGEVILLE 1101 | HUMBOLDT | 7.5279 | 94.876 | 100% | 3 | 6 | 74.55% | 0% | 0 | 0.051968 | 0.051968 | 0.80668 | 3.5822 | Medium | Medium | Low
DESCHUTES 11049726 | 641 |  |  |  |  | DESCHUTES 11049726 | DESCHUTES 1104 | NORTH VALLEY | 14.9653 | 23.7872 | 88.61% | 1 | 3 | 89% | 0% | 0 | 0.03574 | 0.03574 | 2.837 | 3.5819 | Medium | Medium | Medium
TEMPLETON 2113A70 | 642 |  |  |  |  | TEMPLETON 2113A70 | TEMPLETON 2113 | LOS PADRES | 22.5502 | 49.7318 | 87.96% | 0 | 9 | 33.69% | 0% | 0 | 0.03134 | 0.03134 | 2.3941 | 3.5742 | Medium | Medium | Medium
BRIDGEVILLE 110169866 | 643 |  |  |  |  | BRIDGEVILLE 110169866 | BRIDGEVILLE 1101 | HUMBOLDT | 6.5416 | 93.8748 | 99.88% | 6 | 2 | 100% | 0% | 0 | 0.071282 | 0.071282 | 0.75814 | 3.5339 | High | High | Low
LAYTONVILLE 110268436 | 644 |  |  |  |  | LAYTONVILLE 110268436 | LAYTONVILLE 1102 | HUMBOLDT | 9.1013 | 91.8828 | 93.46% | 1 | 2 | 100% | 32.77% | 1 | 0.091162 | 0.091162 | 1.4538 | 3.5192 | High | High | Low
BIG BASIN 1102 | 645 |  |  |  |  | BIG BASIN 1102 | BIG BASIN 1102 | CENTRAL COAST | 0.014511 | 10 | 100% | 0 | 0 | 100% | 100% | 0 | 0.13022 | 0.13022 | 2.3875 | 3.4878 | High | High | Medium
WISE 11022054 | 646 |  |  |  |  | WISE 11022054 | WISE 1102 | SIERRA | 12.9562 | 34.6019 | 54.65% | 2 | 5 | 100% | 0% | 0 | 0.030193 | 0.030193 | 2.4077 | 3.463 | Medium | Medium | Medium
FULTON 1107CB | 647 |  |  |  |  | FULTON 1107CB | FULTON 1107 | SONOMA | 0.65239 | 10 | 62.57% | 2 | 0 | 4.947% | 100% | 0 | 0.053816 | 0.053816 | 2.4231 | 3.4626 | Medium | Medium | Medium
SAND CREEK 11037140 | 648 |  |  |  |  | SAND CREEK 11037140 | SAND CREEK 1103 | FRESNO | 26.314 | 18.5001 | 91.83% | 0 | 4 | 100% | 0% | 0 | 0.03967 | 0.03967 | 2.47 | 3.4614 | Medium | Medium | Medium
RACETRACK 170423195 | 649 |  |  |  |  | RACETRACK 170423195 | RACETRACK 1704 | YOSEMITE | 7.7484 | 59.3101 | 42.51% | 0 | 0 | 100% | 0% | 0 | 0.036794 | 0.036794 | 1.973 | 3.4581 | Medium | Medium | Low
CLARKSVILLE 210575884 | 650 |  |  |  |  | CLARKSVILLE 210575884 | CLARKSVILLE 2105 | SIERRA | 10.3522 | 19.5403 | 73.75% | 1 | 8 | 92.27% | 38.69% | 1 | 0.049935 | 0.049935 | 3.4349 | 3.4301 | Medium | Medium | High
GANSNER 110199388 | 651 |  |  |  |  | GANSNER 110199388 | GANSNER 1101 | NORTH VALLEY | 2.0835 | 75.9591 | 98.87% | 1 | 0 | 93.65% | 0% | 0 | 0.041605 | 0.041605 | 3.0558 | 3.3759 | Medium | Medium | Medium
CORRAL 110112612 | 652 |  |  |  |  | CORRAL 110112612 | CORRAL 1101 | STOCKTON | 18.7862 | 47.6011 | 68.25% | 0 | 10 | 93.49% | 0% | 0 | 0.042229 | 0.042229 | 2.2608 | 3.3727 | Medium | Medium | Medium
SHEPHERD 2111R1400 | 653 |  |  |  |  | SHEPHERD 2111R1400 | SHEPHERD 2111 | FRESNO | 19.9144 | 43.3803 | 100% | 0 | 4 | 86.57% | 0% | 0 | 0.063987 | 0.063987 | 1.487 | 3.3613 | High | High | Low
WEIMER 1101 | 654 |  |  |  |  | WEIMER 1101 | WEIMER 1101 | (blank) | 0.15676 | 70 | 100% | 0 | 0 | 100% | 0% | 0 | 0.042368 | 0.042368 | 1.6634 | 3.3572 | Medium | Medium | Low
TEMPLETON 21136055 | 655 |  |  |  |  | TEMPLETON 21136055 | TEMPLETON 2113 | LOS PADRES | 39.7266 | 74.9616 | 83.37% | 3 | 5 | 100% | 12.3% | 1 | 0.24234 | 0.24234 | 0.51413 | 3.3084 | High | High | Low
PUEBLO 11042802 | 656 |  |  |  |  | PUEBLO 11042802 | PUEBLO 1104 | NORTH BAY | 9.7765 | 58.2394 | 48.14% | 0 | 5 | 89.72% | 0% | 0 | 0.072026 | 0.072026 | 3.0683 | 3.3041 | High | High | Medium
PEORIA 170411232 | 657 |  |  |  |  | PEORIA 170411232 | PEORIA 1704 | YOSEMITE | 13.0063 | 19.4612 | 87.58% | 0 | 2 | 75.44% | 0% | 0 | 0.029217 | 0.029217 | 3.195 | 3.2976 | Medium | Medium | High
CRESCENT MILLS 21012056 | 658 |  |  |  |  | CRESCENT MILLS 21012056 | CRESCENT MILLS 2101 | NORTH VALLEY | 2.8566 | 93.184 | 33.06% | 0 | 0 | 44.02% | 0% | 0 | 0.016743 | 0.016743 | 2.3025 | 3.2941 | Low | Low | Medium
HAMILTON BRANCH 11012046 | 659 |  |  |  |  | HAMILTON BRANCH 11012046 | HAMILTON BRANCH 1101 | NORTH VALLEY | 9.1511 | 77.8147 | 51.04% | 2 | 2 | 99.57% | 0% | 0 | 0.036581 | 0.036581 | 2.517 | 3.2527 | Medium | Medium | Medium
STAFFORD 1102524 | 660 |  |  |  |  | STAFFORD 1102524 | STAFFORD 1102 | NORTH BAY | 3.4472 | 66.1749 | 51.31% | 1 | 2 | 26.91% | 0% | 0 | 0.024387 | 0.024387 | 2.779 | 3.2285 | Medium | Medium | Medium
DUNBAR 11033135 | 661 |  |  |  |  | DUNBAR 11033135 | DUNBAR 1103 | SONOMA | 0.22216 | 10 | 100% | 0 | 0 | 29.43% | 100% | 0 | 0.068741 | 0.068741 | 4.1817 | 3.2247 | High | High | High
MOLINO 110241392 | 662 |  |  |  |  | MOLINO 110241392 | MOLINO 1102 | SONOMA | 3.7264 | 58.0945 | 65.77% | 1 | 0 | 25.48% | 0% | 0 | 0.016595 | 0.016595 | 2.9568 | 3.2086 | Low | Low | Medium
OAKHURST 110348842 | 663 |  |  |  |  | OAKHURST 110348842 | OAKHURST 1103 | YOSEMITE | 2.3666 | 32.8421 | 100% | 0 | 9 | 82.85% | 0% | 0 | 0.033725 | 0.033725 | 2.6913 | 3.2064 | Medium | Medium | Medium
EAST QUINCY 1101CB | 664 |  |  |  |  | EAST QUINCY 1101CB | EAST QUINCY 1101 | NORTH VALLEY | 2.2646 | 54.1438 | 97.01% | 0 | 2 | 28.47% | 0% | 0 | 0.022042 | 0.022042 | 3.0485 | 3.2009 | Medium | Medium | Medium
CORRAL 110112606 | 665 |  |  |  |  | CORRAL 110112606 | CORRAL 1101 | STOCKTON | 22.4607 | 31.7729 | 96.48% | 1 | 4 | 100% | 0% | 0 | 0.040006 | 0.040006 | 2.252 | 3.1827 | Medium | Medium | Medium
PETALUMA C 1108618 | 666 |  |  |  |  | PETALUMA C 1108618 | PETALUMA C 1108 | SONOMA | 8.1405 | 67.3719 | 25.14% | 5 | 1 | 74.64% | 0% | 0 | 0.022157 | 0.022157 | 3.0104 | 3.1775 | Medium | Medium | Medium
JESSUP 11011993 | 667 |  |  |  |  | JESSUP 11011993 | JESSUP 1101 | NORTH VALLEY | 2.9672 | 23.0128 | 100% | 0 | 1 | 100% | 0% | 0 | 0.031722 | 0.031722 | 2.0979 | 3.1701 | Medium | Medium | Low
FOOTHILL 1101CB | 668 | 2019 | 31291639 | 0.21 |  | FOOTHILL 1101CB | FOOTHILL 1101 | LOS PADRES | 10.7012 | 70.0715 | 52.58% | 0 | 2 | 48.74% | 0% | 0 | 0.039956 | 0.039956 | 2.9872 | 3.1694 | Medium | Medium | Medium
FLINT 1101750 | 669 |  |  |  |  | FLINT 1101750 | FLINT 1101 | SIERRA | 3.8545 | 52.6304 | 83.81% | 0 | 0 | 41.31% | 0% | 0 | 0.018732 | 0.018732 | 2.5792 | 3.1593 | Low | Low | Medium
BOLINAS 11011232 | 670 |  |  |  |  | BOLINAS 11011232 | BOLINAS 1101 | NORTH BAY | 2.4469 | 73.1714 | 0% | 0 | 1 | 100% | 0% | 0 | 0.019829 | 0.019829 | 3.3269 | 3.1425 | Low | Low | High
FRUITLAND 1142CB | 671 |  |  |  |  | FRUITLAND 1142CB | FRUITLAND 1142 | HUMBOLDT | 10.4822 | 87.3271 | 88.71% | 7 | 4 | 68.32% | 0% | 0 | 0.071375 | 0.071375 | 0.91967 | 3.1269 | High | High | Low
VACAVILLE 1108 | 672 |  |  |  |  | VACAVILLE 1108 | VACAVILLE 1108 | SACRAMENTO | 0.027876 | 65 | 100% | 0 | 0 | 100% | 0% | 0 | 0.041002 | 0.041002 | 1.5966 | 3.1185 | Medium | Medium | Low
NAPA 1112 | 673 |  |  |  |  | NAPA 1112 | NAPA 1112 | NORTH BAY | 0.032215 | 10 | 100% | 0 | 0 | 100% | 0% | 0 | 0.028512 | 0.028512 | 3.0858 | 3.108 | Medium | Medium | High
CAMP EVERS 210510996 | 674 |  |  |  |  | CAMP EVERS 210510996 | CAMP EVERS 2105 | CENTRAL COAST | 0.7626 | 10 | 0% | 0 | 0 | 100% | 100% | 0 | 0.061559 | 0.061559 | 4.4922 | 3.1023 | High | High | High
COARSEGOLD 21046288 | 675 |  |  |  |  | COARSEGOLD 21046288 | COARSEGOLD 2104 | YOSEMITE | 10.4247 | 64.6171 | 98.8% | 1 | 30 | 100% | 0% | 0 | 0.084064 | 0.084064 | 1.84 | 3.0932 | High | High | Low
DEL MAR 210975802 | 676 |  |  |  |  | DEL MAR 210975802 | DEL MAR 2109 | SIERRA | 0.35089 | 17.4936 | 85.01% | 0 | 1 | 84.46% | 0% | 0 | 0.026543 | 0.026543 | 2.444 | 3.0902 | Medium | Medium | Medium
CORRAL 1101 | 677 |  |  |  |  | CORRAL 1101 | CORRAL 1101 | STOCKTON | 0.001152 | 75 | 100% | 0 | 0 | 100% | 0% | 0 | 0.043778 | 0.043778 | 1.0736 | 3.0735 | Medium | Medium | Low
PASO ROBLES 1103N54 | 678 |  |  |  |  | PASO ROBLES 1103N54 | PASO ROBLES 1103 | LOS PADRES | 19.5682 | 48.3867 | 60.55% | 1 | 29 | 90.91% | 0% | 0 | 0.065373 | 0.065373 | 1.33 | 3.0715 | High | High | Low
BELL 110750172 | 679 |  |  |  |  | BELL 110750172 | BELL 1107 | SIERRA | 17.5892 | 13.0992 | 68.99% | 0 | 6 | 94.29% | 0% | 0 | 0.046234 | 0.046234 | 2.5016 | 3.0712 | Medium | Medium | Medium
LAURELES 111184523 | 680 |  |  |  |  | LAURELES 111184523 | LAURELES 1111 | CENTRAL COAST | 1.2223 | 80.6528 | 100% | 0 | 0 | 100% | 0% | 0 | 0.045426 | 0.045426 | 1.8947 | 3.0405 | Medium | Medium | Low
WOODSIDE 11012299 | 681 |  |  |  |  | WOODSIDE 11012299 | WOODSIDE 1101 | PENINSULA | 1.6209 | 33.6689 | 6.985% | 2 | 3 | 88.38% | 100% | 0 | 0.073666 | 0.073666 | 3.6727 | 3.0352 | High | High | High
CORRAL 110214026 | 682 |  |  |  |  | CORRAL 110214026 | CORRAL 1102 | STOCKTON | 10.1342 | 44.5079 | 47.19% | 1 | 3 | 100% | 0% | 0 | 0.03277 | 0.03277 | 2.6188 | 3.0316 | Medium | Medium | Medium
OAKHURST 1101CB | 683 |  |  |  |  | OAKHURST 1101CB | OAKHURST 1101 | YOSEMITE | 2.8974 | 35.5621 | 74.52% | 0 | 12 | 97.3% | 1.934% | 0 | 0.040153 | 0.040153 | 2.8286 | 3.0158 | Medium | Medium | Medium
VACAVILLE 110838316 | 684 |  |  |  |  | VACAVILLE 110838316 | VACAVILLE 1108 | SACRAMENTO | 14.7024 | 65.6281 | 99.57% | 1 | 4 | 63.02% | 0% | 0 | 0.052621 | 0.052621 | 1.6146 | 3.0014 | Medium | Medium | Low
MENLO 11028896 | 685 |  |  |  |  | MENLO 11028896 | MENLO 1102 | PENINSULA | 0.53492 | 85.6249 | 0.9567% | 0 | 0 | 34.58% | 0% | 0 | 0.01116 | 0.01116 | 4.0778 | 2.9759 | Low | Low | High
BRUNSWICK 110633050 | 686 |  |  |  |  | BRUNSWICK 110633050 | BRUNSWICK 1106 | SIERRA | 1.709 | 18.2327 | 78.9% | 2 | 0 | 44.77% | 0% | 0 | 0.015167 | 0.015167 | 2.9867 | 2.9622 | Low | Low | Medium
CORRAL 110336680 | 687 |  |  |  |  | CORRAL 110336680 | CORRAL 1103 | STOCKTON | 9.9701 | 19.0488 | 89.57% | 1 | 2 | 49.8% | 0% | 0 | 0.017976 | 0.017976 | 3.438 | 2.944 | Low | Low | High
WOODSIDE 1101 | 688 |  |  |  |  | WOODSIDE 1101 | WOODSIDE 1101 | PENINSULA | 0.091557 | 33.2557 | 52.71% | 3 | 2 | 100% | 100% | 0 | 0.1142 | 0.1142 | 2.2665 | 2.9039 | High | High | Medium
FROGTOWN 1702 | 689 |  |  |  |  | FROGTOWN 1702 | FROGTOWN 1702 | STOCKTON | 0.0028747 | 65 | 100% | 0 | 0 | 100% | 0% | 0 | 0.041002 | 0.041002 | 2.6562 | 2.8919 | Medium | Medium | Medium
OLETA 1101CB | 690 |  |  |  |  | OLETA 1101CB | OLETA 1101 | STOCKTON | 3.1205 | 69.4789 | 19.21% | 0 | 0 | 92.33% | 0% | 0 | 0.02053 | 0.02053 | 2.9528 | 2.8878 | Low | Low | Medium
EL CERRITO G 1105R6998 | 691 |  |  |  |  | EL CERRITO G 1105R6998 | EL CERRITO G 1105 | EAST BAY | 0.025405 | 10 | 0% | 0 | 0 | 100% | 100% | 0 | 0.061559 | 0.061559 | 4.1798 | 2.8865 | High | High | High
LAYTONVILLE 1102500 | 692 |  |  |  |  | LAYTONVILLE 1102500 | LAYTONVILLE 1102 | HUMBOLDT | 20.1821 | 81.3832 | 99.67% | 9 | 6 | 69.04% | 0% | 0 | 0.048589 | 0.048589 | 1.2335 | 2.855 | Medium | Medium | Low
LINCOLN 11045391 | 693 |  |  |  |  | LINCOLN 11045391 | LINCOLN 1104 | SIERRA | 0.95086 | 68.8646 | 19.08% | 0 | 0 | 100% | 0% | 0 | 0.022019 | 0.022019 | 2.7141 | 2.8468 | Medium | Medium | Medium
SANTA YNEZ 1104Y04 | 694 |  |  |  |  | SANTA YNEZ 1104Y04 | SANTA YNEZ 1104 | LOS PADRES | 15.3206 | 51.8152 | 75.91% | 0 | 12 | 68.36% | 0% | 0 | 0.033153 | 0.033153 | 2.4224 | 2.837 | Medium | Medium | Medium
SPRING GAP 17029280 | 695 |  |  |  |  | SPRING GAP 17029280 | SPRING GAP 1702 | YOSEMITE | 6.3606 | 34.7112 | 42.89% | 5 | 5 | 100% | 100% | 0 | 0.14642 | 0.14642 | 1.7184 | 2.8225 | High | High | Low
BELLEVUE 2103648 | 696 |  |  |  |  | BELLEVUE 2103648 | BELLEVUE 2103 | SONOMA | 2.2962 | 73.8161 | 100% | 0 | 2 | 14.14% | 0% | 0 | 0.019638 | 0.019638 | 2.9986 | 2.8051 | Low | Low | Medium
MONTICELLO 1101720 | 697 |  |  |  |  | MONTICELLO 1101720 | MONTICELLO 1101 | NORTH BAY | 7.5573 | 64.5271 | 99.74% | 1 | 2 | 90.69% | 0% | 0 | 0.057594 | 0.057594 | 2.4222 | 2.7897 | Medium | Medium | Medium
GRASS VALLEY 1101CB | 698 |  |  |  |  | GRASS VALLEY 1101CB | GRASS VALLEY 1101 | SIERRA | 1.7504 | 55.588 | 24.73% | 1 | 1 | 65.41% | 2.088% | 0 | 0.027071 | 0.027071 | 2.9159 | 2.7885 | Medium | Medium | Medium
BRUNSWICK 11038918 | 699 |  |  |  |  | BRUNSWICK 11038918 | BRUNSWICK 1103 | SIERRA | 0.62743 | 83.4132 | 18.44% | 0 | 0 | 29.2% | 0% | 0 | 0.012022 | 0.012022 | 2.7121 | 2.7862 | Low | Low | Medium
PUTAH CREEK 110267858 | 700 |  |  |  |  | PUTAH CREEK 110267858 | PUTAH CREEK 1102 | SACRAMENTO | 11.5068 | 51.7319 | 80.2% | 2 | 0 | 99.07% | 0% | 0 | 0.037122 | 0.037122 | 1.5751 | 2.7854 | Medium | Medium | Low
LINCOLN 11042070 | 701 |  |  |  |  | LINCOLN 11042070 | LINCOLN 1104 | SIERRA | 21.0429 | 49.8208 | 65.19% | 5 | 11 | 72.52% | 0% | 0 | 0.042249 | 0.042249 | 2.4592 | 2.7588 | Medium | Medium | Medium
VALLEY VIEW 1103P160 | 702 |  |  |  |  | VALLEY VIEW 1103P160 | VALLEY VIEW 1103 | EAST BAY | 0.28761 | 80 | 0% | 0 | 0 | 7.876% | 100% | 0 | 0.040365 | 0.040365 | 4.5675 | 2.7565 | Medium | Medium | High
CORRAL 110136652 | 703 |  |  |  |  | CORRAL 110136652 | CORRAL 1101 | STOCKTON | 18.0317 | 36.0873 | 87.44% | 1 | 8 | 100% | 0% | 0 | 0.053562 | 0.053562 | 1.4501 | 2.7438 | Medium | Medium | Low
ELECTRA 1101L1697 | 704 |  |  |  |  | ELECTRA 1101L1697 | ELECTRA 1101 | STOCKTON | 5.4545 | 12.0564 | 100% | 1 | 2 | 100% | 0% | 0 | 0.039464 | 0.039464 | 2.6165 | 2.7419 | Medium | Medium | Medium
BRUNSWICK 1106 | 705 |  |  |  |  | BRUNSWICK 1106 | BRUNSWICK 1106 | SIERRA | 0.037997 | 60 | 100% | 0 | 0 | 100% | 0% | 0 | 0.039678 | 0.039678 | 2.6004 | 2.7397 | Medium | Medium | Medium
SAN RAFAEL 11071415 | 706 |  |  |  |  | SAN RAFAEL 11071415 | SAN RAFAEL 1107 | NORTH BAY | 0.70882 | 10 | 28.8% | 0 | 0 | 59.59% | 100% | 0 | 0.059639 | 0.059639 | 4.0649 | 2.7196 | Medium | Medium | High
MOLINO 1101891 | 707 |  |  |  |  | MOLINO 1101891 | MOLINO 1101 | SONOMA | 3.0063 | 38.1554 | 45.65% | 1 | 1 | 95.38% | 41.51% | 0 | 0.054529 | 0.054529 | 2.4796 | 2.7039 | Medium | Medium | Medium
SANTA YNEZ 110477098 | 708 |  |  |  |  | SANTA YNEZ 110477098 | SANTA YNEZ 1104 | LOS PADRES | 10.6194 | 59.0619 | 89.18% | 0 | 4 | 81.31% | 0% | 0 | 0.037257 | 0.037257 | 2.7174 | 2.6883 | Medium | Medium | Medium
TEMPLETON 21132949 | 709 |  |  |  |  | TEMPLETON 21132949 | TEMPLETON 2113 | LOS PADRES | 0.47714 | 10 | 100% | 0 | 0 | 100% | 0% | 0 | 0.028512 | 0.028512 | 2.6464 | 2.6655 | Medium | Medium | Medium
HAMILTON BRANCH 11013049 | 710 |  |  |  |  | HAMILTON BRANCH 11013049 | HAMILTON BRANCH 1101 | NORTH VALLEY | 0.54973 | 41.4686 | 100% | 0 | 1 | 32.98% | 0% | 0 | 0.018634 | 0.018634 | 2.1667 | 2.6401 | Low | Low | Low
BELLEVUE 2103552 | 711 |  |  |  |  | BELLEVUE 2103552 | BELLEVUE 2103 | SONOMA | 9.102 | 59.5579 | 60.22% | 2 | 0 | 60.99% | 9.086% | 0 | 0.023335 | 0.023335 | 3.2018 | 2.6393 | Medium | Medium | High
GUALALA 11124431 | 712 |  |  |  |  | GUALALA 11124431 | GUALALA 1112 | HUMBOLDT | 1.4123 | 70.1709 | 0% | 0 | 4 | 100% | 0% | 0 | 0.02067 | 0.02067 | 1.946 | 2.6304 | Low | Low | Low
SAUSALITO 110284278 | 713 |  |  |  |  | SAUSALITO 110284278 | SAUSALITO 1102 | NORTH BAY | 1.3711 | 32.8864 | 5.777% | 0 | 2 | 90.29% | 0% | 0 | 0.021793 | 0.021793 | 3.3996 | 2.6173 | Low | Low | High
PUTAH CREEK 1102CB | 714 |  |  |  |  | PUTAH CREEK 1102CB | PUTAH CREEK 1102 | SACRAMENTO | 4.8366 | 82.2611 | 100% | 0 | 0 | 37.85% | 0% | 0 | 0.025161 | 0.025161 | 2.1795 | 2.6123 | Medium | Medium | Low
LAYTONVILLE 110189606 | 715 |  |  |  |  | LAYTONVILLE 110189606 | LAYTONVILLE 1101 | HUMBOLDT | 11.3479 | 67.7426 | 99.65% | 4 | 7 | 95.33% | 0% | 0 | 0.048183 | 0.048183 | 1.5294 | 2.6033 | Medium | Medium | Low
GIRVAN 1102 | 716 |  |  |  |  | GIRVAN 1102 | GIRVAN 1102 | NORTH VALLEY | 0.038598 | 10 | 100% | 0 | 0 | 100% | 100% | 0 | 0.13022 | 0.13022 | 1.7778 | 2.5971 | High | High | Low
LAYTONVILLE 1102682 | 717 |  |  |  |  | LAYTONVILLE 1102682 | LAYTONVILLE 1102 | HUMBOLDT | 14.8214 | 90.6873 | 91.3% | 5 | 3 | 100% | 0% | 0 | 0.051212 | 0.051212 | 0.7707 | 2.5809 | Medium | Medium | Low
PASO ROBLES 1103N02 | 718 |  |  |  |  | PASO ROBLES 1103N02 | PASO ROBLES 1103 | LOS PADRES | 0.044146 | 10 | 36.23% | 0 | 0 | 100% | 0% | 0 | 0.017045 | 0.017045 | 3.1571 | 2.5634 | Low | Low | High
PEORIA 170413494 | 719 |  |  |  |  | PEORIA 170413494 | PEORIA 1704 | YOSEMITE | 3.2575 | 18.8459 | 98.09% | 0 | 1 | 43.79% | 0% | 0 | 0.017531 | 0.017531 | 3.0588 | 2.5544 | Low | Low | Medium
SILVERADO 210437632 | 720 | 2019 | 35042719 35089880 | 0.4 0.31 |  | SILVERADO 210437632 | SILVERADO 2104 | NORTH BAY | 22.9342 | 51.0024 | 44.2% | 16 | 15 | 100% | 100% | 0 | 0.67223 | 0.67223 | 3.7875 | 2.5461 | High | High | High
COARSEGOLD 2104CB | 721 |  |  |  |  | COARSEGOLD 2104CB | COARSEGOLD 2104 | YOSEMITE | 2.4475 | 54.0073 | 41.51% | 0 | 3 | 100% | 0% | 0 | 0.025403 | 0.025403 | 2.1019 | 2.5435 | Medium | Medium | Low
MOLINO 1104380 | 722 |  |  |  |  | MOLINO 1104380 | MOLINO 1104 | SONOMA | 2.046 | 71.2548 | 46.79% | 0 | 0 | 7.207% | 0% | 0 | 0.011223 | 0.011223 | 3.36 | 2.4657 | Low | Low | High
CLOVERDALE 110247214 | 723 |  |  |  |  | CLOVERDALE 110247214 | CLOVERDALE 1102 | SONOMA | 0.027332 | 10 | 100% | 0 | 0 | 100% | 0% | 0 | 0.028512 | 0.028512 | 2.4417 | 2.4593 | Medium | Medium | Medium
HIGHLANDS 110280660 | 724 |  |  |  |  | HIGHLANDS 110280660 | HIGHLANDS 1102 | HUMBOLDT | 5.365 | 78.0742 | 39.2% | 1 | 2 | 71.03% | 0% | 0 | 0.021888 | 0.021888 | 3.1794 | 2.4584 | Medium | Medium | High
ELK CREEK 11012008 | 725 |  |  |  |  | ELK CREEK 11012008 | ELK CREEK 1101 | NORTH VALLEY | 2.1575 | 78.9163 | 100% | 0 | 1 | 11.89% | 0% | 0 | 0.019472 | 0.019472 | 1.9305 | 2.4581 | Low | Low | Low
MARIPOSA 210190130 | 726 |  |  |  |  | MARIPOSA 210190130 | MARIPOSA 2101 | YOSEMITE | 0.091387 | 70 | 0% | 0 | 0 | 100% | 0% | 0 | 0.019016 | 0.019016 | 2.6983 | 2.4443 | Low | Low | Medium
LAKEWOOD 2110W577R | 727 |  |  |  |  | LAKEWOOD 2110W577R | LAKEWOOD 2110 | DIABLO | 0.42837 | 10 | 37.2% | 0 | 0 | 46.99% | 100% | 0 | 0.056527 | 0.056527 | 3.8435 | 2.4373 | Medium | Medium | High
SHINGLE SPRINGS 210935598 | 728 |  |  |  |  | SHINGLE SPRINGS 210935598 | SHINGLE SPRINGS 2109 | SIERRA | 10.9289 | 31.2867 | 70.52% | 1 | 5 | 100% | 42.6% | 0 | 0.072647 | 0.072647 | 2.2274 | 2.4192 | High | High | Low
JESSUP 11023105 | 729 |  |  |  |  | JESSUP 11023105 | JESSUP 1102 | NORTH VALLEY | 5.7601 | 31.7951 | 100% | 0 | 2 | 92.48% | 0% | 0 | 0.031899 | 0.031899 | 2.1459 | 2.4181 | Medium | Medium | Low
ATASCADERO 1101A02 | 730 |  |  |  |  | ATASCADERO 1101A02 | ATASCADERO 1101 | LOS PADRES | 11.1355 | 10.7743 | 66.74% | 2 | 2 | 100% | 7.928% | 0 | 0.044541 | 0.044541 | 3.626 | 2.4147 | Medium | Medium | High
MILPITAS 1108XR122 | 731 |  |  |  |  | MILPITAS 1108XR122 | MILPITAS 1108 | SAN JOSE | 0.28331 | 75 | 0% | 0 | 0 | 3.797% | 0% | 0 | 0.0075908 | 0.0075908 | 3.7218 | 2.4142 | Low | Low | High
STAFFORD 11021202 | 732 |  |  |  |  | STAFFORD 11021202 | STAFFORD 1102 | NORTH BAY | 7.2996 | 85.3549 | 21.22% | 0 | 3 | 92.36% | 0% | 0 | 0.031995 | 0.031995 | 2.1233 | 2.3999 | Medium | Medium | Low
SONOMA 110310257 | 733 |  |  |  |  | SONOMA 110310257 | SONOMA 1103 | SONOMA | 0.24108 | 10 | 100% | 0 | 0 | 12.38% | 100% | 0 | 0.058573 | 0.058573 | 3.6175 | 2.3771 | Medium | Medium | High
PEABODY 2113CB | 734 |  |  |  |  | PEABODY 2113CB | PEABODY 2113 | SACRAMENTO | 1.6686 | 58.5758 | 80.04% | 0 | 1 | 27.33% | 0% | 0 | 0.01682 | 0.01682 | 2.9585 | 2.3705 | Low | Low | Medium
ELK CREEK 1101CB | 735 |  |  |  |  | ELK CREEK 1101CB | ELK CREEK 1101 | NORTH VALLEY | 0.084247 | 80 | 68.8% | 0 | 0 | 100% | 0% | 0 | 0.035328 | 0.035328 | 1.406 | 2.3661 | Medium | Medium | Low
PETALUMA C 1108600 | 736 |  |  |  |  | PETALUMA C 1108600 | PETALUMA C 1108 | SONOMA | 4.0703 | 32.8182 | 38.32% | 2 | 6 | 47.11% | 0% | 0 | 0.020667 | 0.020667 | 2.3993 | 2.3621 | Low | Low | Medium
RESERVATION ROAD 11013026 | 737 |  |  |  |  | RESERVATION ROAD 11013026 | RESERVATION ROAD 1101 | CENTRAL COAST | 21.8928 | 54.2364 | 36.93% | 7 | 8 | 96.87% | 0% | 0 | 0.070296 | 0.070296 | 1.6766 | 2.3569 | High | High | Low
COTATI 1102282 | 738 |  |  |  |  | COTATI 1102282 | COTATI 1102 | SONOMA | 4.4441 | 39.13 | 50.31% | 2 | 2 | 88.16% | 0% | 0 | 0.025185 | 0.025185 | 2.6402 | 2.349 | Medium | Medium | Medium
PARADISE 11022024 | 739 |  |  |  |  | PARADISE 11022024 | PARADISE 1102 | NORTH VALLEY | 0.64392 | 10 | 28.85% | 0 | 1 | 39.71% | 100% | 0 | 0.044388 | 0.044388 | 4.7148 | 2.3477 | Medium | Medium | High
LAKEWOOD 2224W544R | 740 |  |  |  |  | LAKEWOOD 2224W544R | LAKEWOOD 2224 | DIABLO | 0.041988 | 10 | 100% | 0 | 0 | 0.7884% | 100% | 0 | 0.052488 | 0.052488 | 3.9642 | 2.3342 | Medium | Medium | High
ROB ROY 21045082 | 741 |  |  |  |  | ROB ROY 21045082 | ROB ROY 2104 | CENTRAL COAST | 24.4071 | 49.5744 | 97.38% | 64 | 6 | 98.22% | 97.15% | 0 | 0.73013 | 0.73013 | 3.1854 | 2.3258 | High | High | High
CLOVERDALE 110254760 | 742 |  |  |  |  | CLOVERDALE 110254760 | CLOVERDALE 1102 | SONOMA | 0.13003 | 10 | 100% | 0 | 0 | 93.87% | 0% | 0 | 0.026858 | 0.026858 | 2.4446 | 2.3195 | Medium | Medium | Medium
NARROWS 21052214 | 743 |  |  |  |  | NARROWS 21052214 | NARROWS 2105 | SIERRA | 0.0028409 | 70 | 0% | 0 | 0 | 100% | 0% | 0 | 0.019016 | 0.019016 | 2.5602 | 2.3192 | Low | Low | Medium
RED BLUFF 110451238 | 744 |  |  |  |  | RED BLUFF 110451238 | RED BLUFF 1104 | NORTH VALLEY | 39.381 | 43.7242 | 96.09% | 3 | 21 | 100% | 0% | 0 | 0.089857 | 0.089857 | 1.2852 | 2.3095 | High | High | Low
FULTON 110410281 | 745 |  |  |  |  | FULTON 110410281 | FULTON 1104 | SONOMA | 0.51664 | 22.43 | 74.95% | 0 | 1 | 49.63% | 0% | 0 | 0.015765 | 0.015765 | 3.068 | 2.3041 | Low | Low | Medium
CLEAR LAKE 110192870 | 746 |  |  |  |  | CLEAR LAKE 110192870 | CLEAR LAKE 1101 | HUMBOLDT | 1.0943 | 58.4315 | 90.41% | 0 | 0 | 6.07% | 0% | 0 | 0.016559 | 0.016559 | 2.9112 | 2.2964 | Low | Low | Medium
GABILAN 11013090 | 747 | 2019 | 35072720 | 2.2 |  | GABILAN 11013090 | GABILAN 1101 | CENTRAL COAST | 1.8466 | 75 | 100% | 0 | 0 | 5.274% | 0% | 0 | 0.02262 | 0.02262 | 2.8398 | 2.2693 | Medium | Medium | Medium
PASO ROBLES 110359763 | 748 |  |  |  |  | PASO ROBLES 110359763 | PASO ROBLES 1103 | LOS PADRES | 2.8193 | 65.7222 | 66.01% | 0 | 0 | 100% | 0% | 0 | 0.031437 | 0.031437 | 2.0367 | 2.2619 | Medium | Medium | Low
OLETA 11011217 | 749 |  |  |  |  | OLETA 11011217 | OLETA 1101 | STOCKTON | 14.427 | 60.7702 | 100% | 1 | 3 | 83.71% | 43.16% | 1 | 0.071429 | 0.071429 | 2.1108 | 2.2542 | High | High | Low
VINEYARD 21086952 | 750 |  |  |  |  | VINEYARD 21086952 | VINEYARD 2108 | MISSION | 0.0028424 | 10 | 0% | 0 | 0 | 100% | 100% | 0 | 0.061559 | 0.061559 | 3.2583 | 2.2502 | High | High | High
HORSESHOE 110450142 | 751 |  |  |  |  | HORSESHOE 110450142 | HORSESHOE 1104 | SIERRA | 0.99943 | 10 | 98.77% | 0 | 1 | 24.44% | 0% | 0 | 0.015652 | 0.015652 | 3.9959 | 2.2095 | Low | Low | High
BIG BASIN 11015479 | 752 |  |  |  |  | BIG BASIN 11015479 | BIG BASIN 1101 | CENTRAL COAST | 0.17042 | 10 | 0% | 0 | 0 | 100% | 100% | 0 | 0.061559 | 0.061559 | 3.0984 | 2.1397 | High | High | High
WILLITS 1103538 | 753 |  |  |  |  | WILLITS 1103538 | WILLITS 1103 | HUMBOLDT | 6.4253 | 81.3489 | 100% | 3 | 1 | 100% | 27.62% | 0 | 0.083475 | 0.083475 | 1.7136 | 2.1386 | High | High | Low
MOLINO 1101152 | 754 |  |  |  |  | MOLINO 1101152 | MOLINO 1101 | SONOMA | 2.0022 | 35.0368 | 46.62% | 3 | 1 | 17.51% | 2.1% | 0 | 0.012176 | 0.012176 | 2.6304 | 2.0944 | Low | Low | Medium
PEORIA 170575274 | 755 |  |  |  |  | PEORIA 170575274 | PEORIA 1705 | YOSEMITE | 0.58699 | 10 | 100% | 0 | 0 | 18.06% | 0% | 0 | 0.012746 | 0.012746 | 3.4448 | 2.0915 | Low | Low | High
MONTICELLO 110165454 | 756 |  |  |  |  | MONTICELLO 110165454 | MONTICELLO 1101 | NORTH BAY | 0.17975 | 75.7164 | 100% | 0 | 0 | 9.577% | 0% | 0 | 0.018251 | 0.018251 | 2.4012 | 2.0876 | Low | Low | Medium
BRIDGEVILLE 1101CB | 757 |  |  |  |  | BRIDGEVILLE 1101CB | BRIDGEVILLE 1101 | HUMBOLDT | 8.4707 | 94.1626 | 99.27% | 7 | 0 | 100% | 9.505% | 1 | 0.10184 | 0.10184 | 0.31236 | 2.0801 | High | High | Low
DESCHUTES 11019722 | 758 |  |  |  |  | DESCHUTES 11019722 | DESCHUTES 1101 | NORTH VALLEY | 2.8886 | 47.2823 | 92.43% | 0 | 2 | 60.75% | 0% | 0 | 0.024427 | 0.024427 | 2.3843 | 2.0574 | Medium | Medium | Medium
SANTA YNEZ 1101Y14 | 759 |  |  |  |  | SANTA YNEZ 1101Y14 | SANTA YNEZ 1101 | LOS PADRES | 4.5467 | 84.753 | 58.25% | 0 | 0 | 27.67% | 0% | 0 | 0.016519 | 0.016519 | 2.6036 | 2.0488 | Low | Low | Medium
PUEBLO 2103678 | 760 |  |  |  |  | PUEBLO 2103678 | PUEBLO 2103 | NORTH BAY | 25.5805 | 63.7412 | 53.4% | 28 | 21 | 98.22% | 87.3% | 1 | 0.69166 | 0.69166 | 2.9613 | 2.0482 | High | High | Medium
PANORAMA 11019092 | 761 |  |  |  |  | PANORAMA 11019092 | PANORAMA 1101 | NORTH VALLEY | 9.7913 | 10 | 99.08% | 0 | 8 | 48.48% | 0% | 0 | 0.033887 | 0.033887 | 1.6659 | 1.9943 | Medium | Medium | Low
JAMESON 11057652 | 762 |  |  |  |  | JAMESON 11057652 | JAMESON 1105 | SACRAMENTO | 15.7797 | 54.8992 | 80.61% | 0 | 3 | 36.24% | 0% | 0 | 0.021376 | 0.021376 | 2.6329 | 1.9882 | Low | Low | Medium
VASCO 110211338 | 763 |  |  |  |  | VASCO 110211338 | VASCO 1102 | MISSION | 3.3669 | 79.9716 | 100% | 0 | 1 | 17.52% | 0% | 0 | 0.020726 | 0.020726 | 2.7006 | 1.9773 | Low | Low | Medium
JARVIS 1101MR210 | 764 |  |  |  |  | JARVIS 1101MR210 | JARVIS 1101 | MISSION | 0.45193 | 56.1032 | 64.09% | 0 | 0 | 5.821% | 0% | 0 | 0.011506 | 0.011506 | 3.5376 | 1.939 | Low | Low | High
OAKHURST 1102CB | 765 |  |  |  |  | OAKHURST 1102CB | OAKHURST 1102 | YOSEMITE | 2.1514 | 10 | 95.52% | 0 | 10 | 44.96% | 59.79% | 0 | 0.050548 | 0.050548 | 2.5632 | 1.9371 | Medium | Medium | Medium
CAMP EVERS 210612760 | 766 |  |  |  |  | CAMP EVERS 210612760 | CAMP EVERS 2106 | CENTRAL COAST | 26.714 | 47.9231 | 63.13% | 29 | 6 | 100% | 100% | 0 | 0.75098 | 0.75098 | 2.5548 | 1.9186 | High | High | Medium
SONOMA 1104414 | 767 |  |  |  |  | SONOMA 1104414 | SONOMA 1104 | SONOMA | 0.58433 | 88.0945 | 100% | 0 | 0 | 3.279% | 0% | 0 | 0.018641 | 0.018641 | 2.89 | 1.9031 | Low | Low | Medium
PINECREST 0401CB | 768 |  |  |  |  | PINECREST 0401CB | PINECREST 0401 | YOSEMITE | 0.021247 | 10 | 100% | 0 | 0 | 100% | 100% | 0 | 0.13022 | 0.13022 | 0.97713 | 1.9024 | High | High | Low
PINECREST 0401 | 769 |  |  |  |  | PINECREST 0401 | PINECREST 0401 | YOSEMITE | 0.0016115 | 10 | 100% | 0 | 0 | 100% | 100% | 0 | 0.13022 | 0.13022 | 0.97537 | 1.899 | High | High | Low
STAFFORD 1102361952 | 770 |  |  |  |  | STAFFORD 1102361952 | STAFFORD 1102 | NORTH BAY | 1.3655 | 84.7322 | 98.54% | 0 | 1 | 100% | 0% | 0 | 0.04705 | 0.04705 | 2.6948 | 1.8956 | Medium | Medium | Medium
SALMON CREEK 1101196 | 771 |  |  |  |  | SALMON CREEK 1101196 | SALMON CREEK 1101 | SONOMA | 5.0547 | 72.9126 | 4.053% | 3 | 0 | 69.63% | 0% | 0 | 0.020086 | 0.020086 | 2.652 | 1.8817 | Low | Low | Medium
HIGGINS 11032194 | 772 |  |  |  |  | HIGGINS 11032194 | HIGGINS 1103 | SIERRA | 1.6953 | 10 | 78.66% | 3 | 1 | 63.02% | 0% | 0 | 0.017732 | 0.017732 | 3.0035 | 1.8815 | Low | Low | Medium
PETALUMA C 1109373772 | 773 |  |  |  |  | PETALUMA C 1109373772 | PETALUMA C 1109 | SONOMA | 0.017822 | 70 | 100% | 0 | 0 | 100% | 0% | 0 | 0.042368 | 0.042368 | 2.9557 | 1.8723 | Medium | Medium | Medium
GARBERVILLE 11022124 | 774 |  |  |  |  | GARBERVILLE 11022124 | GARBERVILLE 1102 | HUMBOLDT | 3.1243 | 97.624 | 0% | 0 | 1 | 100% | 0% | 0 | 0.023355 | 0.023355 | 1.6787 | 1.8676 | Medium | Medium | Low
VACA DIXON 11059792 | 775 |  |  |  |  | VACA DIXON 11059792 | VACA DIXON 1105 | SACRAMENTO | 2.2981 | 58.3899 | 100% | 0 | 0 | 7.932% | 0% | 0 | 0.015982 | 0.015982 | 2.4313 | 1.8511 | Low | Low | Medium
PENRYN 110550548 | 776 |  |  |  |  | PENRYN 110550548 | PENRYN 1105 | SIERRA | 4.6613 | 28.5134 | 63.43% | 0 | 1 | 38.43% | 0% | 0 | 0.013391 | 0.013391 | 2.1096 | 1.8472 | Low | Low | Low
STAFFORD 11021943 | 777 |  |  |  |  | STAFFORD 11021943 | STAFFORD 1102 | NORTH BAY | 1.2184 | 10 | 29.26% | 2 | 0 | 100% | 0% | 0 | 0.016531 | 0.016531 | 3.1358 | 1.8312 | Low | Low | High
GREEN VALLEY 210111054 | 778 | 2019 | 35019006 | 1.78 |  | GREEN VALLEY 210111054 | GREEN VALLEY 2101 | CENTRAL COAST | 24.5092 | 42.4361 | 63.08% | 38 | 3 | 95.34% | 97.52% | 1 | 0.59075 | 0.59075 | 3.087 | 1.8236 | High | High | High
OLETA 110163500 | 779 |  |  |  |  | OLETA 110163500 | OLETA 1101 | STOCKTON | 4.0006 | 22.1026 | 38.92% | 0 | 1 | 53.39% | 0% | 0 | 0.012178 | 0.012178 | 2.271 | 1.8085 | Low | Low | Medium
STAFFORD 1102784704 | 780 |  |  |  |  | STAFFORD 1102784704 | STAFFORD 1102 | NORTH BAY | 0.02728 | 80 | 100% | 0 | 0 | 100% | 0% | 0 | 0.045233 | 0.045233 | 2.6732 | 1.8078 | Medium | Medium | Medium
PACIFICA 11026783 | 781 |  |  |  |  | PACIFICA 11026783 | PACIFICA 1102 | PENINSULA | 1.5821 | 10 | 0% | 0 | 2 | 24.72% | 24.2% | 0 | 0.010579 | 0.010579 | 3.5634 | 1.7958 | Low | Low | High
COTATI 1102681 | 782 |  |  |  |  | COTATI 1102681 | COTATI 1102 | SONOMA | 3.8076 | 32.2436 | 43.14% | 1 | 3 | 100% | 0% | 0 | 0.025685 | 0.025685 | 2.6252 | 1.7904 | Medium | Medium | Medium
RINCON 1102644 | 783 |  |  |  |  | RINCON 1102644 | RINCON 1102 | SONOMA | 0.010111 | 60 | 100% | 0 | 1 | 0.1009% | 0% | 0 | 0.015268 | 0.015268 | 3.2635 | 1.7602 | Low | Low | High
SANTA YNEZ 1101CB | 784 |  |  |  |  | SANTA YNEZ 1101CB | SANTA YNEZ 1101 | LOS PADRES | 0.10675 | 60 | 100% | 0 | 1 | 0.6877% | 0% | 0 | 0.015356 | 0.015356 | 3.2382 | 1.7567 | Low | Low | High
PASO ROBLES 1104R56 | 785 |  |  |  |  | PASO ROBLES 1104R56 | PASO ROBLES 1104 | LOS PADRES | 11.0427 | 56.2868 | 57.45% | 0 | 4 | 89.88% | 0% | 0 | 0.035115 | 0.035115 | 1.8717 | 1.7452 | Medium | Medium | Low
FRUITLAND 11426064 | 786 |  |  |  |  | FRUITLAND 11426064 | FRUITLAND 1142 | HUMBOLDT | 6.4216 | 80.9642 | 100% | 2 | 4 | 77.51% | 0% | 0 | 0.076552 | 0.076552 | 0.47828 | 1.7441 | High | High | Low
PENRYN 11051342 | 787 |  |  |  |  | PENRYN 11051342 | PENRYN 1105 | SIERRA | 20.5672 | 12.393 | 56.11% | 3 | 12 | 53.03% | 0% | 0 | 0.025263 | 0.025263 | 1.9483 | 1.7388 | Medium | Medium | Low
CLARKSVILLE 21096502 | 788 |  |  |  |  | CLARKSVILLE 21096502 | CLARKSVILLE 2109 | SIERRA | 2.6781 | 10 | 70.1% | 1 | 1 | 48.48% | 45.39% | 0 | 0.03731 | 0.03731 | 3.0964 | 1.7272 | Medium | Medium | High
WOODACRE 110191900 | 789 |  |  |  |  | WOODACRE 110191900 | WOODACRE 1101 | NORTH BAY | 7.6804 | 74.1444 | 47.27% | 4 | 8 | 55.53% | 8.222% | 1 | 0.029825 | 0.029825 | 2.176 | 1.7233 | Medium | Medium | Low
WISE 1102697216 | 790 |  |  |  |  | WISE 1102697216 | WISE 1102 | SIERRA | 13.1816 | 10.264 | 71.09% | 2 | 0 | 100% | 0% | 0 | 0.026461 | 0.026461 | 2.4483 | 1.7203 | Medium | Medium | Medium
PETALUMA C 1109664732 | 791 |  |  |  |  | PETALUMA C 1109664732 | PETALUMA C 1109 | SONOMA | 0.8938 | 76.1937 | 84.67% | 0 | 0 | 100% | 0% | 0 | 0.039085 | 0.039085 | 2.9436 | 1.7201 | Medium | Medium | Medium
TEMPLETON 2113A60 | 792 |  |  |  |  | TEMPLETON 2113A60 | TEMPLETON 2113 | LOS PADRES | 7.4093 | 57.7033 | 62.45% | 1 | 2 | 82.52% | 0.05121% | 0 | 0.025802 | 0.025802 | 2.47 | 1.6923 | Medium | Medium | Medium
HIGHLANDS 1102556 | 793 |  |  |  |  | HIGHLANDS 1102556 | HIGHLANDS 1102 | HUMBOLDT | 0.14444 | 10 | 100% | 0 | 0 | 1.909% | 0% | 0 | 0.010862 | 0.010862 | 3.2484 | 1.6809 | Low | Low | High
JESSUP 110296554 | 794 |  |  |  |  | JESSUP 110296554 | JESSUP 1102 | NORTH VALLEY | 6.2214 | 43.1199 | 99.72% | 1 | 1 | 41.3% | 0% | 0 | 0.030545 | 0.030545 | 2.0694 | 1.6784 | Medium | Medium | Low
RESEARCH 210263274 | 795 |  |  |  |  | RESEARCH 210263274 | RESEARCH 2102 | DIABLO | 0.57886 | 29.7225 | 25.19% | 0 | 1 | 5.113% | 100% | 0 | 0.035184 | 0.035184 | 3.1898 | 1.6779 | Medium | Medium | High
BUELLTON 1102CB | 796 |  |  |  |  | BUELLTON 1102CB | BUELLTON 1102 | LOS PADRES | 4.428 | 55.4455 | 60.97% | 0 | 2 | 34.48% | 0% | 0 | 0.02009 | 0.02009 | 2.346 | 1.6649 | Low | Low | Medium
HARTLEY 110158095 | 797 |  |  |  |  | HARTLEY 110158095 | HARTLEY 1101 | HUMBOLDT | 0.15659 | 10 | 100% | 0 | 0 | 100% | 0% | 0 | 0.028512 | 0.028512 | 2.9173 | 1.6633 | Medium | Medium | Medium
SONOMA 11045661 | 798 |  |  |  |  | SONOMA 11045661 | SONOMA 1104 | SONOMA | 2.0903 | 69.2654 | 50.64% | 0 | 1 | 41.25% | 0% | 0 | 0.016332 | 0.016332 | 3.8269 | 1.6596 | Low | Low | High
STAFFORD 11011082 | 799 |  |  |  |  | STAFFORD 11011082 | STAFFORD 1101 | NORTH BAY | 2.5227 | 43.9762 | 98.79% | 0 | 0 | 81.83% | 0% | 0 | 0.029652 | 0.029652 | 2.7906 | 1.6547 | Medium | Medium | Medium
HIGGINS 110432747 | 800 |  |  |  |  | HIGGINS 110432747 | HIGGINS 1104 | SIERRA | 1.0824 | 10 | 100% | 1 | 0 | 61.76% | 0% | 0 | 0.019868 | 0.019868 | 3.124 | 1.6482 | Low | Low | High
SAN JUSTO 11014339 | 801 |  |  |  |  | SAN JUSTO 11014339 | SAN JUSTO 1101 | CENTRAL COAST | 8.8141 | 41.5112 | 42.23% | 1 | 1 | 80.23% | 0% | 0 | 0.021456 | 0.021456 | 2.1555 | 1.6338 | Low | Low | Low
MARTELL 11016074 | 802 |  |  |  |  | MARTELL 11016074 | MARTELL 1101 | STOCKTON | 3.6867 | 10 | 89.99% | 1 | 1 | 100% | 0% | 0 | 0.030968 | 0.030968 | 2.6262 | 1.6264 | Medium | Medium | Medium
CURTIS 1702 | 803 |  |  |  |  | CURTIS 1702 | CURTIS 1702 | YOSEMITE | 0.020195 | 10 | 100% | 0 | 0 | 100% | 0% | 0 | 0.028512 | 0.028512 | 3.8121 | 1.625 | Medium | Medium | High
FULTON 11024522 | 804 |  |  |  |  | FULTON 11024522 | FULTON 1102 | SONOMA | 7.7633 | 52.5177 | 82.8% | 0 | 6 | 63.13% | 6.863% | 0 | 0.037536 | 0.037536 | 2.8909 | 1.6223 | Medium | Medium | Medium
DEL MONTE 21049500 | 805 |  |  |  |  | DEL MONTE 21049500 | DEL MONTE 2104 | CENTRAL COAST | 6.5395 | 26.3217 | 40.33% | 0 | 7 | 96.32% | 0% | 0 | 0.03234 | 0.03234 | 2.4996 | 1.6166 | Medium | Medium | Medium
ATASCADERO 1103A18 | 806 |  |  |  |  | ATASCADERO 1103A18 | ATASCADERO 1103 | LOS PADRES | 8.0258 | 28.4878 | 70.03% | 3 | 2 | 44.28% | 0% | 0 | 0.023538 | 0.023538 | 1.9037 | 1.583 | Medium | Medium | Low
BIG MEADOWS 2101439 | 807 |  |  |  |  | BIG MEADOWS 2101439 | BIG MEADOWS 2101 | NORTH VALLEY | 0.034644 | 85 | 100% | 0 | 0 | 3.714% | 0% | 0 | 0.018336 | 0.018336 | 3.2474 | 1.5811 | Low | Low | High
BEN LOMOND 0401CB | 808 |  |  |  |  | BEN LOMOND 0401CB | BEN LOMOND 0401 | CENTRAL COAST | 7.8222 | 35.8204 | 30.8% | 32 | 5 | 100% | 100% | 0 | 0.3629 | 0.3629 | 4.3533 | 1.5799 | High | High | High
CORRAL 110313474 | 809 |  |  |  |  | CORRAL 110313474 | CORRAL 1103 | STOCKTON | 3.1745 | 31.5086 | 69.33% | 0 | 0 | 44.02% | 0% | 0 | 0.019295 | 0.019295 | 3.99 | 1.5396 | Low | Low | High
COARSEGOLD 210410335 | 810 |  |  |  |  | COARSEGOLD 210410335 | COARSEGOLD 2104 | YOSEMITE | 5.8238 | 24.9128 | 98.65% | 0 | 10 | 100% | 0% | 0 | 0.043347 | 0.043347 | 2.3565 | 1.5272 | Medium | Medium | Medium
PENRYN 110551676 | 811 |  |  |  |  | PENRYN 110551676 | PENRYN 1105 | SIERRA | 8.707 | 10 | 49.11% | 4 | 2 | 74.33% | 0% | 0 | 0.018392 | 0.018392 | 2.3475 | 1.5252 | Low | Low | Medium
PUTAH CREEK 110546162 | 812 |  |  |  |  | PUTAH CREEK 110546162 | PUTAH CREEK 1105 | SACRAMENTO | 0.70535 | 84.6256 | 100% | 0 | 0 | 10.52% | 0% | 0 | 0.019556 | 0.019556 | 2.1866 | 1.5106 | Low | Low | Low
NORTH DUBLIN 21039473 | 813 |  |  |  |  | NORTH DUBLIN 21039473 | NORTH DUBLIN 2103 | MISSION | 2.5582 | 55.4552 | 10.6% | 0 | 1 | 86.9% | 2.14% | 0 | 0.019896 | 0.019896 | 3.7737 | 1.5015 | Low | Low | High
SALMON CREEK 1101 | 814 |  |  |  |  | SALMON CREEK 1101 | SALMON CREEK 1101 | SONOMA | 0.026066 | 45.8588 | 0% | 0 | 0 | 100% | 51.23% | 0 | 0.036485 | 0.036485 | 2.7335 | 1.4911 | Medium | Medium | Medium
HALSEY 1101 | 815 |  |  |  |  | HALSEY 1101 | HALSEY 1101 | SIERRA | 0.058617 | 10 | 52.88% | 0 | 0 | 100% | 0% | 0 | 0.019506 | 0.019506 | 2.1628 | 1.4903 | Low | Low | Low
CLEAR LAKE 1102904 | 816 |  |  |  |  | CLEAR LAKE 1102904 | CLEAR LAKE 1102 | HUMBOLDT | 3.3866 | 10 | 44.47% | 0 | 0 | 94.14% | 0% | 0 | 0.01961 | 0.01961 | 2.8334 | 1.4754 | Low | Low | Medium
BIG BEND 11011704 | 817 |  |  |  |  | BIG BEND 11011704 | BIG BEND 1101 | NORTH VALLEY | 2.999 | 64.818 | 100% | 0 | 0 | 100% | 0% | 0 | 0.040953 | 0.040953 | 1.7926 | 1.4681 | Medium | Medium | Low
SAN RAFAEL 11071166 | 818 | 2019 | 31290145 | 0.07 |  | SAN RAFAEL 11071166 | SAN RAFAEL 1107 | NORTH BAY | 8.1619 | 27.5709 | 35.32% | 8 | 36 | 90.61% | 87.37% | 0 | 0.30659 | 0.30659 | 4.7682 | 1.4619 | High | High | High
SONOMA 1107294 | 819 |  |  |  |  | SONOMA 1107294 | SONOMA 1107 | SONOMA | 0.1154 | 80 | 100% | 0 | 0 | 1.248% | 0% | 0 | 0.017305 | 0.017305 | 2.3851 | 1.458 | Low | Low | Medium
OREGON TRAIL 1102CB | 820 |  |  |  |  | OREGON TRAIL 1102CB | OREGON TRAIL 1102 | NORTH VALLEY | 9.1345 | 24.6852 | 60.79% | 2 | 5 | 97.5% | 0% | 0 | 0.028979 | 0.028979 | 2.4938 | 1.4452 | Medium | Medium | Medium
OLEMA 11011686 | 821 |  |  |  |  | OLEMA 11011686 | OLEMA 1101 | NORTH BAY | 0.41347 | 93.229 | 0% | 4 | 1 | 8.166% | 0% | 0 | 0.0096532 | 0.0096532 | 2.2884 | 1.4445 | Low | Low | Medium
SHINGLE SPRINGS 21107742 | 822 |  |  |  |  | SHINGLE SPRINGS 21107742 | SHINGLE SPRINGS 2110 | SIERRA | 45.6192 | 28.4995 | 92.18% | 17 | 14 | 99.89% | 99.12% | 1 | 0.53387 | 0.53387 | 2.6864 | 1.4342 | High | High | Medium
PUEBLO 2102698 | 823 |  |  |  |  | PUEBLO 2102698 | PUEBLO 2102 | NORTH BAY | 0.45229 | 80 | 34.45% | 0 | 0 | 2.749% | 0% | 0 | 0.0103 | 0.0103 | 2.9171 | 1.4313 | Low | Low | Medium
PENRYN 110351658 | 824 |  |  |  |  | PENRYN 110351658 | PENRYN 1103 | SIERRA | 7.9841 | 27.4219 | 66.1% | 1 | 2 | 91.67% | 0% | 0 | 0.027021 | 0.027021 | 2.6417 | 1.4274 | Medium | Medium | Medium
PASO ROBLES 1103N58 | 825 |  |  |  |  | PASO ROBLES 1103N58 | PASO ROBLES 1103 | LOS PADRES | 4.5123 | 48.6182 | 39.94% | 0 | 1 | 60.11% | 0% | 0 | 0.026481 | 0.026481 | 2.029 | 1.4267 | Medium | Medium | Low
JAMESON 11028842 | 826 |  |  |  |  | JAMESON 11028842 | JAMESON 1102 | SACRAMENTO | 0.46739 | 47.8727 | 32.07% | 0 | 0 | 8.162% | 0% | 0 | 0.0097873 | 0.0097873 | 3.045 | 1.4197 | Low | Low | Medium
BOLINAS 110146152 | 827 |  |  |  |  | BOLINAS 110146152 | BOLINAS 1101 | NORTH BAY | 0.43174 | 69.1568 | 0% | 0 | 0 | 4.254% | 0% | 0 | 0.0073288 | 0.0073288 | 4.0187 | 1.403 | Low | Low | High
ANITA 1106CB | 828 |  |  |  |  | ANITA 1106CB | ANITA 1106 | NORTH VALLEY | 0.115 | 85 | 100% | 0 | 0 | 0.3281% | 0% | 0 | 0.017735 | 0.017735 | 1.6583 | 1.401 | Low | Low | Low
SAN RAFAEL 1108516 | 829 |  |  |  |  | SAN RAFAEL 1108516 | SAN RAFAEL 1108 | NORTH BAY | 10.7797 | 42.2809 | 10.51% | 16 | 17 | 98.34% | 99.7% | 0 | 0.30979 | 0.30979 | 4.4882 | 1.3904 | High | High | High
DESCHUTES 11043719 | 830 |  |  |  |  | DESCHUTES 11043719 | DESCHUTES 1104 | NORTH VALLEY | 11.6781 | 40.3272 | 100% | 0 | 2 | 67.24% | 0% | 0 | 0.026406 | 0.026406 | 2.604 | 1.3751 | Medium | Medium | Medium
GONZALES 110422418 | 831 |  |  |  |  | GONZALES 110422418 | GONZALES 1104 | CENTRAL COAST | 0.8424 | 88.5066 | 100% | 0 | 0 | 6.858% | 0% | 0 | 0.019362 | 0.019362 | 1.4832 | 1.368 | Low | Low | Low
BRUNSWICK 1104CB | 832 |  |  |  |  | BRUNSWICK 1104CB | BRUNSWICK 1104 | SIERRA | 1.9366 | 10 | 53.96% | 0 | 0 | 63.09% | 0% | 0 | 0.013676 | 0.013676 | 2.8083 | 1.3567 | Low | Low | Medium
BRUNSWICK 11064639 | 833 |  | ECOP | 1.36 |  | BRUNSWICK 11064639 | BRUNSWICK 1106 | SIERRA | 3.2486 | 31.5408 | 99.46% | 0 | 1 | 100% | 1.568% | 1 | 0.034254 | 0.034254 | 2.6487 | 1.3565 | Medium | Medium | Medium
JAMESON 110265516 | 834 |  |  |  |  | JAMESON 110265516 | JAMESON 1102 | SACRAMENTO | 7.9053 | 31.2245 | 60.83% | 1 | 6 | 69.63% | 0% | 0 | 0.023245 | 0.023245 | 2.861 | 1.3299 | Medium | Medium | Medium
AUBERRY 110149122 | 835 |  |  |  |  | AUBERRY 110149122 | AUBERRY 1101 | FRESNO | 3.8865 | 26.9324 | 92.34% | 0 | 3 | 100% | 0% | 0 | 0.036287 | 0.036287 | 2.4472 | 1.3276 | Medium | Medium | Medium
CAMP EVERS 210311046 | 836 |  |  |  |  | CAMP EVERS 210311046 | CAMP EVERS 2103 | CENTRAL COAST | 16.2531 | 44.8404 | 64.25% | 23 | 4 | 100% | 100% | 0 | 0.47552 | 0.47552 | 2.7899 | 1.3267 | High | High | Medium
VIEJO 2202CB | 837 |  |  |  |  | VIEJO 2202CB | VIEJO 2202 | CENTRAL COAST | 2.1755 | 10 | 21.89% | 2 | 2 | 100% | 0% | 0 | 0.018504 | 0.018504 | 3.5811 | 1.3252 | Low | Low | High
MADISON 210113372 | 838 |  |  |  |  | MADISON 210113372 | MADISON 2101 | SACRAMENTO | 3.7782 | 89.8591 | 100% | 0 | 0 | 99.16% | 0% | 0 | 0.047853 | 0.047853 | 1.0386 | 1.3197 | Medium | Medium | Low
MOLINO 1102344 | 839 |  |  |  |  | MOLINO 1102344 | MOLINO 1102 | SONOMA | 1.1141 | 30.1016 | 80.53% | 0 | 2 | 18.52% | 0% | 0 | 0.013045 | 0.013045 | 2.8566 | 1.3164 | Low | Low | Medium
ATASCADERO 1101 | 840 |  |  |  |  | ATASCADERO 1101 | ATASCADERO 1101 | LOS PADRES | 0.011512 | 10 | 0% | 0 | 0 | 100% | 0% | 0 | 0.012695 | 0.012695 | 2.9013 | 1.3012 | Low | Low | Medium
LOS GATOS 1106LB44 | 841 | 2020 | 35031660 |  |  | LOS GATOS 1106LB44 | LOS GATOS 1106 | DE ANZA | 19.5005 | [7 empty] | 0.44075 | 0.44075 | 2.9349 | 1.2936 | High | High | Medium
LOS GATOS 1106LB44 | 841 | 2021 | 35031662 |  |  | LOS GATOS 1106LB44 | LOS GATOS 1106 | DE ANZA | 19.5005 | [7 empty] | 0.44075 | 0.44075 | 2.9349 | 1.2936 | High | High | Medium
LOS GATOS 1106LB44 | 841 | 2021 | 35031663 |  |  | LOS GATOS 1106LB44 | LOS GATOS 1106 | DE ANZA | 19.5005 | [7 empty] | 0.44075 | 0.44075 | 2.9349 | 1.2936 | High | High | Medium
LOS GATOS 1106LB44 | 841 | 2020 | 74022386 | 4.55 |  | LOS GATOS 1106LB44 | LOS GATOS 1106 | DE ANZA | 19.5005 | 14.2956 | 68.84% | 20 | 1 | 100% | 100% | 0 | 0.44075 | 0.44075 | 2.9349 | 1.2936 | High | High | Medium
ATASCADERO 1103CB | 842 |  |  |  |  | ATASCADERO 1103CB | ATASCADERO 1103 | LOS PADRES | 7.2499 | 46.2369 | 39.81% | 0 | 1 | 74.99% | 13.24% | 0 | 0.025143 | 0.025143 | 2.5685 | 1.2915 | Medium | Medium | Medium
ELECTRA 11011238 | 843 |  |  |  |  | ELECTRA 11011238 | ELECTRA 1101 | STOCKTON | 4.7136 | 30.1636 | 44.85% | 1 | 1 | 66.69% | 0% | 0 | 0.015593 | 0.015593 | 3.1098 | 1.2876 | Low | Low | High
ROB ROY 21055090 | 844 |  | 35040506 | 2.17 |  | ROB ROY 21055090 | ROB ROY 2105 | CENTRAL COAST | 21.1859 | 44.752 | 78.23% | 40 | 3 | 100% | 97.19% | 1 | 0.37924 | 0.37924 | 3.3344 | 1.2646 | High | High | High
VACAVILLE 110941782 | 845 |  |  |  |  | VACAVILLE 110941782 | VACAVILLE 1109 | SACRAMENTO | 0.50066 | 79.3838 | 12.32% | 0 | 0 | 29.37% | 0% | 0 | 0.011149 | 0.011149 | 3.1982 | 1.2596 | Low | Low | High
COTTONWOOD 110335470 | 846 |  |  |  |  | COTTONWOOD 110335470 | COTTONWOOD 1103 | NORTH VALLEY | 18.2496 | 46.5174 | 67.33% | 0 | 6 | 73.33% | 0% | 0 | 0.03595 | 0.03595 | 1.7492 | 1.2576 | Medium | Medium | Low
GANSNER 110137550 | 847 |  |  |  |  | GANSNER 110137550 | GANSNER 1101 | NORTH VALLEY | 0.5773 | 95.7309 | 100% | 0 | 0 | 12.36% | 0% | 0 | 0.021451 | 0.021451 | 2.9158 | 1.2508 | Low | Low | Medium
GEYSERVILLE 1102274 | 848 |  |  |  |  | GEYSERVILLE 1102274 | GEYSERVILLE 1102 | SONOMA | 4.0814 | 46.8618 | 69.12% | 1 | 0 | 22.13% | 0% | 0 | 0.013409 | 0.013409 | 2.6258 | 1.2438 | Low | Low | Medium
CORRAL 110275622 | 849 |  |  |  |  | CORRAL 110275622 | CORRAL 1102 | STOCKTON | 0.45257 | 14.2481 | 100% | 0 | 0 | 7.908% | 0% | 0 | 0.011863 | 0.011863 | 2.9665 | 1.2432 | Low | Low | Medium
PEORIA 1705CB | 850 |  |  |  |  | PEORIA 1705CB | PEORIA 1705 | YOSEMITE | 7.2378 | 70.7531 | 12.14% | 0 | 3 | 100% | 0% | 0 | 0.022424 | 0.022424 | 2.0773 | 1.2369 | Medium | Medium | Low
SANTA ROSA A 1108626 | 851 |  |  |  |  | SANTA ROSA A 1108626 | SANTA ROSA A 1108 | SONOMA | 0.13621 | 75 | 0% | 0 | 0 | 3.381% | 0% | 0 | 0.0075596 | 0.0075596 | 3.4302 | 1.2353 | Low | Low | High
COTATI 110387402 | 852 |  |  |  |  | COTATI 110387402 | COTATI 1103 | SONOMA | 11.4171 | 74.8765 | 25.02% | 0 | 0 | 100% | 0% | 0 | 0.031179 | 0.031179 | 1.9793 | 1.2341 | Medium | Medium | Low
CLARKSVILLE 210551478 | 853 |  |  |  |  | CLARKSVILLE 210551478 | CLARKSVILLE 2105 | SIERRA | 0.050363 | 10 | 0% | 0 | 0 | 89.86% | 0% | 0 | 0.011483 | 0.011483 | 3.0401 | 1.2332 | Low | Low | Medium
GEYSERVILLE 1102CB | 854 |  |  |  |  | GEYSERVILLE 1102CB | GEYSERVILLE 1102 | SONOMA | 2.3641 | 61.3374 | 59.74% | 1 | 1 | 32.38% | 57.77% | 0 | 0.03873 | 0.03873 | 1.5774 | 1.2218 | Medium | Medium | Low
MIDDLETOWN 1102414 | 855 |  |  |  |  | MIDDLETOWN 1102414 | MIDDLETOWN 1102 | HUMBOLDT | 5.0571 | 54.0321 | 100% | 0 | 3 | 42.26% | 0% | 0 | 0.026354 | 0.026354 | 3.0843 | 1.2153 | Medium | Medium | High
WOODSIDE 110147872 | 856 |  |  |  |  | WOODSIDE 110147872 | WOODSIDE 1101 | PENINSULA | 4.1743 | 60.8207 | 75.33% | 12 | 4 | 100% | 100% | 0 | 0.39089 | 0.39089 | 3.0893 | 1.2076 | High | High | High
RED BLUFF 11011334 | 857 |  |  |  |  | RED BLUFF 11011334 | RED BLUFF 1101 | NORTH VALLEY | 1.7587 | 68.6115 | 100% | 0 | 0 | 11.05% | 0% | 0 | 0.017653 | 0.017653 | 1.9337 | 1.2059 | Low | Low | Low
COTATI 1104CB | 858 |  |  |  |  | COTATI 1104CB | COTATI 1104 | SONOMA | 2.3176 | 10.9581 | 56.63% | 1 | 1 | 30.19% | 0% | 0 | 0.010506 | 0.010506 | 3.2386 | 1.2019 | Low | Low | High
PEABODY 2108CB | 859 |  |  |  |  | PEABODY 2108CB | PEABODY 2108 | SACRAMENTO | 0.80945 | 40.6035 | 58.6% | 0 | 0 | 21.91% | 0% | 0 | 0.01162 | 0.01162 | 2.9033 | 1.1917 | Low | Low | Medium
MARIPOSA 2102 | 860 |  |  |  |  | MARIPOSA 2102 | MARIPOSA 2102 | YOSEMITE | 0.0020154 | 10 | 100% | 0 | 0 | 100% | 0% | 0 | 0.028512 | 0.028512 | 2.0892 | 1.1912 | Medium | Medium | Low
JESSUP 11021314 | 861 |  |  |  |  | JESSUP 11021314 | JESSUP 1102 | NORTH VALLEY | 5.6244 | 41.4572 | 97.17% | 0 | 1 | 39.97% | 0% | 0 | 0.022232 | 0.022232 | 2.005 | 1.1836 | Medium | Medium | Low
ROSSMOOR 1106L522R | 862 |  |  |  |  | ROSSMOOR 1106L522R | ROSSMOOR 1106 | DIABLO | 1.0378 | 10 | 19.41% | 3 | 11 | 24.6% | 0% | 0 | 0.011991 | 0.011991 | 3.6777 | 1.171 | Low | Low | High
MARIPOSA 21019400 | 863 |  |  |  |  | MARIPOSA 21019400 | MARIPOSA 2101 | YOSEMITE | 62.7736 | 22.0188 | 81.32% | 9 | 129 | 100% | 40.79% | 1 | 0.72296 | 0.72296 | 1.619 | 1.1705 | High | High | Low
WHEATLAND 110591170 | 864 |  |  |  |  | WHEATLAND 110591170 | WHEATLAND 1105 | SIERRA | 9.9882 | 49.4424 | 100% | 0 | 0 | 18.55% | 0% | 0 | 0.019051 | 0.019051 | 1.7362 | 1.1684 | Low | Low | Low
LINCOLN 110451756 | 865 |  |  |  |  | LINCOLN 110451756 | LINCOLN 1104 | SIERRA | 15.5512 | 62.1844 | 61.25% | 0 | 6 | 27.35% | 0% | 0 | 0.031506 | 0.031506 | 1.3793 | 1.1539 | Medium | Medium | Low
WYANDOTTE 110641650 | 866 |  |  |  |  | WYANDOTTE 110641650 | WYANDOTTE 1106 | NORTH VALLEY | 1.9508 | 59.4004 | 100% | 0 | 0 | 12.07% | 0% | 0 | 0.01911 | 0.01911 | 2.2667 | 1.1502 | Low | Low | Medium
FOOTHILL 1101549904 | 867 |  |  |  |  | FOOTHILL 1101549904 | FOOTHILL 1101 | LOS PADRES | 7.1079 | 49.5665 | 45.77% | 1 | 3 | 40.61% | 0% | 0 | 0.021381 | 0.021381 | 3.5842 | 1.1457 | Low | Low | High
ALTO 1124430 | 868 |  |  |  |  | ALTO 1124430 | ALTO 1124 | NORTH BAY | 7.2931 | 30.5125 | 12.77% | 14 | 16 | 100% | 100% | 0 | 0.26455 | 0.26455 | 4.3274 | 1.1448 | High | High | High
CRESCENT MILLS 21012230 | 869 |  |  |  |  | CRESCENT MILLS 21012230 | CRESCENT MILLS 2101 | NORTH VALLEY | 1.0766 | 89.5687 | 97.05% | 0 | 1 | 9.699% | 0% | 0 | 0.022777 | 0.022777 | 1.8892 | 1.1426 | Medium | Medium | Low
BIG BASIN 110212992 | 870 |  |  |  |  | BIG BASIN 110212992 | BIG BASIN 1102 | CENTRAL COAST | 14.2865 | 29.6471 | 74.67% | 30 | 1 | 100% | 100% | 1 | 0.44527 | 0.44527 | 2.5494 | 1.1352 | High | High | Medium
UPPER LAKE 11016663 | 871 | 2019 | 35111500 | 0.2 |  | UPPER LAKE 11016663 | UPPER LAKE 1101 | HUMBOLDT | 2.3336 | 74.5453 | 100% | 0 | 0 | 100% | 0% | 0 | 0.043648 | 0.043648 | 1.2971 | 1.1322 | Medium | Medium | Low
WYANDOTTE 110932586 | 872 |  |  |  |  | WYANDOTTE 110932586 | WYANDOTTE 1109 | NORTH VALLEY | 1.4371 | 18.342 | 79.5% | 0 | 0 | 94.84% | 0% | 0 | 0.024309 | 0.024309 | 4.1406 | 1.1292 | Medium | Medium | High
JARVIS 1108MR576 | 873 |  |  |  |  | JARVIS 1108MR576 | JARVIS 1108 | MISSION | 1.3706 | 10 | 32.22% | 0 | 0 | 22.29% | 0% | 0 | 0.0076408 | 0.0076408 | 4.1701 | 1.1256 | Low | Low | High
CLAYTON 22159765 | 874 |  |  |  |  | CLAYTON 22159765 | CLAYTON 2215 | DIABLO | 0.13991 | 10 | 100% | 0 | 0 | 14.93% | 0% | 0 | 0.012358 | 0.012358 | 3.3958 | 1.1143 | Low | Low | High
SAN LUIS OBISPO 1108CB | 875 |  |  |  |  | SAN LUIS OBISPO 1108CB | SAN LUIS OBISPO 1108 | LOS PADRES | 0.74619 | 53.8272 | 22.96% | 0 | 1 | 8.668% | 0% | 0 | 0.012642 | 0.012642 | 3.3193 | 1.1142 | Low | Low | High
STAFFORD 1102CB | 876 |  |  |  |  | STAFFORD 1102CB | STAFFORD 1102 | NORTH BAY | 0.24035 | 10 | 0% | 0 | 0 | 45.06% | 0% | 0 | 0.0084029 | 0.0084029 | 2.7618 | 1.1055 | Low | Low | Medium
JARVIS 1110CB | 877 |  |  |  |  | JARVIS 1110CB | JARVIS 1110 | MISSION | 0.094443 | 65 | 0% | 0 | 0 | 1.965% | 0% | 0 | 0.0069643 | 0.0069643 | 4.4419 | 1.0928 | Low | Low | High
CAMP EVERS 210510728 | 878 |  |  |  |  | CAMP EVERS 210510728 | CAMP EVERS 2105 | CENTRAL COAST | 10.465 | 15.413 | 38.24% | 13 | 4 | 100% | 100% | 0 | 0.2598 | 0.2598 | 4.1867 | 1.0877 | High | High | High
WEST POINT 11024788 | 879 |  |  |  |  | WEST POINT 11024788 | WEST POINT 1102 | STOCKTON | 70.3316 | 50.1461 | 97.21% | 9 | 19 | 100% | 60.3% | 0 | 0.45673 | 0.45673 | 2.3714 | 1.0831 | High | High | Medium
HOOPA 1101561116 | 880 |  |  |  |  | HOOPA 1101561116 | HOOPA 1101 | HUMBOLDT | 0.012979 | 85 | 0% | 0 | 0 | 100% | 0% | 0 | 0.021028 | 0.021028 | 1.0757 | 1.0775 | Low | Low | Low
PUEBLO 21021326 | 881 |  |  |  |  | PUEBLO 21021326 | PUEBLO 2102 | NORTH BAY | 0.81465 | 66.7263 | 75.65% | 0 | 0 | 6.742% | 0% | 0 | 0.013708 | 0.013708 | 2.9185 | 1.0623 | Low | Low | Medium
CALISTOGA 1101734 | 882 | 2019 | 74022040 ECOP | 1.26 2.8 |  | CALISTOGA 1101734 | CALISTOGA 1101 | NORTH BAY | 11.7939 | 55.3179 | 62.25% | 13 | 12 | 73.13% | 81.49% | 0 | 0.39061 | 0.39061 | 2.7018 | 1.0554 | High | High | Medium
INDIAN FLAT 11044440 | 883 |  |  |  |  | INDIAN FLAT 11044440 | INDIAN FLAT 1104 | YOSEMITE | 0.21912 | 58.2464 | 100% | 0 | 0 | 100% | 0% | 0 | 0.039224 | 0.039224 | 1.7987 | 1.0548 | Medium | Medium | Low
JESSUP 110141356 | 884 |  |  |  |  | JESSUP 110141356 | JESSUP 1101 | NORTH VALLEY | 32.7394 | 40.1195 | 100% | 1 | 5 | 100% | 0% | 0 | 0.044331 | 0.044331 | 1.5857 | 1.051 | Medium | Medium | Low
SAN RAFAEL 1108322 | 885 |  |  |  |  | SAN RAFAEL 1108322 | SAN RAFAEL 1108 | NORTH BAY | 7.1088 | 25.427 | 14.01% | 10 | 9 | 95.89% | 89.81% | 0 | 0.21074 | 0.21074 | 4.9853 | 1.0506 | High | High | High
ANDERSON 11012051 | 886 |  |  |  |  | ANDERSON 11012051 | ANDERSON 1101 | NORTH VALLEY | 4.6467 | 13.4745 | 100% | 0 | 2 | 87.22% | 0% | 0 | 0.030553 | 0.030553 | 2.2964 | 1.0489 | Medium | Medium | Medium
WISE 11022234 | 887 |  |  |  |  | WISE 11022234 | WISE 1102 | SIERRA | 15.1055 | 10 | 57.56% | 1 | 4 | 100% | 0% | 0 | 0.025382 | 0.025382 | 2.055 | 1.0431 | Medium | Medium | Low
LAURELES 11116617 | 888 |  |  |  |  | LAURELES 11116617 | LAURELES 1111 | CENTRAL COAST | 1.819 | 41.7117 | 100% | 1 | 0 | 100% | 0% | 0 | 0.040513 | 0.040513 | 1.7012 | 1.0304 | Medium | Medium | Low
OAKHURST 110310140 | 889 |  |  |  |  | OAKHURST 110310140 | OAKHURST 1103 | YOSEMITE | 16.859 | 26.9049 | 99.84% | 3 | 44 | 100% | 99.31% | 0 | 0.52553 | 0.52553 | 1.9527 | 1.0262 | High | High | Low
MIRABEL 1101228 | 890 |  |  |  |  | MIRABEL 1101228 | MIRABEL 1101 | SONOMA | 2.2414 | 32.2817 | 68.07% | 3 | 1 | 22.76% | 0% | 0 | 0.012705 | 0.012705 | 3.0408 | 1.0258 | Low | Low | Medium
CAMP EVERS 21065302 | 891 |  |  |  |  | CAMP EVERS 21065302 | CAMP EVERS 2106 | CENTRAL COAST | 5.9826 | 48.1403 | 77.43% | 11 | 0 | 100% | 95.97% | 0 | 0.25415 | 0.25415 | 4.0058 | 1.0181 | High | High | High
ALTO 11251226 | 892 |  |  |  |  | ALTO 11251226 | ALTO 1125 | NORTH BAY | 7.7199 | 13.4122 | 30.57% | 9 | 29 | 98.37% | 100% | 0 | 0.23095 | 0.23095 | 4.3912 | 1.0142 | High | High | High
ALTO 11243745 | 893 |  |  |  |  | ALTO 11243745 | ALTO 1124 | NORTH BAY | 4.5809 | 48.7454 | 24.8% | 4 | 26 | 100% | 100% | 0 | 0.24571 | 0.24571 | 4.1069 | 1.0091 | High | High | High
PASO ROBLES 1107CB | 894 |  |  |  |  | PASO ROBLES 1107CB | PASO ROBLES 1107 | LOS PADRES | 0.069192 | 75 | 100% | 0 | 0 | 0.6192% | 0% | 0 | 0.016629 | 0.016629 | 1.2733 | 1.0086 | Low | Low | Low
DUNBAR 1103CB | 895 |  |  |  |  | DUNBAR 1103CB | DUNBAR 1103 | SONOMA | 1.9287 | 52.9434 | 74.35% | 2 | 2 | 15.81% | 20.29% | 0 | 0.029588 | 0.029588 | 3.0334 | 1.0069 | Medium | Medium | Medium
COTATI 1105328 | 896 |  |  |  |  | COTATI 1105328 | COTATI 1105 | SONOMA | 0.42542 | 48.6287 | 27.07% | 0 | 1 | 3.098% | 0% | 0 | 0.0080325 | 0.0080325 | 2.617 | 1.0014 | Low | Low | Medium
FREMONT 1104MR339 | 897 |  |  |  |  | FREMONT 1104MR339 | FREMONT 1104 | MISSION | 1.2378 | 84.498 | 6.265% | 0 | 0 | 17.79% | 0% | 0 | 0.0097922 | 0.0097922 | 1.5544 | 0.99533 | Low | Low | Low
DIAMOND SPRINGS 1105CB | 898 |  |  |  |  | DIAMOND SPRINGS 1105CB | DIAMOND SPRINGS 1105 | SIERRA | 1.4833 | 10 | 14.23% | 0 | 1 | 31.56% | 62.47% | 0 | 0.022985 | 0.022985 | 2.8916 | 0.99365 | Medium | Medium | Medium
WILLITS 110391948 | 899 |  |  |  |  | WILLITS 110391948 | WILLITS 1103 | HUMBOLDT | 6.1069 | 55.6867 | 72.29% | 1 | 4 | 82.53% | 5.563% | 0 | 0.035629 | 0.035629 | 1.8551 | 0.98814 | Medium | Medium | Low
OAKLAND K 1102CR014 | 900 |  |  |  |  | OAKLAND K 1102CR014 | OAKLAND K 1102 | EAST BAY | 10.5526 | 27.0866 | 16.24% | 14 | 8 | 100% | 100% | 1 | 0.23413 | 0.23413 | 4.2072 | 0.98504 | High | High | High
PENRYN 11052406 | 901 |  |  |  |  | PENRYN 11052406 | PENRYN 1105 | SIERRA | 3.0306 | 20.0804 | 58.87% | 1 | 0 | 24.58% | 0% | 0 | 0.012032 | 0.012032 | 2.2969 | 0.97632 | Low | Low | Medium
VALLEY VIEW 1106P166 | 902 |  |  |  |  | VALLEY VIEW 1106P166 | VALLEY VIEW 1106 | EAST BAY | 3.4384 | 77.0381 | 8.804% | 5 | 1 | 75.32% | 0% | 0 | 0.020855 | 0.020855 | 4.1312 | 0.96654 | Low | Low | High
MONTE RIO 1113346 | 903 |  |  |  |  | MONTE RIO 1113346 | MONTE RIO 1113 | SONOMA | 10.1076 | 73.6223 | 44.96% | 12 | 4 | 100% | 100% | 0 | 0.29448 | 0.29448 | 3.2807 | 0.9661 | High | High | High
ALTO 1124432 | 904 |  |  |  |  | ALTO 1124432 | ALTO 1124 | NORTH BAY | 7.823 | 44.0512 | 43.81% | 6 | 19 | 100% | 100% | 0 | 0.22255 | 0.22255 | 4.3312 | 0.96392 | High | High | High
CLARKSVILLE 210619642 | 905 |  |  |  |  | CLARKSVILLE 210619642 | CLARKSVILLE 2106 | SIERRA | 0.81481 | 10 | 0% | 0 | 0 | 51.08% | 0% | 0 | 0.007814 | 0.007814 | 3.4847 | 0.96191 | Low | Low | High
FITCH MOUNTAIN 1113406 | 906 |  |  |  |  | FITCH MOUNTAIN 1113406 | FITCH MOUNTAIN 1113 | SONOMA | 1.4439 | 43.4794 | 97.1% | 1 | 1 | 15.43% | 0% | 0 | 0.01793 | 0.01793 | 2.6791 | 0.96064 | Low | Low | Medium
LLAGAS 2107XR178 | 907 |  |  |  |  | LLAGAS 2107XR178 | LLAGAS 2107 | SAN JOSE | 0.65323 | 27.1294 | 68.86% | 0 | 0 | 9.688% | 0% | 0 | 0.010217 | 0.010217 | 3.4762 | 0.94309 | Low | Low | High
LOS GATOS 1106LA64 | 908 |  |  |  |  | LOS GATOS 1106LA64 | LOS GATOS 1106 | DE ANZA | 12.775 | 27.6673 | 77.8% | 17 | 7 | 100% | 100% | 1 | 0.50336 | 0.50336 | 1.8673 | 0.93994 | High | High | Low
PENRYN 11072706 | 909 |  |  |  |  | PENRYN 11072706 | PENRYN 1107 | SIERRA | 5.0792 | 12.8578 | 75.5% | 0 | 3 | 34.23% | 0% | 0 | 0.013291 | 0.013291 | 2.6628 | 0.93976 | Low | Low | Medium
SHINGLE SPRINGS 2109CB | 910 |  |  |  |  | SHINGLE SPRINGS 2109CB | SHINGLE SPRINGS 2109 | SIERRA | 27.1022 | 21.2732 | 81.89% | 8 | 12 | 97.37% | 94.72% | 0 | 0.31197 | 0.31197 | 3.0034 | 0.93698 | High | High | Medium
VIEJO 220235388 | 911 |  |  |  |  | VIEJO 220235388 | VIEJO 2202 | CENTRAL COAST | 0.45244 | 10 | 0% | 0 | 1 | 100% | 0% | 0 | 0.014786 | 0.014786 | 4.2357 | 0.93635 | Low | Low | High
OILFIELDS 1103N40 | 912 |  |  |  |  | OILFIELDS 1103N40 | OILFIELDS 1103 | CENTRAL COAST | 0.75328 | 20.1382 | 3.227% | 0 | 2 | 100% | 0% | 0 | 0.01659 | 0.01659 | 2.785 | 0.92399 | Low | Low | Medium
PUTAH CREEK 110264044 | 913 |  |  |  |  | PUTAH CREEK 110264044 | PUTAH CREEK 1102 | SACRAMENTO | 5.0213 | 75.9618 | 100% | 0 | 1 | 67.37% | 0% | 0 | 0.03282 | 0.03282 | 1.8721 | 0.91864 | Medium | Medium | Low
STANISLAUS 17011812 | 914 |  |  |  |  | STANISLAUS 17011812 | STANISLAUS 1701 | YOSEMITE | 19.5078 | 54.4191 | 60.13% | 9 | 15 | 100% | 99.79% | 0 | 0.30454 | 0.30454 | 2.9903 | 0.91067 | High | High | Medium
PENRYN 110790970 | 915 |  |  |  |  | PENRYN 110790970 | PENRYN 1107 | SIERRA | 0.86048 | 10 | 69.3% | 0 | 0 | 20.31% | 0% | 0 | 0.011579 | 0.011579 | 2.9455 | 0.90563 | Low | Low | Medium
CABRILLO 1103CB | 916 |  |  |  |  | CABRILLO 1103CB | CABRILLO 1103 | LOS PADRES | 0.14089 | 80 | 0% | 0 | 0 | 3.139% | 0% | 0 | 0.0078018 | 0.0078018 | 3.2473 | 0.89498 | Low | Low | High
LOS GATOS 110660116 | 917 |  | 35052726 35052727 | 7.8 6.3 |  | LOS GATOS 110660116 | LOS GATOS 1106 | DE ANZA | 12.3794 | 30.6322 | 46% | 28 | 5 | 100% | 100% | 0 | 0.37151 | 0.37151 | 2.4062 | 0.89393 | High | High | Medium
NARROWS 21052216 | 918 |  |  |  |  | NARROWS 21052216 | NARROWS 2105 | SIERRA | 56.6943 | 15.1323 | 85.75% | 7 | 36 | 98.06% | 0% | 0 | 0.28652 | 0.28652 | 3.1152 | 0.89257 | High | High | High
BIG BASIN 110169550 | 919 |  |  |  |  | BIG BASIN 110169550 | BIG BASIN 1101 | CENTRAL COAST | 17.8925 | 32.0488 | 71.29% | 38 | 3 | 100% | 100% | 0 | 0.32055 | 0.32055 | 2.7588 | 0.88433 | High | High | Medium
GOLDTREE 1105551904 | 920 |  |  |  |  | GOLDTREE 1105551904 | GOLDTREE 1105 | LOS PADRES | 0.022237 | 10 | 100% | 0 | 0 | 100% | 0% | 0 | 0.028512 | 0.028512 | 2.7356 | 0.87498 | Medium | Medium | Medium
FROGTOWN 170113412 | 921 | 2019 | 31360766 | 0.21 |  | FROGTOWN 170113412 | FROGTOWN 1701 | STOCKTON | 38.8157 | 21.4669 | 89.5% | 2 | 31 | 100% | 20.91% | 0 | 0.31378 | 0.31378 | 2.7876 | 0.8747 | High | High | Medium
MERCED FALLS 110285002 | 922 |  |  |  |  | MERCED FALLS 110285002 | MERCED FALLS 1102 | YOSEMITE | 35.632 | 29.6878 | 97.17% | 0 | 6 | 100% | 0% | 0 | 0.059691 | 0.059691 | 0.55157 | 0.87425 | Medium | Medium | Low
SAN RAMON 2102CB | 923 |  |  |  |  | SAN RAMON 2102CB | SAN RAMON 2102 | MISSION | 1.535 | 41.2314 | 0% | 0 | 0 | 65.73% | 0% | 0 | 0.011168 | 0.011168 | 3.898 | 0.87053 | Low | Low | High
MONTICELLO 1101666 | 924 |  |  |  |  | MONTICELLO 1101666 | MONTICELLO 1101 | NORTH BAY | 10.1625 | 67.7354 | 65.91% | 1 | 1 | 73.12% | 0% | 0 | 0.025333 | 0.025333 | 2.2961 | 0.86964 | Medium | Medium | Medium
FOOTHILL 1102V06 | 925 |  |  |  |  | FOOTHILL 1102V06 | FOOTHILL 1102 | LOS PADRES | 1.4055 | 48.154 | 31.22% | 0 | 1 | 21.48% | 0% | 0 | 0.0099416 | 0.0099416 | 3.2868 | 0.86767 | Low | Low | High
SARATOGA 1107413816 | 926 |  |  |  |  | SARATOGA 1107413816 | SARATOGA 1107 | DE ANZA | 11.1604 | 62.8545 | 90.16% | 13 | 7 | 100% | 89.94% | 0 | 0.25675 | 0.25675 | 3.3738 | 0.86623 | High | High | High
MONTICELLO 11011780 | 927 |  |  |  |  | MONTICELLO 11011780 | MONTICELLO 1101 | NORTH BAY | 0.07232 | 10 | 100% | 0 | 0 | 100% | 0% | 0 | 0.028512 | 0.028512 | 1.5173 | 0.86511 | Medium | Medium | Low
SHADY GLEN 110151696 | 928 |  |  |  |  | SHADY GLEN 110151696 | SHADY GLEN 1101 | SIERRA | 17.0578 | 38.8695 | 93.61% | 4 | 7 | 82.3% | 0% | 0 | 0.033526 | 0.033526 | 2.2918 | 0.86196 | Medium | Medium | Medium
CAMP EVERS 210312990 | 929 |  |  |  |  | CAMP EVERS 210312990 | CAMP EVERS 2103 | CENTRAL COAST | 13.5574 | 33.1797 | 62.33% | 16 | 15 | 100% | 100% | 0 | 0.32668 | 0.32668 | 2.6325 | 0.85998 | High | High | Medium
MESA 11016113 | 930 |  |  |  |  | MESA 11016113 | MESA 1101 | LOS PADRES | 1.5145 | 57.2852 | 100% | 0 | 0 | 15.55% | 0% | 0 | 0.017101 | 0.017101 | 2.5121 | 0.85911 | Low | Low | Medium
NARROWS 2105 | 931 |  |  |  |  | NARROWS 2105 | NARROWS 2105 | SIERRA | 0.056021 | 10 | 100% | 0 | 0 | 100% | 0% | 0 | 0.028512 | 0.028512 | 2.6731 | 0.85501 | Medium | Medium | Medium
MONTE RIO 11133970 | 932 |  |  |  |  | MONTE RIO 11133970 | MONTE RIO 1113 | SONOMA | 7.3428 | 62.8724 | 47.81% | 13 | 10 | 100% | 100% | 0 | 0.25889 | 0.25889 | 3.2812 | 0.84949 | High | High | High
COARSEGOLD 210410110 | 933 |  |  |  |  | COARSEGOLD 210410110 | COARSEGOLD 2104 | YOSEMITE | 49.586 | 26.2952 | 95.51% | 5 | 92 | 100% | 6.102% | 1 | 0.36439 | 0.36439 | 2.3299 | 0.84901 | High | High | Medium
LAYTONVILLE 110264908 | 934 |  |  |  |  | LAYTONVILLE 110264908 | LAYTONVILLE 1102 | HUMBOLDT | 3.5532 | 21.2702 | 61.98% | 6 | 8 | 55.85% | 0% | 0 | 0.021316 | 0.021316 | 1.9799 | 0.84396 | Low | Low | Low
GARBERVILLE 11012026 | 935 |  |  |  |  | GARBERVILLE 11012026 | GARBERVILLE 1101 | HUMBOLDT | 6.3529 | 96.5509 | 100% | 5 | 1 | 100% | 0% | 0 | 0.05472 | 0.05472 | 0.23353 | 0.83563 | Medium | Medium | Low
EEL RIVER 11024814 | 936 | 2019 2019 | 35072362 35043299 | 2.84 1.23 |  | EEL RIVER 11024814 | EEL RIVER 1102 | HUMBOLDT | 27.3153 | 76.7361 | 63.94% | 7 | 10 | 97.55% | 0% | 0 | 0.42884 | 0.42884 | 1.9361 | 0.83027 | High | High | Low
SPRING GAP 170286032 | 937 |  |  |  |  | SPRING GAP 170286032 | SPRING GAP 1702 | YOSEMITE | 1.0066 | 66.0059 | 100% | 0 | 0 | 34.72% | 25.18% | 0 | 0.037122 | 0.037122 | 0.83455 | 0.82263 | Medium | Medium | Low
CAMP EVERS 210511004 | 938 |  |  |  |  | CAMP EVERS 210511004 | CAMP EVERS 2105 | CENTRAL COAST | 4.2954 | 13.9666 | 78.63% | 3 | 0 | 100% | 100% | 0 | 0.2074 | 0.2074 | 3.9293 | 0.81496 | High | High | High
GREENBRAE 11021254 | 939 |  |  |  |  | GREENBRAE 11021254 | GREENBRAE 1102 | NORTH BAY | 7.0201 | 10 | 37.52% | 8 | 16 | 74.16% | 100% | 0 | 0.21468 | 0.21468 | 3.7891 | 0.81344 | High | High | High
MONTICELLO 110152910 | 940 |  |  |  |  | MONTICELLO 110152910 | MONTICELLO 1101 | NORTH BAY | 2.1786 | 24.2187 | 98.28% | 0 | 1 | 69.32% | 0% | 0 | 0.026641 | 0.026641 | 1.5181 | 0.80879 | Medium | Medium | Low
CAMP EVERS 210612518 | 941 |  |  |  |  | CAMP EVERS 210612518 | CAMP EVERS 2106 | CENTRAL COAST | 15.9361 | 56.9453 | 43.9% | 39 | 3 | 100% | 100% | 0 | 0.3407 | 0.3407 | 2.3547 | 0.80224 | High | High | Medium
ELECTRA 1101 | 942 |  |  |  |  | ELECTRA 1101 | ELECTRA 1101 | STOCKTON | 0.02594 | 10 | 100% | 0 | 0 | 100% | 0% | 0 | 0.028512 | 0.028512 | 2.4984 | 0.79913 | Medium | Medium | Medium
BIG TREES 0402CB | 943 |  | 35047318 | 10.6 |  | BIG TREES 0402CB | BIG TREES 0402 | CENTRAL COAST | 6.3055 | 27.5904 | 28.63% | 15 | 5 | 91.1% | 95.73% | 0 | 0.19443 | 0.19443 | 4.0842 | 0.7941 | High | High | High
CLAYTON 221296224 | 944 |  |  |  |  | CLAYTON 221296224 | CLAYTON 2212 | DIABLO | 6.0784 | 53.8659 | 38.47% | 4 | 5 | 100% | 98.09% | 0 | 0.23534 | 0.23534 | 3.3663 | 0.79223 | High | High | High
LOS GATOS 1106LB48 | 945 |  |  |  |  | LOS GATOS 1106LB48 | LOS GATOS 1106 | DE ANZA | 14.9866 | 67.642 | 90.94% | 14 | 1 | 100% | 100% | 1 | 0.39219 | 0.39219 | 2.0173 | 0.79115 | High | High | Low
PURISIMA 110154728 | 946 |  |  |  |  | PURISIMA 110154728 | PURISIMA 1101 | LOS PADRES | 0.37057 | 45.459 | 76.61% | 0 | 0 | 8.245% | 0% | 0 | 0.012146 | 0.012146 | 3.2328 | 0.78525 | Low | Low | High
COTATI 1102260 | 947 |  |  |  |  | COTATI 1102260 | COTATI 1102 | SONOMA | 1.6248 | 13.946 | 2.286% | 0 | 1 | 27.41% | 0% | 0 | 0.0075335 | 0.0075335 | 2.9441 | 0.78353 | Low | Low | Medium
WOODSIDE 11043583 | 948 |  |  |  |  | WOODSIDE 11043583 | WOODSIDE 1104 | PENINSULA | 2.721 | 71.077 | 98.47% | 8 | 4 | 97.67% | 92.99% | 0 | 0.28756 | 0.28756 | 2.7171 | 0.78133 | High | High | Medium
OAKHURST 1103CB | 949 |  |  |  |  | OAKHURST 1103CB | OAKHURST 1103 | YOSEMITE | 29.7308 | 28.0867 | 78.34% | 5 | 58 | 96.61% | 65.89% | 1 | 0.32601 | 0.32601 | 2.3864 | 0.77799 | High | High | Medium
OAKLAND X 1104CR288 | 950 |  |  |  |  | OAKLAND X 1104CR288 | OAKLAND X 1104 | EAST BAY | 2.7135 | 13.3002 | 40.68% | 11 | 2 | 100% | 100% | 0 | 0.18087 | 0.18087 | 4.2967 | 0.77715 | High | High | High
LLAGAS 2101XR264 | 951 |  |  |  |  | LLAGAS 2101XR264 | LLAGAS 2101 | SAN JOSE | 0.73019 | 64.4385 | 100% | 0 | 0 | 3.559% | 0% | 0 | 0.015944 | 0.015944 | 2.4255 | 0.77337 | Low | Low | Medium
INDIAN FLAT 1104 | 952 |  |  |  |  | INDIAN FLAT 1104 | INDIAN FLAT 1104 | YOSEMITE | 0.0039208 | 10 | 100% | 0 | 0 | 100% | 0% | 0 | 0.028512 | 0.028512 | 1.8025 | 0.76836 | Medium | Medium | Low
HALF MOON BAY 1103H82 | 953 |  |  |  |  | HALF MOON BAY 1103H82 | HALF MOON BAY 1103 | PENINSULA | 53.0127 | 52.0051 | 39.35% | 29 | 11 | 92.34% | 3.002% | 1 | 0.29233 | 0.29233 | 2.6229 | 0.76674 | High | High | Medium
WOODACRE 1102137662 | 954 |  |  |  |  | WOODACRE 1102137662 | WOODACRE 1102 | NORTH BAY | 8.5017 | 38.382 | 27.15% | 11 | 8 | 98.65% | 72.31% | 0 | 0.16033 | 0.16033 | 4.753 | 0.76204 | High | High | High
WEST POINT 11021305 | 955 |  |  |  |  | WEST POINT 11021305 | WEST POINT 1102 | STOCKTON | 11.4284 | 52.5642 | 100% | 4 | 5 | 100% | 100% | 1 | 0.34333 | 0.34333 | 2.218 | 0.76151 | High | High | Low
COLUMBIA HILL 1101CB | 956 |  |  |  |  | COLUMBIA HILL 1101CB | COLUMBIA HILL 1101 | SIERRA | 39.662 | 48.9114 | 99.72% | 21 | 18 | 100% | 77.89% | 0 | 0.46568 | 0.46568 | 1.6227 | 0.75567 | High | High | Low
DIAMOND SPRINGS 11052102 | 957 |  | 35026643 | 1.401 |  | DIAMOND SPRINGS 11052102 | DIAMOND SPRINGS 1105 | SIERRA | 37.6923 | 30.2782 | 83.99% | 5 | 15 | 95.84% | 86.14% | 1 | 0.30069 | 0.30069 | 2.5037 | 0.75284 | High | High | Medium
SAN JOAQUIN #3 110110010 | 958 |  |  |  |  | SAN JOAQUIN #3 110110010 | SAN JOAQUIN #3 1101 | YOSEMITE | 12.729 | 58.6534 | 88.53% | 3 | 19 | 100% | 90.16% | 0 | 0.42208 | 0.42208 | 1.7707 | 0.74736 | High | High | Low
MIRABEL 110238514 | 959 |  |  |  |  | MIRABEL 110238514 | MIRABEL 1102 | SONOMA | 10.5875 | 61.5593 | 46.21% | 16 | 8 | 100% | 100% | 0 | 0.25422 | 0.25422 | 2.9393 | 0.74724 | High | High | Medium
TASSAJARA 2106CB | 960 |  |  |  |  | TASSAJARA 2106CB | TASSAJARA 2106 | DIABLO | 0.13696 | 51.6086 | 30.65% | 0 | 2 | 4.465% | 0% | 0 | 0.0087354 | 0.0087354 | 4.2753 | 0.74685 | Low | Low | High
CORTINA 1101302192 | 961 |  |  |  |  | CORTINA 1101302192 | CORTINA 1101 | SACRAMENTO | 1.036 | 90 | 100% | 0 | 0 | 5.795% | 0% | 0 | 0.019354 | 0.019354 | 1.0872 | 0.74333 | Low | Low | Low
GEYSERVILLE 1101482 | 962 |  |  |  |  | GEYSERVILLE 1101482 | GEYSERVILLE 1101 | SONOMA | 0.45328 | 77.9574 | 100% | 0 | 0 | 13.09% | 0% | 0 | 0.019179 | 0.019179 | 1.094 | 0.74117 | Low | Low | Low
CURTIS 170268380 | 963 |  |  |  |  | CURTIS 170268380 | CURTIS 1702 | YOSEMITE | 6.6498 | 16.4166 | 99.81% | 2 | 11 | 100% | 65.93% | 0 | 0.18443 | 0.18443 | 4.0104 | 0.73965 | High | High | High
PENRYN 110550550 | 964 |  |  |  |  | PENRYN 110550550 | PENRYN 1105 | SIERRA | 3.146 | 23.6879 | 96.13% | 0 | 1 | 22.41% | 0% | 0 | 0.014437 | 0.014437 | 1.9281 | 0.73914 | Low | Low | Low
SNEATH LANE 110715341 | 965 |  |  |  |  | SNEATH LANE 110715341 | SNEATH LANE 1107 | PENINSULA | 0.71839 | 10 | 29.45% | 0 | 0 | 55.75% | 0% | 0 | 0.010414 | 0.010414 | 3.5461 | 0.73852 | Low | Low | High
FRUITLAND 1141CB | 966 |  |  |  |  | FRUITLAND 1141CB | FRUITLAND 1141 | HUMBOLDT | 3.1926 | 94.3084 | 31.06% | 2 | 0 | 100% | 0% | 0 | 0.03355 | 0.03355 | 0.81784 | 0.72859 | Medium | Medium | Low
SAN RAMON 2107MR284 | 967 |  |  |  |  | SAN RAMON 2107MR284 | SAN RAMON 2107 | MISSION | 13.084 | 58.0067 | 71.73% | 0 | 4 | 87.08% | 97.71% | 0 | 0.20548 | 0.20548 | 3.5403 | 0.72747 | High | High | High
WYANDOTTE 11091040 | 968 |  |  |  |  | WYANDOTTE 11091040 | WYANDOTTE 1109 | NORTH VALLEY | 0.63854 | 10 | 53.93% | 1 | 0 | 10.55% | 0% | 0 | 0.0082291 | 0.0082291 | 4.416 | 0.72671 | Low | Low | High
LAKEVILLE 1102280 | 969 |  |  |  |  | LAKEVILLE 1102280 | LAKEVILLE 1102 | SONOMA | 2.0715 | 72.9124 | 15.25% | 0 | 2 | 23.31% | 0% | 0 | 0.010728 | 0.010728 | 2.5448 | 0.72494 | Low | Low | Medium
ALTO 1125902 | 970 |  |  |  |  | ALTO 1125902 | ALTO 1125 | NORTH BAY | 12.0705 | 57.5388 | 0.5919% | 9 | 8 | 100% | 85.9% | 1 | 0.21954 | 0.21954 | 3.287 | 0.72162 | High | High | High
PINECREST 04011818 | 971 |  |  |  |  | PINECREST 04011818 | PINECREST 0401 | YOSEMITE | 1.9342 | 47.9328 | 100% | 2 | 2 | 61.15% | 48.76% | 0 | 0.057579 | 0.057579 | 0.83639 | 0.72 | Medium | Medium | Low
WILDWOOD 1101CB | 972 |  |  |  |  | WILDWOOD 1101CB | WILDWOOD 1101 | NORTH VALLEY | 0.055929 | 81.1882 | 100% | 0 | 0 | 100% | 0% | 0 | 0.045585 | 0.045585 | 1.052 | 0.71699 | Medium | Medium | Low
HARTLEY 1102524 | 973 |  |  |  |  | HARTLEY 1102524 | HARTLEY 1102 | HUMBOLDT | 1.3594 | 63.3777 | 100% | 0 | 1 | 30.18% | 0% | 0 | 0.020999 | 0.020999 | 2.2759 | 0.71449 | Low | Low | Medium
MIDDLETOWN 1102CB | 974 |  |  |  |  | MIDDLETOWN 1102CB | MIDDLETOWN 1102 | HUMBOLDT | 4.3813 | 57.1831 | 32.04% | 0 | 1 | 66.6% | 5.967% | 1 | 0.023754 | 0.023754 | 2.6792 | 0.71397 | Medium | Medium | Medium
BOLINAS 1101530 | 975 |  |  |  |  | BOLINAS 1101530 | BOLINAS 1101 | NORTH BAY | 10.9693 | 95.0787 | 44.47% | 2 | 3 | 100% | 100% | 1 | 0.19488 | 0.19488 | 3.6256 | 0.70654 | High | High | High
HALF MOON BAY 11038898 | 976 |  |  |  |  | HALF MOON BAY 11038898 | HALF MOON BAY 1103 | PENINSULA | 0.64191 | 18.722 | 22.54% | 0 | 1 | 100% | 0% | 0 | 0.016511 | 0.016511 | 2.8619 | 0.70648 | Low | Low | Medium
MOUNTAIN QUARRIES 2101 | 977 |  |  |  |  | MOUNTAIN QUARRIES 2101 | MOUNTAIN QUARRIES 2101 | SIERRA | 0.00097812 | 10 | 100% | 0 | 0 | 100% | 0% | 0 | 0.028512 | 0.028512 | 2.2083 | 0.70631 | Medium | Medium | Low
TEMPLETON 2111CB | 978 |  |  |  |  | TEMPLETON 2111CB | TEMPLETON 2111 | LOS PADRES | 1.8275 | 10 | 27.26% | 0 | 0 | 16.54% | 0% | 0 | 0.0079104 | 0.0079104 | 2.52 | 0.70419 | Low | Low | Medium
MOLINO 110251788 | 979 |  |  |  |  | MOLINO 110251788 | MOLINO 1102 | SONOMA | 5.6218 | 26.7859 | 66.33% | 10 | 1 | 38.47% | 5.373% | 0 | 0.021877 | 0.021877 | 2.8624 | 0.70251 | Medium | Medium | Medium
OCEANO 110391240 | 980 |  |  |  |  | OCEANO 110391240 | OCEANO 1103 | LOS PADRES | 0.011387 | 10 | 0% | 0 | 0 | 100% | 0% | 0 | 0.014483 | 0.014483 | 3.2429 | 0.7022 | Low | Low | High
KESWICK 110148480 | 981 |  |  |  |  | KESWICK 110148480 | KESWICK 1101 | NORTH VALLEY | 10.8916 | 45.1063 | 95.79% | 1 | 7 | 100% | 100% | 0 | 0.2199 | 0.2199 | 3.1927 | 0.70206 | High | High | High
CALISTOGA 1102634 | 982 |  |  |  |  | CALISTOGA 1102634 | CALISTOGA 1102 | NORTH BAY | 11.7799 | 49.1315 | 63.48% | 13 | 6 | 61.37% | 93.22% | 1 | 0.23196 | 0.23196 | 3.0202 | 0.70058 | High | High | Medium
SAN LUIS OBISPO 1101CB | 983 |  |  |  |  | SAN LUIS OBISPO 1101CB | SAN LUIS OBISPO 1101 | LOS PADRES | 6.447 | 57.4459 | 18.1% | 1 | 2 | 37.74% | 0% | 0 | 0.01156 | 0.01156 | 3.0286 | 0.70017 | Low | Low | Medium
BRUNSWICK 110750008 | 984 |  |  |  |  | BRUNSWICK 110750008 | BRUNSWICK 1107 | SIERRA | 3.5553 | 10 | 37.92% | 1 | 5 | 44.72% | 0% | 0 | 0.01283 | 0.01283 | 3.6273 | 0.69578 | Low | Low | High
CASTRO VALLEY 1108MR273 | 985 |  |  |  |  | CASTRO VALLEY 1108MR273 | CASTRO VALLEY 1108 | MISSION | 0.47624 | 26.7875 | 0% | 0 | 0 | 65.66% | 0% | 0 | 0.01155 | 0.01155 | 4.003 | 0.69126 | Low | Low | High
CURTIS 17039180 | 986 |  |  |  |  | CURTIS 17039180 | CURTIS 1703 | YOSEMITE | 56.1725 | 23.1853 | 91.13% | 4 | 41 | 100% | 0% | 0 | 0.26987 | 0.26987 | 2.515 | 0.67872 | High | High | Medium
CAYETANO 21099504 | 987 |  |  |  |  | CAYETANO 21099504 | CAYETANO 2109 | MISSION | 14.1558 | 53.8418 | 95.53% | 0 | 2 | 97.78% | 75.62% | 1 | 0.20657 | 0.20657 | 3.2662 | 0.67468 | High | High | High
CLARK ROAD 110290548 | 988 |  |  |  |  | CLARK ROAD 110290548 | CLARK ROAD 1102 | NORTH VALLEY | 18.3619 | 41.0434 | 98.73% | 0 | 11 | 100% | 100% | 0 | 0.25625 | 0.25625 | 2.6272 | 0.67323 | High | High | Medium
SAN RAMON 2119CB | 989 |  |  |  |  | SAN RAMON 2119CB | SAN RAMON 2119 | MISSION | 0.46097 | 10 | 0% | 0 | 2 | 29.99% | 0% | 0 | 0.0066042 | 0.0066042 | 3.8288 | 0.67144 | Low | Low | High
UPPER LAKE 1101452 | 990 |  |  |  |  | UPPER LAKE 1101452 | UPPER LAKE 1101 | HUMBOLDT | 1.5567 | 30.5905 | 77.99% | 1 | 7 | 7.943% | 0% | 0 | 0.019247 | 0.019247 | 1.7433 | 0.67099 | Low | Low | Low
NARROWS 21021252 | 991 |  |  |  |  | NARROWS 21021252 | NARROWS 2102 | SIERRA | 0.0028409 | 10 | 0% | 0 | 0 | 100% | 0% | 0 | 0.012695 | 0.012695 | 2.6386 | 0.66989 | Low | Low | Medium
POINT MORETTI 110136514 | 992 |  | 31280506 | 1.86 |  | POINT MORETTI 110136514 | POINT MORETTI 1101 | CENTRAL COAST | 6.8197 | 17.0171 | 90.44% | 21 | 1 | 100% | 87.46% | 0 | 0.19239 | 0.19239 | 3.4814 | 0.66979 | High | High | High
COARSEGOLD 210410400 | 993 |  |  |  |  | COARSEGOLD 210410400 | COARSEGOLD 2104 | YOSEMITE | 42.0443 | 18.5406 | 94.25% | 4 | 95 | 94% | 0% | 0 | 0.26956 | 0.26956 | 2.4779 | 0.66794 | High | High | Medium
ROB ROY 210410298 | 994 |  |  |  |  | ROB ROY 210410298 | ROB ROY 2104 | CENTRAL COAST | 11.1938 | 57.3937 | 79.09% | 34 | 2 | 83.3% | 78.37% | 0 | 0.2019 | 0.2019 | 3.3081 | 0.6679 | High | High | High
MORGAN HILL 2111XR398 | 995 |  |  |  |  | MORGAN HILL 2111XR398 | MORGAN HILL 2111 | SAN JOSE | 36.8919 | 62.4019 | 77.2% | 15 | 15 | 93.25% | 35.33% | 1 | 0.2433 | 0.2433 | 2.7433 | 0.66742 | High | High | Medium
BIG BASIN 110195690 | 996 |  |  |  |  | BIG BASIN 110195690 | BIG BASIN 1101 | CENTRAL COAST | 3.9003 | 22.8227 | 33.75% | 15 | 4 | 100% | 100% | 0 | 0.19661 | 0.19661 | 3.3684 | 0.66225 | High | High | High
CLOVERDALE 1102672 | 997 |  |  |  |  | CLOVERDALE 1102672 | CLOVERDALE 1102 | SONOMA | 22.2941 | 69.8865 | 97.84% | 1 | 12 | 98.19% | 94.9% | 0 | 0.3373 | 0.3373 | 1.9575 | 0.66027 | High | High | Low
CORRAL 1103CB | 998 |  |  |  |  | CORRAL 1103CB | CORRAL 1103 | STOCKTON | 5.566 | 15.4342 | 82.99% | 0 | 1 | 19.4% | 0% | 0 | 0.013588 | 0.013588 | 3.2433 | 0.65886 | Low | Low | High
SONOMA 11033052 | 999 |  |  |  |  | SONOMA 11033052 | SONOMA 1103 | SONOMA | 13.4991 | 28.4052 | 91.89% | 6 | 9 | 83.64% | 100% | 0 | 0.18717 | 0.18717 | 3.517 | 0.65829 | High | High | High
MORGAN HILL 2105CB | 1000 |  |  |  |  | MORGAN HILL 2105CB | MORGAN HILL 2105 | SAN JOSE | 0.38186 | 10 | 60.48% | 0 | 1 | 21.31% | 0% | 0 | 0.0097345 | 0.0097345 | 3.3616 | 0.65441 | Low | Low | High
KESWICK 11019712 | 1001 |  |  |  |  | KESWICK 11019712 | KESWICK 1101 | NORTH VALLEY | 18.8507 | 17.0815 | 97.11% | 2 | 13 | 100% | 100% | 0 | 0.26099 | 0.26099 | 2.4969 | 0.65166 | High | High | Medium
ROB ROY 2104CB | 1002 |  |  |  |  | ROB ROY 2104CB | ROB ROY 2104 | CENTRAL COAST | 14.3247 | 30.9167 | 85.32% | 22 | 10 | 100% | 61.11% | 0 | 0.20721 | 0.20721 | 3.1441 | 0.6515 | High | High | High
SANTA YNEZ 1104Y30 | 1003 |  |  |  |  | SANTA YNEZ 1104Y30 | SANTA YNEZ 1104 | LOS PADRES | 0.89443 | 34.2503 | 70.68% | 0 | 2 | 6.535% | 0% | 0 | 0.010995 | 0.010995 | 2.9545 | 0.64959 | Low | Low | Medium
LAS GALLINAS A 1105532 | 1004 |  |  |  |  | LAS GALLINAS A 1105532 | LAS GALLINAS A 1105 | NORTH BAY | 3.6841 | 80.5371 | 66.72% | 3 | 5 | 83.44% | 94.05% | 0 | 0.19645 | 0.19645 | 3.3042 | 0.64912 | High | High | High
DEL MONTE 21042760 | 1005 |  |  |  |  | DEL MONTE 21042760 | DEL MONTE 2104 | CENTRAL COAST | 2.7139 | 31.1425 | 17.74% | 0 | 3 | 100% | 0% | 0 | 0.023371 | 0.023371 | 2.4707 | 0.64778 | Medium | Medium | Medium
OAKHURST 110377384 | 1006 |  |  |  |  | OAKHURST 110377384 | OAKHURST 1103 | YOSEMITE | 4.7334 | 12.9583 | 82.83% | 5 | 23 | 100% | 100% | 0 | 0.25524 | 0.25524 | 2.5373 | 0.64761 | High | High | Medium
WOODACRE 1102CB | 1007 |  |  |  |  | WOODACRE 1102CB | WOODACRE 1102 | NORTH BAY | 12.3335 | 47.7292 | 17.58% | 11 | 6 | 98.44% | 71.03% | 1 | 0.14985 | 0.14985 | 4.2881 | 0.64256 | High | High | High
HORSESHOE 1101CB | 1008 |  |  |  |  | HORSESHOE 1101CB | HORSESHOE 1101 | SIERRA | 1.5163 | 10 | 43.57% | 1 | 0 | 28.38% | 0% | 0 | 0.010302 | 0.010302 | 4.1553 | 0.63998 | Low | Low | High
SAN JOAQUIN #2 1103CB | 1009 |  |  |  |  | SAN JOAQUIN #2 1103CB | SAN JOAQUIN #2 1103 | YOSEMITE | 67.7251 | 13.3684 | 94.77% | 0 | 65 | 100% | 13.79% | 0 | 0.44439 | 0.44439 | 1.4392 | 0.63957 | High | High | Low
COARSEGOLD 210210040 | 1010 |  |  |  |  | COARSEGOLD 210210040 | COARSEGOLD 2102 | YOSEMITE | 17.3327 | 15.2245 | 73.22% | 8 | 45 | 100% | 100% | 0 | 0.31716 | 0.31716 | 2.0156 | 0.63929 | High | High | Low
FULTON 11024994 | 1011 |  |  |  |  | FULTON 11024994 | FULTON 1102 | SONOMA | 1.7055 | 60.2868 | 44.56% | 0 | 1 | 40.25% | 0% | 0 | 0.014488 | 0.014488 | 2.9503 | 0.63906 | Low | Low | Medium
BIG BASIN 11015028 | 1012 |  | 35052732 | 7.4 |  | BIG BASIN 11015028 | BIG BASIN 1101 | CENTRAL COAST | 4.9702 | 16.4741 | 66.18% | 6 | 3 | 100% | 100% | 0 | 0.1889 | 0.1889 | 3.3403 | 0.63099 | High | High | High
MIWUK 170247143 | 1013 |  |  |  |  | MIWUK 170247143 | MIWUK 1702 | YOSEMITE | 4.8917 | 41.2668 | 100% | 1 | 8 | 100% | 79.87% | 0 | 0.13801 | 0.13801 | 4.5597 | 0.62928 | High | High | High
SAN RAFAEL 1101310 | 1014 |  |  |  |  | SAN RAFAEL 1101310 | SAN RAFAEL 1101 | NORTH BAY | 1.3967 | 10 | 2.818% | 0 | 0 | 39.65% | 0% | 0 | 0.0071371 | 0.0071371 | 4.4071 | 0.62902 | Low | Low | High
WISE 1102 | 1015 |  |  |  |  | WISE 1102 | WISE 1102 | SIERRA | 0.065469 | 10 | 100% | 0 | 0 | 100% | 0% | 0 | 0.028512 | 0.028512 | 1.9642 | 0.62826 | Medium | Medium | Low
PENRYN 1103660 | 1016 |  |  |  |  | PENRYN 1103660 | PENRYN 1103 | SIERRA | 10.4724 | 10.4096 | 69.5% | 2 | 4 | 53.75% | 0% | 0 | 0.018041 | 0.018041 | 2.329 | 0.62817 | Low | Low | Medium
MIDDLETOWN 1102878 | 1017 |  |  |  |  | MIDDLETOWN 1102878 | MIDDLETOWN 1102 | HUMBOLDT | 0.98449 | 64.5076 | 97.38% | 0 | 3 | 16.45% | 0% | 0 | 0.018862 | 0.018862 | 2.9665 | 0.6277 | Low | Low | Medium
MIWUK 170153038 | 1018 |  |  |  |  | MIWUK 170153038 | MIWUK 1701 | YOSEMITE | 6.638 | 67.6188 | 100% | 3 | 9 | 100% | 100% | 0 | 0.26716 | 0.26716 | 2.3412 | 0.62548 | High | High | Medium
TEMPLETON 2110901690 | 1019 |  |  |  |  | TEMPLETON 2110901690 | TEMPLETON 2110 | LOS PADRES | 36.531 | 44.497 | 99.02% | 7 | 6 | 93.11% | 83.54% | 1 | 0.29843 | 0.29843 | 2.0943 | 0.625 | High | High | Low
RED BLUFF 11051564 | 1020 |  |  |  |  | RED BLUFF 11051564 | RED BLUFF 1105 | NORTH VALLEY | 1.279 | 15.2296 | 100% | 0 | 0 | 12.04% | 0% | 0 | 0.012441 | 0.012441 | 1.4214 | 0.62469 | Low | Low | Low
SUNOL 1101MR196 | 1021 |  |  |  |  | SUNOL 1101MR196 | SUNOL 1101 | MISSION | 2.4505 | 75.1937 | 26.76% | 0 | 1 | 18.84% | 0% | 0 | 0.011214 | 0.011214 | 1.5737 | 0.6234 | Low | Low | Low
DUNBAR 11033127 | 1022 |  |  |  |  | DUNBAR 11033127 | DUNBAR 1103 | SONOMA | 8.8393 | 48.2541 | 93.29% | 0 | 4 | 91.69% | 100% | 0 | 0.19391 | 0.19391 | 3.2038 | 0.62125 | High | High | High
CENTERVILLE 11012448 | 1023 |  |  |  |  | CENTERVILLE 11012448 | CENTERVILLE 1101 | NORTH VALLEY | 24.8271 | 10 | 80.77% | 5 | 8 | 100% | 95.09% | 1 | 0.182 | 0.182 | 3.4115 | 0.62089 | High | High | High
MORAGA 1102CB | 1024 | 2019 | 35103065 | 0.83 |  | MORAGA 1102CB | MORAGA 1102 | DIABLO | 3.3475 | 12.7577 | 17.22% | 0 | 6 | 36.14% | 35.27% | 0 | 0.015794 | 0.015794 | 3.4911 | 0.61857 | Low | Low | High
CAMP EVERS 2105CB | 1025 |  |  |  |  | CAMP EVERS 2105CB | CAMP EVERS 2105 | CENTRAL COAST | 8.5381 | 22.2654 | 52.34% | 18 | 3 | 83.09% | 96.05% | 0 | 0.14927 | 0.14927 | 4.1373 | 0.61755 | High | High | High
SONOMA 1105138 | 1026 |  |  |  |  | SONOMA 1105138 | SONOMA 1105 | SONOMA | 0.57477 | 60.5779 | 43.92% | 0 | 0 | 3.3% | 0% | 0 | 0.0098109 | 0.0098109 | 3.1352 | 0.61511 | Low | Low | High
SAN RAMON 2101CB | 1027 |  |  |  |  | SAN RAMON 2101CB | SAN RAMON 2101 | MISSION | 0.57317 | 10 | 0% | 0 | 0 | 53.42% | 0% | 0 | 0.0079978 | 0.0079978 | 3.8395 | 0.61409 | Low | Low | High
MARTELL 110292172 | 1028 |  |  |  |  | MARTELL 110292172 | MARTELL 1102 | STOCKTON | 1.6199 | 10 | 31.25% | 0 | 0 | 49.18% | 0% | 0 | 0.0099007 | 0.0099007 | 3.0995 | 0.61369 | Low | Low | High
SANTA ROSA A 1104210 | 1029 |  |  |  |  | SANTA ROSA A 1104210 | SANTA ROSA A 1104 | SONOMA | 6.8749 | 10 | 33.39% | 9 | 10 | 88.77% | 100% | 0 | 0.17303 | 0.17303 | 3.5409 | 0.61267 | High | High | High
SHINGLE SPRINGS 2105CB | 1030 |  |  |  |  | SHINGLE SPRINGS 2105CB | SHINGLE SPRINGS 2105 | SIERRA | 19.4761 | 21.3342 | 76.42% | 1 | 7 | 100% | 96.24% | 0 | 0.20055 | 0.20055 | 3.0516 | 0.612 | High | High | Medium
HOPLAND 110180620 | 1031 |  |  |  |  | HOPLAND 110180620 | HOPLAND 1101 | HUMBOLDT | 0.61898 | 10 | 82.97% | 0 | 0 | 11.01% | 0% | 0 | 0.010345 | 0.010345 | 1.672 | 0.61103 | Low | Low | Low
IGNACIO 11011264 | 1032 |  |  |  |  | IGNACIO 11011264 | IGNACIO 1101 | NORTH BAY | 1.5242 | 13.9644 | 55.83% | 0 | 4 | 38.01% | 4.721% | 0 | 0.016971 | 0.016971 | 3.1948 | 0.60822 | Low | Low | High
OAKHURST 11035480 | 1033 |  |  |  |  | OAKHURST 11035480 | OAKHURST 1103 | YOSEMITE | 17.1484 | 38.4474 | 78.11% | 4 | 31 | 100% | 97.69% | 0 | 0.33517 | 0.33517 | 1.8045 | 0.6048 | High | High | Low
MARIPOSA 210237288 | 1034 |  |  |  |  | MARIPOSA 210237288 | MARIPOSA 2102 | YOSEMITE | 85.1145 | 35.7142 | 99.54% | 6 | 74 | 100% | 7.812% | 0 | 0.40262 | 0.40262 | 1.5019 | 0.60469 | High | High | Low
PERRY 1101V88 | 1035 |  |  |  |  | PERRY 1101V88 | PERRY 1101 | LOS PADRES | 1.2286 | 10 | 3.935% | 0 | 0 | 39.45% | 0% | 0 | 0.0071884 | 0.0071884 | 3.1534 | 0.6019 | Low | Low | High
CALISTOGA 1101890 | 1036 |  |  |  |  | CALISTOGA 1101890 | CALISTOGA 1101 | NORTH BAY | 22.5646 | 51.954 | 60.75% | 7 | 3 | 89.13% | 61.5% | 0 | 0.25974 | 0.25974 | 2.3028 | 0.59812 | High | High | Medium
CALISTOGA 110135588 | 1037 |  |  |  |  | CALISTOGA 110135588 | CALISTOGA 1101 | NORTH BAY | 3.0755 | 87.0174 | 100% | 0 | 0 | 100% | 100% | 0 | 0.24881 | 0.24881 | 2.3966 | 0.59629 | High | High | Medium
PARADISE 110445674 | 1038 |  |  |  |  | PARADISE 110445674 | PARADISE 1104 | NORTH VALLEY | 5.0463 | 10.402 | 42.33% | 2 | 14 | 100% | 100% | 0 | 0.16095 | 0.16095 | 3.7001 | 0.59555 | High | High | High
LLAGAS 2101XR244 | 1039 |  |  |  |  | LLAGAS 2101XR244 | LLAGAS 2101 | SAN JOSE | 0.29573 | 10 | 100% | 0 | 1 | 2.088% | 0% | 0 | 0.01111 | 0.01111 | 2.6701 | 0.59322 | Low | Low | Medium
SAN MIGUEL 1105CB | 1040 |  |  |  |  | SAN MIGUEL 1105CB | SAN MIGUEL 1105 | LOS PADRES | 0.96596 | 53.2217 | 100% | 0 | 0 | 9.014% | 0% | 0 | 0.015601 | 0.015601 | 1.882 | 0.58717 | Low | Low | Low
SAN LUIS OBISPO 1104V46 | 1041 |  |  |  |  | SAN LUIS OBISPO 1104V46 | SAN LUIS OBISPO 1104 | LOS PADRES | 18.1965 | 66.1378 | 91.34% | 1 | 13 | 87.31% | 73.08% | 1 | 0.28268 | 0.28268 | 2.0672 | 0.58435 | High | High | Low
DEL MONTE 21029060 | 1042 |  |  |  |  | DEL MONTE 21029060 | DEL MONTE 2102 | CENTRAL COAST | 0.0023123 | 10 | 0% | 0 | 0 | 0.0258% | 0% | 0 | 0.0046992 | 0.0046992 | 4.6351 | 0.57837 | Low | Low | High
CAMP EVERS 210610718 | 1043 |  |  |  |  | CAMP EVERS 210610718 | CAMP EVERS 2106 | CENTRAL COAST | 8.4743 | 22.3341 | 66.06% | 7 | 3 | 100% | 100% | 0 | 0.17677 | 0.17677 | 3.2715 | 0.57831 | High | High | High
PAUL SWEET 21065178 | 1044 |  |  |  |  | PAUL SWEET 21065178 | PAUL SWEET 2106 | CENTRAL COAST | 7.3151 | 10 | 46.38% | 7 | 0 | 100% | 100% | 0 | 0.17066 | 0.17066 | 3.3829 | 0.57733 | High | High | High
KESWICK 11011590 | 1045 |  |  |  |  | KESWICK 11011590 | KESWICK 1101 | NORTH VALLEY | 6.51 | 47.89 | 75.62% | 0 | 1 | 100% | 100% | 0 | 0.15625 | 0.15625 | 3.693 | 0.57701 | High | High | High
SANTA MARIA 1108M18 | 1046 |  |  |  |  | SANTA MARIA 1108M18 | SANTA MARIA 1108 | LOS PADRES | 14.6945 | 77.5423 | 92.38% | 1 | 8 | 82.48% | 56.56% | 1 | 0.21976 | 0.21976 | 2.6052 | 0.57252 | High | High | Medium
NORTH DUBLIN 2103 | 1047 |  |  |  |  | NORTH DUBLIN 2103 | NORTH DUBLIN 2103 | MISSION | 0.0011266 | 10 | 0% | 0 | 0 | 100% | 0% | 0 | 0.012695 | 0.012695 | 4.0077 | 0.57078 | Low | Low | High
PENRYN 1103CB | 1048 |  |  |  |  | PENRYN 1103CB | PENRYN 1103 | SIERRA | 2.2673 | 10 | 57.81% | 1 | 1 | 71.12% | 0% | 0 | 0.015799 | 0.015799 | 2.4019 | 0.56734 | Low | Low | Medium
BRUNSWICK 11062416 | 1049 |  | ECOP | 2.26 |  | BRUNSWICK 11062416 | BRUNSWICK 1106 | SIERRA | 28.6672 | 22.1211 | 86.48% | 10 | 9 | 92.26% | 60.33% | 1 | 0.19856 | 0.19856 | 2.8411 | 0.56415 | High | High | Medium
SAN BENITO 210136912 | 1050 |  |  |  |  | SAN BENITO 210136912 | SAN BENITO 2101 | CENTRAL COAST | 2.942 | 68.099 | 74.6% | 0 | 1 | 23.25% | 0% | 0 | 0.016483 | 0.016483 | 2.2757 | 0.5608 | Low | Low | Medium
WOODWARD 2108688294 | 1051 |  |  |  |  | WOODWARD 2108688294 | WOODWARD 2108 | FRESNO | 0.015135 | 10 | 0% | 0 | 0 | 100% | 0% | 0 | 0.012695 | 0.012695 | 1.6587 | 0.55916 | Low | Low | Low
BRUNSWICK 11103907 | 1052 |  |  |  |  | BRUNSWICK 11103907 | BRUNSWICK 1110 | SIERRA | 0.89347 | 10 | 0% | 2 | 0 | 100% | 0% | 0 | 0.013031 | 0.013031 | 2.8579 | 0.55681 | Low | Low | Medium
SARATOGA 1107LC12 | 1053 |  |  |  |  | SARATOGA 1107LC12 | SARATOGA 1107 | DE ANZA | 7.3147 | 36.5682 | 63.55% | 4 | 7 | 100% | 57.8% | 0 | 0.15388 | 0.15388 | 3.6179 | 0.55673 | High | High | High
OAKLAND X 1104 | 1054 |  |  |  |  | OAKLAND X 1104 | OAKLAND X 1104 | EAST BAY | 0.11526 | 10 | 100% | 0 | 0 | 100% | 100% | 0 | 0.13022 | 0.13022 | 4.2748 | 0.55668 | High | High | High
CAMP EVERS 21055146 | 1055 |  |  |  |  | CAMP EVERS 21055146 | CAMP EVERS 2105 | CENTRAL COAST | 6.0305 | 10 | 32.63% | 11 | 6 | 100% | 100% | 0 | 0.14397 | 0.14397 | 3.8493 | 0.55419 | High | High | High
CURTIS 17028000 | 1056 |  |  |  |  | CURTIS 17028000 | CURTIS 1702 | YOSEMITE | 14.3249 | 17.4723 | 99.98% | 1 | 11 | 100% | 50.67% | 0 | 0.14933 | 0.14933 | 3.7034 | 0.55303 | High | High | High
PENRYN 1107CB | 1057 |  |  |  |  | PENRYN 1107CB | PENRYN 1107 | SIERRA | 5.4827 | 14.0733 | 57.47% | 3 | 1 | 34.07% | 0% | 0 | 0.01315 | 0.01315 | 2.8102 | 0.55251 | Low | Low | Medium
FRUITLAND 11418746 | 1058 |  |  |  |  | FRUITLAND 11418746 | FRUITLAND 1141 | HUMBOLDT | 0.40721 | 85 | 7.434% | 0 | 0 | 50.57% | 0% | 0 | 0.013725 | 0.013725 | 0.84229 | 0.55071 | Low | Low | Low
PAUL SWEET 2106428102 | 1059 |  |  |  |  | PAUL SWEET 2106428102 | PAUL SWEET 2106 | CENTRAL COAST | 11.5695 | 14.0231 | 80.02% | 8 | 3 | 89.09% | 75.97% | 1 | 0.13775 | 0.13775 | 3.9916 | 0.54983 | High | High | High
VIEJO 22029112 | 1060 |  |  |  |  | VIEJO 22029112 | VIEJO 2202 | CENTRAL COAST | 0.78302 | 10 | 22.17% | 1 | 0 | 23.74% | 0% | 0 | 0.008258 | 0.008258 | 4.4379 | 0.54792 | Low | Low | High
LLAGAS 2101XR584 | 1061 |  |  |  |  | LLAGAS 2101XR584 | LLAGAS 2101 | SAN JOSE | 1.1341 | 38.093 | 49.38% | 0 | 3 | 12.45% | 0% | 0 | 0.010267 | 0.010267 | 2.6623 | 0.54662 | Low | Low | Medium
BOLINAS 1101806 | 1062 |  |  |  |  | BOLINAS 1101806 | BOLINAS 1101 | NORTH BAY | 3.0453 | 88.6877 | 5.762% | 0 | 3 | 100% | 100% | 0 | 0.14085 | 0.14085 | 3.8778 | 0.54618 | High | High | High
CLAYTON 2212CB | 1063 |  |  |  |  | CLAYTON 2212CB | CLAYTON 2212 | DIABLO | 1.3959 | 28.1061 | 22.31% | 0 | 2 | 11% | 15.16% | 0 | 0.01235 | 0.01235 | 3.9394 | 0.5458 | Low | Low | High
PLACER 1102CB | 1064 |  |  |  |  | PLACER 1102CB | PLACER 1102 | SIERRA | 2.1407 | 10 | 18.98% | 0 | 1 | 100% | 0% | 0 | 0.015126 | 0.015126 | 3.2057 | 0.54396 | Low | Low | High
PLACERVILLE 21069712 | 1065 |  | ECOP | 10.18 |  | PLACERVILLE 21069712 | PLACERVILLE 2106 | SIERRA | 24.7737 | 54.0303 | 80.14% | 10 | 4 | 100% | 89.29% | 1 | 0.25885 | 0.25885 | 2.0967 | 0.54273 | High | High | Low
SILVERADO 2104708 | 1066 |  |  |  |  | SILVERADO 2104708 | SILVERADO 2104 | NORTH BAY | 4.377 | 40.803 | 65.23% | 1 | 8 | 88.72% | 99% | 0 | 0.16025 | 0.16025 | 3.379 | 0.5415 | High | High | High
PLACERVILLE 210611132 | 1067 |  |  |  |  | PLACERVILLE 210611132 | PLACERVILLE 2106 | SIERRA | 43.1899 | 37.6905 | 78.66% | 11 | 29 | 100% | 66.95% | 0 | 0.3241 | 0.3241 | 1.6694 | 0.54105 | High | High | Low
PENRYN 11072704 | 1068 |  |  |  |  | PENRYN 11072704 | PENRYN 1107 | SIERRA | 1.9532 | 10 | 45.97% | 0 | 0 | 34.19% | 0% | 0 | 0.010983 | 0.010983 | 3.2851 | 0.53943 | Low | Low | High
GUALALA 11121294 | 1069 |  |  |  |  | GUALALA 11121294 | GUALALA 1112 | HUMBOLDT | 19.9398 | 39.726 | 11.78% | 10 | 62 | 100% | 0% | 0 | 0.24042 | 0.24042 | 2.2212 | 0.53402 | High | High | Low
PUEBLO 1105716 | 1070 |  |  |  |  | PUEBLO 1105716 | PUEBLO 1105 | NORTH BAY | 2.9378 | 34.7126 | 67.65% | 0 | 0 | 14.86% | 0% | 0 | 0.01121 | 0.01121 | 3.18 | 0.53295 | Low | Low | High
COTATI 11055156 | 1071 |  |  |  |  | COTATI 11055156 | COTATI 1105 | SONOMA | 3.6981 | 31.1041 | 18.22% | 1 | 1 | 37.15% | 0% | 0 | 0.012279 | 0.012279 | 2.8955 | 0.53156 | Low | Low | Medium
HARTLEY 1101658 | 1072 |  |  |  |  | HARTLEY 1101658 | HARTLEY 1101 | HUMBOLDT | 2.7971 | 52.1185 | 100% | 0 | 1 | 20.57% | 0% | 0 | 0.020197 | 0.020197 | 2.3275 | 0.52735 | Low | Low | Medium
WYANDOTTE 1109CB | 1073 |  |  |  |  | WYANDOTTE 1109CB | WYANDOTTE 1109 | NORTH VALLEY | 2.5841 | 10 | 31.89% | 0 | 1 | 27.38% | 0% | 0 | 0.0081836 | 0.0081836 | 4.3025 | 0.52641 | Low | Low | High
SEACLIFF 0401CB | 1074 |  |  |  |  | SEACLIFF 0401CB | SEACLIFF 0401 | CENTRAL COAST | 5.8801 | 16.5923 | 59.63% | 6 | 2 | 97.46% | 83.75% | 0 | 0.13923 | 0.13923 | 3.7795 | 0.52621 | High | High | High
SAN RAFAEL 11071276 | 1075 |  |  |  |  | SAN RAFAEL 11071276 | SAN RAFAEL 1107 | NORTH BAY | 3.842 | 10 | 17.39% | 6 | 6 | 100% | 100% | 0 | 0.12189 | 0.12189 | 4.3125 | 0.52565 | High | High | High
STAFFORD 110233692 | 1076 |  |  |  |  | STAFFORD 110233692 | STAFFORD 1102 | NORTH BAY | 0.31495 | 10 | 16.33% | 0 | 0 | 14.09% | 0% | 0 | 0.0061817 | 0.0061817 | 3.2 | 0.52527 | Low | Low | High
APPLE HILL 21029722 | 1077 |  |  |  |  | APPLE HILL 21029722 | APPLE HILL 2102 | SIERRA | 38.3357 | 63.3481 | 100% | 10 | 4 | 100% | 82.49% | 1 | 0.36946 | 0.36946 | 1.4151 | 0.52281 | High | High | Low
EMERALD LAKE 0401CB | 1078 |  |  |  |  | EMERALD LAKE 0401CB | EMERALD LAKE 0401 | PENINSULA | 15.5314 | 21.1198 | 27.73% | 5 | 20 | 73.41% | 27.29% | 1 | 0.11416 | 0.11416 | 4.5679 | 0.52148 | High | High | High
CAMP EVERS 21055232 | 1079 |  | 35052734 | 7.5 |  | CAMP EVERS 21055232 | CAMP EVERS 2105 | CENTRAL COAST | 4.5381 | 18.453 | 49.44% | 6 | 6 | 100% | 100% | 0 | 0.14357 | 0.14357 | 3.6265 | 0.52068 | High | High | High
COARSEGOLD 210210050 | 1080 |  |  |  |  | COARSEGOLD 210210050 | COARSEGOLD 2102 | YOSEMITE | 7.18 | 18.0295 | 97.64% | 2 | 12 | 100% | 100% | 0 | 0.25905 | 0.25905 | 2.0066 | 0.51979 | High | High | Low
WEST POINT 11021341 | 1081 |  |  |  |  | WEST POINT 11021341 | WEST POINT 1102 | STOCKTON | 10.0456 | 74.4483 | 100% | 1 | 5 | 100% | 100% | 0 | 0.33803 | 0.33803 | 1.5377 | 0.51978 | High | High | Low
COTATI 110475972 | 1082 |  |  |  |  | COTATI 110475972 | COTATI 1104 | SONOMA | 2.7371 | 10 | 35.68% | 0 | 3 | 41.48% | 0% | 0 | 0.015037 | 0.015037 | 3.0719 | 0.51821 | Low | Low | Medium
ATASCADERO 1103A88 | 1083 |  |  |  |  | ATASCADERO 1103A88 | ATASCADERO 1103 | LOS PADRES | 0.25306 | 10 | 42.36% | 0 | 0 | 9.428% | 0% | 0 | 0.0073051 | 0.0073051 | 2.6184 | 0.50791 | Low | Low | Medium
SAN LUIS OBISPO 1107V60 | 1084 |  |  |  |  | SAN LUIS OBISPO 1107V60 | SAN LUIS OBISPO 1107 | LOS PADRES | 16.0455 | 59.2942 | 63.57% | 4 | 4 | 100% | 91.12% | 0 | 0.23106 | 0.23106 | 2.1951 | 0.5072 | High | High | Low
COTTONWOOD 11011510 | 1085 |  |  |  |  | COTTONWOOD 11011510 | COTTONWOOD 1101 | NORTH VALLEY | 0.7279 | 10 | 33.06% | 0 | 0 | 21.95% | 0% | 0 | 0.0076675 | 0.0076675 | 1.8603 | 0.5039 | Low | Low | Low
WYANDOTTE 11031508 | 1086 |  |  |  |  | WYANDOTTE 11031508 | WYANDOTTE 1103 | NORTH VALLEY | 25.7036 | 27.6675 | 92.16% | 3 | 8 | 99.06% | 81.42% | 1 | 0.17558 | 0.17558 | 2.8465 | 0.49977 | High | High | Medium
MORGAN HILL 210542348 | 1087 |  |  |  |  | MORGAN HILL 210542348 | MORGAN HILL 2105 | SAN JOSE | 1.0024 | 17.5681 | 55.95% | 0 | 0 | 23.75% | 0% | 0 | 0.0099083 | 0.0099083 | 3.3198 | 0.49179 | Low | Low | High
BIG BASIN 1102CB | 1088 |  |  |  |  | BIG BASIN 1102CB | BIG BASIN 1102 | CENTRAL COAST | 6.2676 | 51.463 | 36.35% | 17 | 4 | 100% | 100% | 0 | 0.19295 | 0.19295 | 2.5476 | 0.49156 | High | High | Medium
CALISTOGA 110266730 | 1089 |  |  |  |  | CALISTOGA 110266730 | CALISTOGA 1102 | NORTH BAY | 1.1709 | 73.9432 | 93.25% | 0 | 0 | 100% | 100% | 0 | 0.17987 | 0.17987 | 2.7269 | 0.49048 | High | High | Medium
PARADISE 11032534 | 1090 |  |  |  |  | PARADISE 11032534 | PARADISE 1103 | NORTH VALLEY | 4.7177 | 10 | 61.75% | 3 | 6 | 100% | 100% | 0 | 0.12837 | 0.12837 | 3.8138 | 0.48959 | High | High | High
PLACERVILLE 21066512 | 1091 |  |  |  |  | PLACERVILLE 21066512 | PLACERVILLE 2106 | SIERRA | 20.9994 | 19.5513 | 83.24% | 2 | 9 | 100% | 100% | 0 | 0.25186 | 0.25186 | 1.9426 | 0.48926 | High | High | Low
OTTER 11017611 | 1092 | 2020 | 35060584 | 4.4 |  | OTTER 11017611 | OTTER 1101 | CENTRAL COAST | 4.3976 | 73.491 | 75.26% | 4 | 3 | 100% | 100% | 1 | 0.3205 | 0.3205 | 1.5238 | 0.48836 | High | High | Low
OAKLAND K 1104CR204 | 1093 |  |  |  |  | OAKLAND K 1104CR204 | OAKLAND K 1104 | EAST BAY | 3.7332 | 23.8088 | 27.59% | 6 | 1 | 100% | 100% | 0 | 0.11562 | 0.11562 | 4.1768 | 0.48293 | High | High | High
BIG BEND 1102CB | 1094 | 2019 | 35066745 | 1.73 |  | BIG BEND 1102CB | BIG BEND 1102 | NORTH VALLEY | 17.1238 | 77.0813 | 99.95% | 1 | 3 | 100% | 100% | 0 | 0.22606 | 0.22606 | 2.1303 | 0.48158 | High | High | Low
BIG BASIN 11025066 | 1095 |  |  |  |  | BIG BASIN 11025066 | BIG BASIN 1102 | CENTRAL COAST | 14.538 | 30.1342 | 55.77% | 35 | 1 | 100% | 92.59% | 1 | 0.20391 | 0.20391 | 2.3602 | 0.48127 | High | High | Medium
CALISTOGA 110189150 | 1096 |  |  |  |  | CALISTOGA 110189150 | CALISTOGA 1101 | NORTH BAY | 9.6361 | 72.7174 | 50.49% | 2 | 3 | 100% | 93.01% | 1 | 0.18208 | 0.18208 | 2.6306 | 0.47897 | High | High | Medium
HORSESHOE 11011682 | 1097 |  |  |  |  | HORSESHOE 11011682 | HORSESHOE 1101 | SIERRA | 1.1361 | 10 | 70.68% | 0 | 0 | 11.64% | 0% | 0 | 0.010746 | 0.010746 | 3.9722 | 0.47887 | Low | Low | High
PAUL SWEET 210411074 | 1098 |  |  |  |  | PAUL SWEET 210411074 | PAUL SWEET 2104 | CENTRAL COAST | 2.9891 | 10 | 96.78% | 2 | 0 | 97.58% | 100% | 0 | 0.12749 | 0.12749 | 3.7533 | 0.47849 | High | High | High
LOS GATOS 1106LA42 | 1099 |  |  |  |  | LOS GATOS 1106LA42 | LOS GATOS 1106 | DE ANZA | 2.7943 | 10 | 80.03% | 3 | 2 | 100% | 100% | 1 | 0.15252 | 0.15252 | 3.137 | 0.47846 | High | High | High
PINE GROVE 11013170 | 1100 |  |  |  |  | PINE GROVE 11013170 | PINE GROVE 1101 | STOCKTON | 40.3025 | 15.3788 | 88.67% | 12 | 21 | 100% | 0% | 0 | 0.18 | 0.18 | 2.6168 | 0.47101 | High | High | Medium
SAN JOAQUIN #3 1103CB | 1101 |  |  |  |  | SAN JOAQUIN #3 1103CB | SAN JOAQUIN #3 1103 | YOSEMITE | 28.2713 | 13.2744 | 82.63% | 4 | 63 | 100% | 35.67% | 0 | 0.37964 | 0.37964 | 1.2383 | 0.47011 | High | High | Low
SAN RAMON 2117CB | 1102 |  |  |  |  | SAN RAMON 2117CB | SAN RAMON 2117 | MISSION | 0.44721 | 10 | 0% | 0 | 0 | 26.74% | 0% | 0 | 0.0061326 | 0.0061326 | 3.8316 | 0.46991 | Low | Low | High
SAUSALITO 1101CB | 1103 |  |  |  |  | SAUSALITO 1101CB | SAUSALITO 1101 | NORTH BAY | 0.084384 | 10 | 39.07% | 0 | 0 | 1.452% | 0% | 0 | 0.0074993 | 0.0074993 | 3.1293 | 0.4693 | Low | Low | High
SILVERADO 210234959 | 1104 |  |  |  |  | SILVERADO 210234959 | SILVERADO 2102 | NORTH BAY | 24.7275 | 77.6516 | 100% | 5 | 11 | 91.78% | 69.47% | 1 | 0.34288 | 0.34288 | 1.3442 | 0.46089 | High | High | Low
MORGAN HILL 2105XR268 | 1105 |  |  |  |  | MORGAN HILL 2105XR268 | MORGAN HILL 2105 | SAN JOSE | 7.973 | 60.2912 | 70.21% | 1 | 2 | 100% | 100% | 0 | 0.14861 | 0.14861 | 3.0893 | 0.45909 | High | High | High
OTTER 1101CB | 1106 |  |  |  |  | OTTER 1101CB | OTTER 1101 | CENTRAL COAST | 6.5139 | 35.3423 | 0.6325% | 8 | 1 | 96.47% | 87.12% | 1 | 0.20943 | 0.20943 | 2.1919 | 0.45904 | High | High | Low
COARSEGOLD 21025380 | 1107 |  |  |  |  | COARSEGOLD 21025380 | COARSEGOLD 2102 | YOSEMITE | 14.1287 | 13.3143 | 99.57% | 3 | 25 | 100% | 100% | 0 | 0.23471 | 0.23471 | 1.9542 | 0.45867 | High | High | Low
GOLDTREE 1105CB | 1108 |  |  |  |  | GOLDTREE 1105CB | GOLDTREE 1105 | LOS PADRES | 7.0823 | 62.297 | 33.11% | 0 | 1 | 49.12% | 0% | 0 | 0.014604 | 0.014604 | 2.7587 | 0.45198 | Low | Low | Medium
RED BLUFF 110176020 | 1109 |  |  |  |  | RED BLUFF 110176020 | RED BLUFF 1101 | NORTH VALLEY | 8.959 | 16.3023 | 99.96% | 0 | 1 | 62.16% | 0% | 0 | 0.020958 | 0.020958 | 1.44 | 0.45121 | Low | Low | Low
CAMP EVERS 210637210 | 1110 |  |  |  |  | CAMP EVERS 210637210 | CAMP EVERS 2106 | CENTRAL COAST | 6.3592 | 23.8928 | 45.59% | 8 | 2 | 100% | 100% | 0 | 0.15389 | 0.15389 | 2.9227 | 0.44978 | High | High | Medium
SAN RAFAEL 11081262 | 1111 |  |  |  |  | SAN RAFAEL 11081262 | SAN RAFAEL 1108 | NORTH BAY | 4.0586 | 23.1286 | 14.29% | 3 | 8 | 91.28% | 100% | 0 | 0.094261 | 0.094261 | 4.7701 | 0.44963 | High | High | High
CENTERVILLE 1101 | 1112 |  |  |  |  | CENTERVILLE 1101 | CENTERVILLE 1101 | NORTH VALLEY | 0.0017292 | 10 | 100% | 0 | 0 | 100% | 100% | 0 | 0.13022 | 0.13022 | 3.4526 | 0.44961 | High | High | High
WILLITS 1103964 | 1113 |  |  |  |  | WILLITS 1103964 | WILLITS 1103 | HUMBOLDT | 2.7651 | 34.3373 | 95.61% | 0 | 1 | 51.42% | 0% | 0 | 0.02055 | 0.02055 | 1.9496 | 0.44946 | Low | Low | Low
SONOMA 1102118 | 1114 |  |  |  |  | SONOMA 1102118 | SONOMA 1102 | SONOMA | 5.4359 | 22.1228 | 81.08% | 2 | 7 | 71.73% | 100% | 0 | 0.11084 | 0.11084 | 4.0423 | 0.44806 | High | High | High
TASSAJARA 2113MR276 | 1115 |  |  |  |  | TASSAJARA 2113MR276 | TASSAJARA 2113 | DIABLO | 3.6023 | 62.8969 | 34.15% | 1 | 2 | 92.48% | 100% | 0 | 0.13782 | 0.13782 | 3.251 | 0.44804 | High | High | High
PLACERVILLE 210619552 | 1116 |  |  |  |  | PLACERVILLE 210619552 | PLACERVILLE 2106 | SIERRA | 21.1288 | 10.9472 | 81.54% | 2 | 6 | 100% | 88.4% | 1 | 0.17549 | 0.17549 | 2.5401 | 0.44577 | High | High | Medium
REDBUD 11022013 | 1117 |  |  |  |  | REDBUD 11022013 | REDBUD 1102 | HUMBOLDT | 0.11285 | 35.1068 | 100% | 0 | 0 | 2.449% | 0% | 0 | 0.01294 | 0.01294 | 3.0608 | 0.44433 | Low | Low | Medium
TASSAJARA 2112CB | 1118 |  |  |  |  | TASSAJARA 2112CB | TASSAJARA 2112 | DIABLO | 0.3541 | 10 | 9.426% | 1 | 0 | 26.89% | 0% | 0 | 0.0076765 | 0.0076765 | 3.8616 | 0.4432 | Low | Low | High
DEL MONTE 21043066 | 1119 |  |  |  |  | DEL MONTE 21043066 | DEL MONTE 2104 | CENTRAL COAST | 0.016196 | 10 | 0% | 0 | 0 | 100% | 0% | 0 | 0.012695 | 0.012695 | 3.1116 | 0.44316 | Low | Low | High
NEWBURG 11323425 | 1120 |  |  |  |  | NEWBURG 11323425 | NEWBURG 1132 | HUMBOLDT | 0.9717 | 21.9962 | 41.93% | 1 | 0 | 64.08% | 0% | 0 | 0.013757 | 0.013757 | 2.8658 | 0.44227 | Low | Low | Medium
BIG BASIN 110276752 | 1121 |  |  |  |  | BIG BASIN 110276752 | BIG BASIN 1102 | CENTRAL COAST | 2.6798 | 26.5426 | 60.49% | 5 | 8 | 100% | 100% | 0 | 0.1665 | 0.1665 | 2.6319 | 0.43821 | High | High | Medium
WILLOW CREEK 11014904 | 1122 |  |  |  |  | WILLOW CREEK 11014904 | WILLOW CREEK 1101 | HUMBOLDT | 18.7302 | 84.4323 | 100% | 25 | 5 | 100% | 99.66% | 0 | 0.33351 | 0.33351 | 1.3113 | 0.43732 | High | High | Low
PARADISE 11032488 | 1123 |  |  |  |  | PARADISE 11032488 | PARADISE 1103 | NORTH VALLEY | 3.2215 | 10 | 53.79% | 1 | 2 | 100% | 95.34% | 0 | 0.11569 | 0.11569 | 3.766 | 0.43568 | High | High | High
NARROWS 210248484 | 1124 |  |  |  |  | NARROWS 210248484 | NARROWS 2102 | SIERRA | 41.4937 | 26.7261 | 86.16% | 7 | 18 | 100% | 0% | 0 | 0.16958 | 0.16958 | 2.5572 | 0.43366 | High | High | Medium
MORAGA 1101CB | 1125 |  |  |  |  | MORAGA 1101CB | MORAGA 1101 | DIABLO | 6.145 | 55.6277 | 5.196% | 2 | 13 | 81.97% | 88.05% | 0 | 0.12886 | 0.12886 | 3.3628 | 0.43333 | High | High | High
VIEJO 22029118 | 1126 |  |  |  |  | VIEJO 22029118 | VIEJO 2202 | CENTRAL COAST | 0.57077 | 10 | 0.8969% | 1 | 0 | 19.02% | 0% | 0 | 0.0066199 | 0.0066199 | 4.29 | 0.42459 | Low | Low | High
MIDDLETOWN 1101612 | 1127 |  |  |  |  | MIDDLETOWN 1101612 | MIDDLETOWN 1101 | HUMBOLDT | 3.8703 | 82.8475 | 40.87% | 13 | 3 | 100% | 100% | 1 | 0.19998 | 0.19998 | 2.1199 | 0.42394 | High | High | Low
GIRVAN 11011636 | 1128 |  |  |  |  | GIRVAN 11011636 | GIRVAN 1101 | NORTH VALLEY | 16.6216 | 29.0593 | 66.7% | 0 | 3 | 90.3% | 84.26% | 1 | 0.19797 | 0.19797 | 2.1383 | 0.42331 | High | High | Low
TIVY VALLEY 110737522 | 1129 |  |  |  |  | TIVY VALLEY 110737522 | TIVY VALLEY 1107 | FRESNO | 0.51792 | 52.3595 | 87.8% | 0 | 0 | 16.67% | 0% | 0 | 0.017278 | 0.017278 | 2.1794 | 0.42243 | Low | Low | Low
REDBUD 11021212 | 1130 |  |  |  |  | REDBUD 11021212 | REDBUD 1102 | HUMBOLDT | 0.436 | 23.3209 | 21.35% | 0 | 1 | 11.49% | 0% | 0 | 0.0070167 | 0.0070167 | 3.0081 | 0.42209 | Low | Low | Medium
GIRVAN 11029012 | 1131 |  |  |  |  | GIRVAN 11029012 | GIRVAN 1102 | NORTH VALLEY | 15.986 | 25.3548 | 93.5% | 4 | 4 | 100% | 96.14% | 1 | 0.18146 | 0.18146 | 2.3257 | 0.42202 | High | High | Medium
HALF MOON BAY 1101CB | 1132 | 2020 | 35030568 | 0.89 |  | HALF MOON BAY 1101CB | HALF MOON BAY 1101 | PENINSULA | 8.298 | 59.005 | 12.7% | 3 | 2 | 59.24% | 75.84% | 1 | 0.11209 | 0.11209 | 3.754 | 0.42078 | High | High | High
SANTA MARIA 1108M80 | 1133 |  |  |  |  | SANTA MARIA 1108M80 | SANTA MARIA 1108 | LOS PADRES | 58.3414 | 79.2858 | 99.51% | 1 | 8 | 100% | 61.18% | 1 | 0.20649 | 0.20649 | 2.0334 | 0.41988 | High | High | Low
MARIPOSA 21021960 | 1134 |  |  |  |  | MARIPOSA 21021960 | MARIPOSA 2102 | YOSEMITE | 24.6612 | 47.7521 | 99.87% | 3 | 23 | 100% | 69.1% | 1 | 0.25188 | 0.25188 | 1.666 | 0.41964 | High | High | Low
FROGTOWN 170274648 | 1135 |  |  |  |  | FROGTOWN 170274648 | FROGTOWN 1702 | STOCKTON | 0.21722 | 10 | 30.03% | 0 | 0 | 4.115% | 0% | 0 | 0.0081651 | 0.0081651 | 1.9245 | 0.41726 | Low | Low | Low
SILVERADO 2102636 | 1136 |  |  |  |  | SILVERADO 2102636 | SILVERADO 2102 | NORTH BAY | 3.9682 | 44.4482 | 89.35% | 2 | 0 | 70.53% | 80.46% | 1 | 0.11193 | 0.11193 | 3.6989 | 0.41401 | High | High | High
BIG BASIN 110296986 | 1137 |  |  |  |  | BIG BASIN 110296986 | BIG BASIN 1102 | CENTRAL COAST | 5.8731 | 33.0475 | 64.84% | 22 | 1 | 100% | 100% | 0 | 0.16999 | 0.16999 | 2.3974 | 0.40753 | High | High | Medium
NOTRE DAME 11042028 | 1138 |  |  |  |  | NOTRE DAME 11042028 | NOTRE DAME 1104 | NORTH VALLEY | 10.9017 | 45.9089 | 89% | 0 | 3 | 100% | 100% | 0 | 0.15694 | 0.15694 | 2.5912 | 0.40666 | High | High | Medium
AUBERRY 1101R319 | 1139 |  |  |  |  | AUBERRY 1101R319 | AUBERRY 1101 | FRESNO | 21.0846 | 48.2226 | 98.48% | 8 | 8 | 100% | 93.05% | 1 | 0.30543 | 0.30543 | 1.3298 | 0.40617 | High | High | Low
BIG BASIN 11028403 | 1140 |  | 35049537 | 4.92 |  | BIG BASIN 11028403 | BIG BASIN 1102 | CENTRAL COAST | 4.9235 | 33.659 | 85.64% | 2 | 1 | 100% | 100% | 0 | 0.15781 | 0.15781 | 2.5682 | 0.40531 | High | High | Medium
OREGON TRAIL 110335002 | 1141 |  |  |  |  | OREGON TRAIL 110335002 | OREGON TRAIL 1103 | NORTH VALLEY | 57.2663 | 26.028 | 93.47% | 4 | 13 | 100% | 0% | 0 | 0.19614 | 0.19614 | 2.0644 | 0.40491 | High | High | Low
CAMP EVERS 210612840 | 1142 |  |  |  |  | CAMP EVERS 210612840 | CAMP EVERS 2106 | CENTRAL COAST | 4.0602 | 32.5066 | 59.36% | 5 | 0 | 100% | 100% | 0 | 0.13232 | 0.13232 | 3.057 | 0.40448 | High | High | Medium
GREEN VALLEY 21011645 | 1143 |  |  |  |  | GREEN VALLEY 21011645 | GREEN VALLEY 2101 | CENTRAL COAST | 0.48374 | 10 | 100% | 0 | 0 | 100% | 100% | 0 | 0.13022 | 0.13022 | 3.1056 | 0.40442 | High | High | High
CLARKSVILLE 210319572 | 1144 |  |  |  |  | CLARKSVILLE 210319572 | CLARKSVILLE 2103 | SIERRA | 33.5123 | 41.8595 | 99.97% | 3 | 7 | 77.35% | 59.23% | 1 | 0.15209 | 0.15209 | 2.6524 | 0.40341 | High | High | Medium
CAMP EVERS 210310946 | 1145 |  |  |  |  | CAMP EVERS 210310946 | CAMP EVERS 2103 | CENTRAL COAST | 5.6138 | 10 | 43.31% | 5 | 3 | 66.4% | 100% | 0 | 0.14518 | 0.14518 | 2.7721 | 0.40244 | High | High | Medium
VIEJO 22019704 | 1146 |  |  |  |  | VIEJO 22019704 | VIEJO 2201 | CENTRAL COAST | 1.0374 | 10 | 50.89% | 1 | 2 | 40.52% | 0% | 0 | 0.011266 | 0.011266 | 3.1826 | 0.40224 | Low | Low | High
PARADISE 11042034 | 1147 |  |  |  |  | PARADISE 11042034 | PARADISE 1104 | NORTH VALLEY | 10.6989 | 15.2166 | 88.93% | 0 | 6 | 94.14% | 86.31% | 1 | 0.10808 | 0.10808 | 3.7081 | 0.40077 | High | High | High
SUNOL 1101MR299 | 1148 |  |  |  |  | SUNOL 1101MR299 | SUNOL 1101 | MISSION | 4.988 | 63.7936 | 27.4% | 3 | 3 | 100% | 100% | 0 | 0.16428 | 0.16428 | 2.4384 | 0.40057 | High | High | Medium
SAN RAFAEL 110839156 | 1149 |  |  |  |  | SAN RAFAEL 110839156 | SAN RAFAEL 1108 | NORTH BAY | 3.0298 | 11.0786 | 11.96% | 3 | 10 | 63.16% | 96.57% | 0 | 0.083717 | 0.083717 | 4.762 | 0.39866 | High | High | High
LOS GATOS 110760092 | 1150 |  | 35052728 35044117 35046276 35046278 35046279 35046280 | 7.6 8.78 6.50 7.88 7.7 7.07 |  | LOS GATOS 110760092 | LOS GATOS 1107 | DE ANZA | 9.7412 | 27.0068 | 22.28% | 14 | 2 | 100% | 100% | 0 | 0.17816 | 0.17816 | 2.2097 | 0.39367 | High | High | Low
DUNBAR 110147964 | 1151 | 2019 | 31361965 | 0.43 |  | DUNBAR 110147964 | DUNBAR 1101 | SONOMA | 6.3806 | 61.1795 | 83.1% | 1 | 6 | 83.19% | 93% | 0 | 0.13803 | 0.13803 | 2.8326 | 0.39097 | High | High | Medium
PLACERVILLE 21067522 | 1152 |  |  |  |  | PLACERVILLE 21067522 | PLACERVILLE 2106 | SIERRA | 67.5844 | 32.7125 | 84.62% | 19 | 16 | 100% | 11.4% | 0 | 0.1992 | 0.1992 | 1.9612 | 0.39066 | High | High | Low
CLARKSVILLE 2105CB | 1153 |  |  |  |  | CLARKSVILLE 2105CB | CLARKSVILLE 2105 | SIERRA | 0.54433 | 10 | 0% | 0 | 0 | 45.8% | 0% | 0 | 0.0074141 | 0.0074141 | 3.5177 | 0.38992 | Low | Low | High
ZACA 1102Y54 | 1154 | 2019 | 31232280 | 1.11 |  | ZACA 1102Y54 | ZACA 1102 | LOS PADRES | 34.3968 | 50.4695 | 82.24% | 0 | 23 | 99.37% | 51.02% | 1 | 0.23948 | 0.23948 | 1.6279 | 0.38985 | High | High | Low
DOBBINS 11011264 | 1155 |  |  |  |  | DOBBINS 11011264 | DOBBINS 1101 | SIERRA | 34.6636 | 46.9951 | 96.43% | 5 | 9 | 99.16% | 60.09% | 0 | 0.17584 | 0.17584 | 2.216 | 0.38966 | High | High | Low
PLACERVILLE 210619732 | 1156 |  |  |  |  | PLACERVILLE 210619732 | PLACERVILLE 2106 | SIERRA | 9.0659 | 10 | 43.47% | 3 | 13 | 100% | 82.12% | 1 | 0.12525 | 0.12525 | 3.1037 | 0.38874 | High | High | High
MONTE RIO 11131067 | 1157 |  | 35051384 | 0.7 |  | MONTE RIO 11131067 | MONTE RIO 1113 | SONOMA | 0.80536 | 36.8006 | 36.57% | 2 | 0 | 100% | 100% | 0 | 0.12505 | 0.12505 | 3.1062 | 0.38843 | High | High | High
FELTON 0401CB | 1158 |  |  |  |  | FELTON 0401CB | FELTON 0401 | CENTRAL COAST | 2.2987 | 17.6192 | 4.577% | 5 | 0 | 89.41% | 100% | 0 | 0.093336 | 0.093336 | 4.1567 | 0.38797 | High | High | High
MONROE 210392868 | 1159 |  |  |  |  | MONROE 210392868 | MONROE 2103 | SONOMA | 0.69734 | 10 | 73.35% | 0 | 3 | 74% | 100% | 0 | 0.11412 | 0.11412 | 3.3766 | 0.38534 | High | High | High
VINEYARD 2107MR332 | 1160 |  |  |  |  | VINEYARD 2107MR332 | VINEYARD 2107 | MISSION | 0.086505 | 10 | 100% | 1 | 0 | 2.473% | 0% | 0 | 0.011067 | 0.011067 | 3.0685 | 0.38096 | Low | Low | Medium
OAKLAND K 1103CR188 | 1161 |  |  |  |  | OAKLAND K 1103CR188 | OAKLAND K 1103 | EAST BAY | 3.5811 | 10 | 48.05% | 3 | 7 | 100% | 62.42% | 0 | 0.086851 | 0.086851 | 4.3746 | 0.37994 | High | High | High
REDBUD 1101454 | 1162 |  |  |  |  | REDBUD 1101454 | REDBUD 1101 | HUMBOLDT | 5.6455 | 80.3546 | 100% | 0 | 0 | 100% | 100% | 0 | 0.19502 | 0.19502 | 1.9323 | 0.37684 | High | High | Low
PAUL SWEET 21068091 | 1163 |  |  |  |  | PAUL SWEET 21068091 | PAUL SWEET 2106 | CENTRAL COAST | 6.0187 | 18.6502 | 32.26% | 14 | 1 | 100% | 100% | 0 | 0.12726 | 0.12726 | 2.9537 | 0.37589 | High | High | Medium
ARBUCKLE 110447282 | 1164 |  |  |  |  | ARBUCKLE 110447282 | ARBUCKLE 1104 | SACRAMENTO | 2.0417 | 83.3119 | 73.53% | 0 | 0 | 17.21% | 0% | 0 | 0.016706 | 0.016706 | 1.4871 | 0.37144 | Low | Low | Low
CLAYTON 2215CB | 1165 |  |  |  |  | CLAYTON 2215CB | CLAYTON 2215 | DIABLO | 2.6028 | 67.9246 | 0.2184% | 0 | 2 | 23.77% | 0% | 0 | 0.0092153 | 0.0092153 | 3.5872 | 0.37085 | Low | Low | High
CAMP EVERS 210611006 | 1166 |  |  |  |  | CAMP EVERS 210611006 | CAMP EVERS 2106 | CENTRAL COAST | 2.073 | 10 | 22.12% | 2 | 1 | 100% | 100% | 0 | 0.086223 | 0.086223 | 4.2738 | 0.3685 | High | High | High
ALTO 1124428 | 1167 |  |  |  |  | ALTO 1124428 | ALTO 1124 | NORTH BAY | 4.8403 | 17.2865 | 1.418% | 0 | 4 | 81.37% | 100% | 0 | 0.075976 | 0.075976 | 4.8386 | 0.36762 | High | High | High
PUEBLO 1104 | 1168 |  |  |  |  | PUEBLO 1104 | PUEBLO 1104 | NORTH BAY | 0.072037 | 10 | 0% | 0 | 0 | 100% | 0% | 0 | 0.012695 | 0.012695 | 2.568 | 0.36574 | Low | Low | Medium
TAMARACK 1101CB | 1169 |  |  |  |  | TAMARACK 1101CB | TAMARACK 1101 | SIERRA | 16.4477 | 32.6722 | 67.46% | 23 | 13 | 91.62% | 0% | 0 | 0.38292 | 0.38292 | 0.95136 | 0.36429 | High | High | Low
CLAYTON 2212Y504R | 1170 |  |  |  |  | CLAYTON 2212Y504R | CLAYTON 2212 | DIABLO | 11.7508 | 28.9647 | 42.97% | 1 | 6 | 100% | 29.53% | 1 | 0.10152 | 0.10152 | 3.5819 | 0.36362 | High | High | High
SAN LUIS OBISPO 1108V92 | 1171 |  |  |  |  | SAN LUIS OBISPO 1108V92 | SAN LUIS OBISPO 1108 | LOS PADRES | 0.46755 | 10 | 74.28% | 0 | 0 | 6.559% | 0% | 0 | 0.0092193 | 0.0092193 | 3.5147 | 0.36351 | Low | Low | High
BIG BEND 1101641808 | 1172 |  |  |  |  | BIG BEND 1101641808 | BIG BEND 1101 | NORTH VALLEY | 24.9976 | 36.2263 | 100% | 6 | 10 | 95.85% | 52.55% | 1 | 0.15307 | 0.15307 | 2.3707 | 0.36288 | High | High | Medium
PARADISE 11032486 | 1173 |  |  |  |  | PARADISE 11032486 | PARADISE 1103 | NORTH VALLEY | 6.2013 | 10 | 48.71% | 9 | 1 | 91.06% | 100% | 0 | 0.093491 | 0.093491 | 3.8754 | 0.36232 | High | High | High
BIG RIVER 1101952 | 1174 |  |  |  |  | BIG RIVER 1101952 | BIG RIVER 1101 | HUMBOLDT | 16.8032 | 42.8498 | 13.29% | 16 | 25 | 100% | 0% | 0 | 0.19578 | 0.19578 | 1.848 | 0.36179 | High | High | Low
MIRABEL 110257840 | 1175 |  |  |  |  | MIRABEL 110257840 | MIRABEL 1102 | SONOMA | 2.5892 | 51.5846 | 26.12% | 5 | 1 | 100% | 100% | 0 | 0.11884 | 0.11884 | 3.0442 | 0.36177 | High | High | Medium
CLARKSVILLE 2110CB | 1176 |  |  |  |  | CLARKSVILLE 2110CB | CLARKSVILLE 2110 | SIERRA | 0.17765 | 10 | 0% | 0 | 0 | 9.133% | 0% | 0 | 0.005146 | 0.005146 | 3.4965 | 0.35982 | Low | Low | High
CLOVERDALE 1102 | 1177 |  |  |  |  | CLOVERDALE 1102 | CLOVERDALE 1102 | SONOMA | 0.015567 | 90 | 100% | 0 | 0 | 100% | 100% | 0 | 0.20559 | 0.20559 | 1.7488 | 0.35954 | High | High | Low
CENTERVILLE 11011243 | 1178 |  |  |  |  | CENTERVILLE 11011243 | CENTERVILLE 1101 | NORTH VALLEY | 5.1549 | 10 | 65.95% | 0 | 5 | 100% | 100% | 0 | 0.11154 | 0.11154 | 3.2195 | 0.35911 | High | High | High
STANISLAUS 17017144 | 1179 |  |  |  |  | STANISLAUS 17017144 | STANISLAUS 1701 | YOSEMITE | 4.4552 | 18.8557 | 79.41% | 0 | 8 | 100% | 0% | 0 | 0.10581 | 0.10581 | 3.3929 | 0.359 | High | High | High
OLEMA 1101416 | 1180 |  |  |  |  | OLEMA 1101416 | OLEMA 1101 | NORTH BAY | 15.842 | 82.0626 | 5.587% | 9 | 6 | 97.77% | 72.25% | 1 | 0.13235 | 0.13235 | 2.6915 | 0.35623 | High | High | Medium
MARIPOSA 210237282 | 1181 |  |  |  |  | MARIPOSA 210237282 | MARIPOSA 2102 | YOSEMITE | 48.8925 | 28.6255 | 92.59% | 4 | 51 | 82.09% | 39.78% | 0 | 0.20818 | 0.20818 | 1.7072 | 0.35541 | High | High | Low
MONTE RIO 11135026 | 1182 |  |  |  |  | MONTE RIO 11135026 | MONTE RIO 1113 | SONOMA | 1.8374 | 45.7535 | 31.21% | 4 | 1 | 100% | 100% | 0 | 0.1045 | 0.1045 | 3.3938 | 0.35465 | High | High | High
BELL 1107CB | 1183 |  |  |  |  | BELL 1107CB | BELL 1107 | SIERRA | 0.084936 | 10 | 100% | 0 | 1 | 2.211% | 0% | 0 | 0.011123 | 0.011123 | 2.8137 | 0.35111 | Low | Low | Medium
PUEBLO 210378504 | 1184 |  |  |  |  | PUEBLO 210378504 | PUEBLO 2103 | NORTH BAY | 7.9718 | 44.4313 | 84.9% | 7 | 4 | 65.86% | 87.65% | 1 | 0.11699 | 0.11699 | 3.0008 | 0.35106 | High | High | Medium
SANTA ROSA A 1107CB | 1185 |  |  |  |  | SANTA ROSA A 1107CB | SANTA ROSA A 1107 | SONOMA | 2.9541 | 10 | 71.96% | 6 | 3 | 60.44% | 100% | 0 | 0.095269 | 0.095269 | 3.6663 | 0.34929 | High | High | High
DUNBAR 1101416 | 1186 |  |  |  |  | DUNBAR 1101416 | DUNBAR 1101 | SONOMA | 2.8528 | 67.3035 | 61.83% | 0 | 0 | 84.79% | 100% | 0 | 0.13696 | 0.13696 | 2.5295 | 0.34643 | High | High | Medium
DOBBINS 110169722 | 1187 |  |  |  |  | DOBBINS 110169722 | DOBBINS 1101 | SIERRA | 6.6325 | 10 | 87.38% | 1 | 4 | 100% | 93.4% | 1 | 0.13241 | 0.13241 | 2.5845 | 0.34221 | High | High | Medium
HIGGINS 11102408 | 1188 | 2019 | 35040225 | 1.4 |  | HIGGINS 11102408 | HIGGINS 1110 | SIERRA | 35.5285 | 10.5577 | 99.97% | 6 | 7 | 100% | 0% | 0 | 0.12315 | 0.12315 | 2.7776 | 0.34207 | High | High | Medium
FULTON 1107 | 1189 |  |  |  |  | FULTON 1107 | FULTON 1107 | SONOMA | 0.4544 | 32.639 | 77.88% | 0 | 1 | 100% | 100% | 1 | 0.14528 | 0.14528 | 2.3437 | 0.34049 | High | High | Medium
EL CERRITO G 111257953 | 1190 |  |  |  |  | EL CERRITO G 111257953 | EL CERRITO G 1112 | EAST BAY | 0.7567 | 10 | 0% | 0 | 1 | 100% | 100% | 0 | 0.062783 | 0.062783 | 5.378 | 0.33765 | High | High | High
MIRABEL 1102841 | 1191 |  | 74021961 | 0.79 |  | MIRABEL 1102841 | MIRABEL 1102 | SONOMA | 0.78827 | 21.9552 | 18.73% | 8 | 3 | 100% | 100% | 0 | 0.11386 | 0.11386 | 2.9577 | 0.33677 | High | High | Medium
BRYANT 0402CB | 1192 |  |  |  |  | BRYANT 0402CB | BRYANT 0402 | DIABLO | 1.2282 | 10 | 3.772% | 0 | 5 | 15.75% | 0% | 0 | 0.0062931 | 0.0062931 | 3.572 | 0.33607 | Low | Low | High
MARIPOSA 2101439030 | 1193 |  |  |  |  | MARIPOSA 2101439030 | MARIPOSA 2101 | YOSEMITE | 19.5499 | 36.6756 | 99.56% | 7 | 29 | 100% | 98.19% | 0 | 0.28602 | 0.28602 | 1.1748 | 0.33603 | High | High | Low
CAMP EVERS 210512590 | 1194 |  | 35057802 | 10.9 |  | CAMP EVERS 210512590 | CAMP EVERS 2105 | CENTRAL COAST | 4.822 | 13.1146 | 60.2% | 9 | 1 | 87.03% | 85.9% | 0 | 0.091772 | 0.091772 | 3.6609 | 0.33597 | High | High | High
ALTO 11252243 | 1195 |  |  |  |  | ALTO 11252243 | ALTO 1125 | NORTH BAY | 2.9262 | 21.9292 | 59.4% | 1 | 4 | 100% | 22.94% | 0 | 0.085029 | 0.085029 | 3.926 | 0.33382 | High | High | High
GABILAN 1101579969 | 1196 |  |  |  |  | GABILAN 1101579969 | GABILAN 1101 | CENTRAL COAST | 4.2047 | 48.3297 | 40.21% | 0 | 0 | 62.81% | 0% | 0 | 0.01579 | 0.01579 | 1.8809 | 0.33318 | Low | Low | Low
SAN JOAQUIN #3 11035100 | 1197 |  |  |  |  | SAN JOAQUIN #3 11035100 | SAN JOAQUIN #3 1103 | YOSEMITE | 26.246 | 20.2846 | 88.04% | 8 | 29 | 100% | 82.8% | 0 | 0.25116 | 0.25116 | 1.3193 | 0.33134 | High | High | Low
HARTLEY 1101471 | 1198 |  |  |  |  | HARTLEY 1101471 | HARTLEY 1101 | HUMBOLDT | 0.38585 | 10 | 33.51% | 0 | 1 | 31.01% | 0% | 0 | 0.0085975 | 0.0085975 | 2.5669 | 0.32994 | Low | Low | Medium
SAN RAFAEL 1107CB | 1199 |  |  |  |  | SAN RAFAEL 1107CB | SAN RAFAEL 1107 | NORTH BAY | 4.2653 | 10 | 28.65% | 2 | 4 | 53.65% | 97.72% | 0 | 0.077391 | 0.077391 | 4.2548 | 0.32928 | High | High | High
WILLITS 1103966 | 1200 |  |  |  |  | WILLITS 1103966 | WILLITS 1103 | HUMBOLDT | 1.3235 | 20.8407 | 41.93% | 0 | 1 | 57.92% | 0% | 0 | 0.012942 | 0.012942 | 2.2623 | 0.32845 | Low | Low | Medium
SHINGLE SPRINGS 211051790 | 1201 |  |  |  |  | SHINGLE SPRINGS 211051790 | SHINGLE SPRINGS 2110 | SIERRA | 8.0868 | 16.0955 | 60.72% | 1 | 8 | 93.48% | 72.08% | 0 | 0.10718 | 0.10718 | 3.0513 | 0.32703 | High | High | Medium
PENNGROVE 1101554 | 1202 |  |  |  |  | PENNGROVE 1101554 | PENNGROVE 1101 | SONOMA | 0.80578 | 23.6637 | 31.41% | 1 | 1 | 6.241% | 0% | 0 | 0.0073444 | 0.0073444 | 2.9765 | 0.32683 | Low | Low | Medium
HALF MOON BAY 11018902 | 1203 | 2020 | 31248532 ECOP - Rem | 0.36 0.45 |  | HALF MOON BAY 11018902 | HALF MOON BAY 1101 | PENINSULA | 14.8934 | 73.1287 | 41.51% | 11 | 3 | 82.58% | 40.17% | 0 | 0.097706 | 0.097706 | 3.3332 | 0.32568 | High | High | High
CALPINE 1146CB | 1204 |  |  |  |  | CALPINE 1146CB | CALPINE 1146 | SONOMA | 3.8475 | 90.2876 | 70.72% | 0 | 0 | 100% | 100% | 0 | 0.16919 | 0.16919 | 1.9173 | 0.32438 | High | High | Low
CENTERVILLE 11012592 | 1205 |  |  |  |  | CENTERVILLE 11012592 | CENTERVILLE 1101 | NORTH VALLEY | 6.3933 | 51.1304 | 7.659% | 2 | 0 | 100% | 100% | 0 | 0.098005 | 0.098005 | 3.2954 | 0.32296 | High | High | High
DIAMOND SPRINGS 110519910 | 1206 |  |  |  |  | DIAMOND SPRINGS 110519910 | DIAMOND SPRINGS 1105 | SIERRA | 20.7681 | 27.6002 | 62.16% | 0 | 7 | 100% | 83.55% | 0 | 0.1574 | 0.1574 | 2.0452 | 0.32192 | High | High | Low
PASO ROBLES 1104P02 | 1207 |  |  |  |  | PASO ROBLES 1104P02 | PASO ROBLES 1104 | LOS PADRES | 0.077403 | 10 | 100% | 0 | 0 | 1.071% | 0% | 0 | 0.010772 | 0.010772 | 1.9918 | 0.32079 | Low | Low | Low
CLARK ROAD 11022068 | 1208 |  |  |  |  | CLARK ROAD 11022068 | CLARK ROAD 1102 | NORTH VALLEY | 10.7164 | 15.0462 | 99.79% | 0 | 2 | 100% | 90.22% | 1 | 0.13587 | 0.13587 | 2.3575 | 0.32031 | High | High | Medium
BERKELEY F 1105BR100 | 1209 |  |  |  |  | BERKELEY F 1105BR100 | BERKELEY F 1105 | EAST BAY | 0.38346 | 10 | 26.17% | 0 | 2 | 14.66% | 0% | 0 | 0.0070264 | 0.0070264 | 4.0468 | 0.31898 | Low | Low | High
PUEBLO 1105696 | 1210 | 2019 | 31389447 | 1.27 |  | PUEBLO 1105696 | PUEBLO 1105 | NORTH BAY | 20.5418 | 62.3545 | 78.14% | 5 | 4 | 69.81% | 0% | 0 | 0.11569 | 0.11569 | 2.755 | 0.31872 | High | High | Medium
VACAVILLE 111112342 | 1211 |  |  |  |  | VACAVILLE 111112342 | VACAVILLE 1111 | SACRAMENTO | 0.015645 | 10 | 0% | 0 | 0 | 1.482% | 0% | 0 | 0.004768 | 0.004768 | 3.3367 | 0.31815 | Low | Low | High
PARADISE 110317711 | 1212 |  |  |  |  | PARADISE 110317711 | PARADISE 1103 | NORTH VALLEY | 6.5808 | 11.9806 | 85.8% | 3 | 1 | 100% | 51.08% | 0 | 0.087993 | 0.087993 | 3.594 | 0.31625 | High | High | High
HARRIS 1109700 | 1213 |  |  |  |  | HARRIS 1109700 | HARRIS 1109 | HUMBOLDT | 13.0569 | 19.3799 | 29.7% | 17 | 20 | 44.54% | 0% | 0 | 0.086853 | 0.086853 | 3.6202 | 0.31443 | High | High | High
PARADISE 110439216 | 1214 |  |  |  |  | PARADISE 110439216 | PARADISE 1104 | NORTH VALLEY | 2.1396 | 10 | 44.98% | 1 | 0 | 59.38% | 100% | 0 | 0.07729 | 0.07729 | 4.0674 | 0.31437 | High | High | High
LAYTONVILLE 1101518 | 1215 |  |  |  |  | LAYTONVILLE 1101518 | LAYTONVILLE 1101 | HUMBOLDT | 1.7269 | 84.7584 | 100% | 0 | 1 | 7.655% | 0% | 0 | 0.02214 | 0.02214 | 0.53271 | 0.31317 | Medium | Medium | Low
MARIPOSA 210110240 | 1216 |  |  |  |  | MARIPOSA 210110240 | MARIPOSA 2101 | YOSEMITE | 21.4769 | 25.894 | 68.07% | 2 | 22 | 100% | 66.83% | 0 | 0.13718 | 0.13718 | 2.2737 | 0.3119 | High | High | Medium
SHINGLE SPRINGS 210913322 | 1217 |  |  |  |  | SHINGLE SPRINGS 210913322 | SHINGLE SPRINGS 2109 | SIERRA | 41.4342 | 33.754 | 99.99% | 7 | 13 | 100% | 26.15% | 1 | 0.22465 | 0.22465 | 1.3879 | 0.3118 | High | High | Low
CURTIS 17026008 | 1218 |  |  |  |  | CURTIS 17026008 | CURTIS 1702 | YOSEMITE | 17.4763 | 49.3908 | 89.43% | 4 | 7 | 100% | 47.18% | 0 | 0.095869 | 0.095869 | 3.2494 | 0.31152 | High | High | High
COARSEGOLD 210210330 | 1219 |  |  |  |  | COARSEGOLD 210210330 | COARSEGOLD 2102 | YOSEMITE | 9.5583 | 29.5023 | 99.75% | 4 | 3 | 100% | 94.16% | 0 | 0.20649 | 0.20649 | 1.5084 | 0.31146 | High | High | Low
RED BLUFF 1104CB | 1220 |  |  |  |  | RED BLUFF 1104CB | RED BLUFF 1104 | NORTH VALLEY | 2.0518 | 10 | 96.16% | 0 | 0 | 19.48% | 0% | 0 | 0.012529 | 0.012529 | 2.2135 | 0.31112 | Low | Low | Low
CLARK ROAD 11022582 | 1221 |  |  |  |  | CLARK ROAD 11022582 | CLARK ROAD 1102 | NORTH VALLEY | 20.3761 | 33.4275 | 100% | 2 | 6 | 97.24% | 8.705% | 1 | 0.10279 | 0.10279 | 3.0257 | 0.311 | High | High | Medium
CURTIS 17039210 | 1222 |  |  |  |  | CURTIS 17039210 | CURTIS 1703 | YOSEMITE | 23.0078 | 62.9555 | 99.96% | 11 | 7 | 100% | 0% | 0 | 0.11179 | 0.11179 | 2.775 | 0.3102 | High | High | Medium
LLAGAS 210740407 | 1223 |  |  |  |  | LLAGAS 210740407 | LLAGAS 2107 | SAN JOSE | 4.4461 | 62.3794 | 79.11% | 0 | 0 | 69.99% | 65.8% | 1 | 0.080349 | 0.080349 | 3.8574 | 0.30994 | High | High | High
GRASS VALLEY 11032180 | 1224 |  |  |  |  | GRASS VALLEY 11032180 | GRASS VALLEY 1103 | SIERRA | 44.2075 | 22.3739 | 98.77% | 3 | 16 | 100% | 0% | 0 | 0.11816 | 0.11816 | 2.6203 | 0.30961 | High | High | Medium
BEAR VALLEY 21059560 | 1225 |  |  |  |  | BEAR VALLEY 21059560 | BEAR VALLEY 2105 | YOSEMITE | 36.2873 | 45.8774 | 99.97% | 7 | 2 | 100% | 13.33% | 1 | 0.13437 | 0.13437 | 2.3028 | 0.30942 | High | High | Medium
HALF MOON BAY 110148868 | 1226 |  |  |  |  | HALF MOON BAY 110148868 | HALF MOON BAY 1101 | PENINSULA | 1.1515 | 26.9273 | 98.35% | 0 | 1 | 38.91% | 72.96% | 0 | 0.06326 | 0.06326 | 4.8763 | 0.30847 | High | High | High
SWIFT 2110XR254 | 1227 |  |  |  |  | SWIFT 2110XR254 | SWIFT 2110 | SAN JOSE | 24.8145 | 55.7178 | 60.2% | 2 | 3 | 100% | 0% | 0 | 0.084233 | 0.084233 | 3.6541 | 0.30779 | High | High | High
CALPINE 1146400 | 1228 |  |  |  |  | CALPINE 1146400 | CALPINE 1146 | SONOMA | 3.1435 | 89.9771 | 73.48% | 0 | 0 | 100% | 100% | 0 | 0.17211 | 0.17211 | 1.7847 | 0.30717 | High | High | Low
PARADISE 11032558 | 1229 |  |  |  |  | PARADISE 11032558 | PARADISE 1103 | NORTH VALLEY | 2.3505 | 10 | 33.28% | 3 | 2 | 78.43% | 100% | 0 | 0.079398 | 0.079398 | 3.8466 | 0.30541 | High | High | High
BOLINAS 110137034 | 1230 |  |  |  |  | BOLINAS 110137034 | BOLINAS 1101 | NORTH BAY | 4.5303 | 84.6023 | 6.363% | 1 | 1 | 100% | 94.68% | 0 | 0.098509 | 0.098509 | 3.0991 | 0.30529 | High | High | High
SANTA ROSA A 110464565 | 1231 |  |  |  |  | SANTA ROSA A 110464565 | SANTA ROSA A 1104 | SONOMA | 0.80928 | 10 | 22.53% | 1 | 2 | 100% | 100% | 0 | 0.087105 | 0.087105 | 3.4851 | 0.30357 | High | High | High
SEACLIFF 040112946 | 1232 |  |  |  |  | SEACLIFF 040112946 | SEACLIFF 0401 | CENTRAL COAST | 2.6944 | 41.521 | 88.42% | 0 | 1 | 83.31% | 77.78% | 0 | 0.092179 | 0.092179 | 3.282 | 0.30253 | High | High | High
PARADISE 11042470 | 1233 |  |  |  |  | PARADISE 11042470 | PARADISE 1104 | NORTH VALLEY | 5.1264 | 10.5174 | 41.48% | 3 | 8 | 44.97% | 100% | 0 | 0.069868 | 0.069868 | 4.3221 | 0.30197 | High | High | High
BANGOR 110182350 | 1234 |  |  |  |  | BANGOR 110182350 | BANGOR 1101 | NORTH VALLEY | 20.6431 | 13.6369 | 91.07% | 2 | 31 | 93.75% | 0% | 0 | 0.091535 | 0.091535 | 3.298 | 0.30188 | High | High | High
SAN RAFAEL 11079532 | 1235 |  |  |  |  | SAN RAFAEL 11079532 | SAN RAFAEL 1107 | NORTH BAY | 0.83024 | 10 | 59.24% | 0 | 0 | 45.34% | 100% | 0 | 0.066016 | 0.066016 | 4.5265 | 0.29882 | High | High | High
WOODACRE 1101CB | 1236 |  |  |  |  | WOODACRE 1101CB | WOODACRE 1101 | NORTH BAY | 2.7386 | 31.1084 | 27.17% | 14 | 8 | 96.75% | 56.15% | 0 | 0.068112 | 0.068112 | 4.3841 | 0.29861 | High | High | High
CAMP EVERS 210311056 | 1237 |  |  |  |  | CAMP EVERS 210311056 | CAMP EVERS 2103 | CENTRAL COAST | 1.8179 | 16.722 | 18.6% | 7 | 3 | 97.69% | 100% | 0 | 0.083758 | 0.083758 | 3.5617 | 0.29832 | High | High | High
COARSEGOLD 210210610 | 1238 |  |  |  |  | COARSEGOLD 210210610 | COARSEGOLD 2102 | YOSEMITE | 1.3639 | 10 | 100% | 0 | 1 | 100% | 100% | 0 | 0.13262 | 0.13262 | 2.2478 | 0.29809 | High | High | Medium
OAKHURST 110110090 | 1239 |  |  |  |  | OAKHURST 110110090 | OAKHURST 1101 | YOSEMITE | 44.1093 | 32.6301 | 93.91% | 4 | 19 | 100% | 7.446% | 0 | 0.12831 | 0.12831 | 2.3192 | 0.29759 | High | High | Medium
SILVERADO 2105616 | 1240 |  |  |  |  | SILVERADO 2105616 | SILVERADO 2105 | NORTH BAY | 7.7876 | 45.8077 | 54.02% | 4 | 6 | 42.79% | 95.93% | 0 | 0.097353 | 0.097353 | 3.0537 | 0.29728 | High | High | Medium
PETALUMA C 1109128 | 1241 |  |  |  |  | PETALUMA C 1109128 | PETALUMA C 1109 | SONOMA | 20.216 | 67.8419 | 37.87% | 1 | 18 | 85.88% | 0% | 0 | 0.1003 | 0.1003 | 2.9612 | 0.29701 | High | High | Medium
MORGAN HILL 2105XR176 | 1242 |  |  |  |  | MORGAN HILL 2105XR176 | MORGAN HILL 2105 | SAN JOSE | 18.5618 | 37.9512 | 61.14% | 2 | 13 | 67.38% | 10.57% | 0 | 0.11466 | 0.11466 | 2.5892 | 0.29688 | High | High | Medium
BEN LOMOND 040116010 | 1243 |  |  |  |  | BEN LOMOND 040116010 | BEN LOMOND 0401 | CENTRAL COAST | 1.6971 | 10 | 15.35% | 1 | 2 | 100% | 100% | 0 | 0.072945 | 0.072945 | 4.0662 | 0.29661 | High | High | High
SPRING GAP 1702693441 | 1244 |  |  |  |  | SPRING GAP 1702693441 | SPRING GAP 1702 | YOSEMITE | 4.1995 | 35.8935 | 98.37% | 5 | 2 | 100% | 100% | 0 | 0.27702 | 0.27702 | 1.0588 | 0.2933 | High | High | Low
PUEBLO 11041304 | 1245 |  |  |  |  | PUEBLO 11041304 | PUEBLO 1104 | NORTH BAY | 19.9743 | 65.3191 | 45.92% | 2 | 4 | 100% | 0% | 0 | 0.10431 | 0.10431 | 2.809 | 0.29302 | High | High | Medium
CAMP EVERS 210410442 | 1246 |  | 74014860 | 3.6 |  | CAMP EVERS 210410442 | CAMP EVERS 2104 | CENTRAL COAST | 5.2532 | 33.0345 | 51.92% | 6 | 3 | 50.36% | 93.05% | 0 | 0.099232 | 0.099232 | 2.9332 | 0.29106 | High | High | Medium
SAN RAFAEL 11081210 | 1247 |  |  |  |  | SAN RAFAEL 11081210 | SAN RAFAEL 1108 | NORTH BAY | 3.0269 | 13.7905 | 14.91% | 3 | 2 | 55.23% | 100% | 0 | 0.064455 | 0.064455 | 4.5091 | 0.29063 | High | High | High
GREENBRAE 11032371 | 1248 |  |  |  |  | GREENBRAE 11032371 | GREENBRAE 1103 | NORTH BAY | 0.40055 | 47.8608 | 0% | 1 | 4 | 90.05% | 100% | 0 | 0.078151 | 0.078151 | 3.7079 | 0.28978 | High | High | High
OAKLAND K 1101CR178 | 1249 |  |  |  |  | OAKLAND K 1101CR178 | OAKLAND K 1101 | EAST BAY | 0.32942 | 10 | 9.622% | 0 | 2 | 100% | 100% | 0 | 0.068955 | 0.068955 | 4.1976 | 0.28945 | High | High | High
SAN LUIS OBISPO 1107V02 | 1250 | 2019 | 35060582 | 0.73 |  | SAN LUIS OBISPO 1107V02 | SAN LUIS OBISPO 1107 | LOS PADRES | 17.85 | 46.8397 | 49.77% | 4 | 7 | 97.96% | 39.87% | 0 | 0.12708 | 0.12708 | 2.273 | 0.28886 | High | High | Medium
SAN LUIS OBISPO 1107V62 | 1251 |  |  |  |  | SAN LUIS OBISPO 1107V62 | SAN LUIS OBISPO 1107 | LOS PADRES | 6.9341 | 31.5234 | 48.48% | 0 | 11 | 100% | 70.79% | 1 | 0.1315 | 0.1315 | 2.1877 | 0.28768 | High | High | Low
BIG BASIN 110210254 | 1252 |  |  |  |  | BIG BASIN 110210254 | BIG BASIN 1102 | CENTRAL COAST | 2.1303 | 79.74 | 23.5% | 0 | 1 | 100% | 100% | 1 | 0.11586 | 0.11586 | 2.4798 | 0.28731 | High | High | Medium
MIDDLETOWN 1103CB | 1253 |  |  |  |  | MIDDLETOWN 1103CB | MIDDLETOWN 1103 | HUMBOLDT | 0.052982 | 70.6148 | 0% | 0 | 0 | 32.86% | 0% | 0 | 0.009835 | 0.009835 | 2.601 | 0.28698 | Low | Low | Medium
BANGOR 11011958 | 1254 |  |  |  |  | BANGOR 11011958 | BANGOR 1101 | NORTH VALLEY | 33.6731 | 10.1792 | 87.16% | 3 | 30 | 100% | 0% | 0 | 0.10317 | 0.10317 | 2.7724 | 0.28603 | High | High | Medium
COARSEGOLD 21025722 | 1255 |  |  |  |  | COARSEGOLD 21025722 | COARSEGOLD 2102 | YOSEMITE | 1.9829 | 10 | 100% | 0 | 5 | 100% | 100% | 0 | 0.14258 | 0.14258 | 2.0056 | 0.28595 | High | High | Low
FITCH MOUNTAIN 1111CB | 1256 |  |  |  |  | FITCH MOUNTAIN 1111CB | FITCH MOUNTAIN 1111 | SONOMA | 0.55902 | 10 | 52% | 0 | 0 | 3.182% | 0% | 0 | 0.0074291 | 0.0074291 | 2.5563 | 0.28393 | Low | Low | Medium
OAKLAND K 1104CR206 | 1257 |  |  |  |  | OAKLAND K 1104CR206 | OAKLAND K 1104 | EAST BAY | 1.7925 | 10 | 7.751% | 0 | 1 | 100% | 100% | 0 | 0.066653 | 0.066653 | 4.2537 | 0.28352 | High | High | High
BRUNSWICK 11067099 | 1258 |  |  |  |  | BRUNSWICK 11067099 | BRUNSWICK 1106 | SIERRA | 7.5715 | 32.7231 | 90.35% | 0 | 3 | 100% | 52.26% | 0 | 0.1055 | 0.1055 | 2.6802 | 0.28277 | High | High | Medium
JESSUP 1103CB | 1259 |  |  |  |  | JESSUP 1103CB | JESSUP 1103 | NORTH VALLEY | 0.3876 | 22.4131 | 79.44% | 0 | 0 | 2.712% | 0% | 0 | 0.010068 | 0.010068 | 2.4954 | 0.28184 | Low | Low | Medium
PAUL SWEET 21025291 | 1260 |  |  |  |  | PAUL SWEET 21025291 | PAUL SWEET 2102 | CENTRAL COAST | 3.3045 | 10 | 22.71% | 10 | 3 | 77.46% | 100% | 0 | 0.091104 | 0.091104 | 3.0809 | 0.28068 | High | High | High
MARIPOSA 21029590 | 1261 |  |  |  |  | MARIPOSA 21029590 | MARIPOSA 2102 | YOSEMITE | 36.36 | 19.6403 | 97.41% | 1 | 52 | 100% | 0% | 0 | 0.13645 | 0.13645 | 2.0449 | 0.27902 | High | High | Low
BIG BASIN 110212124 | 1262 |  |  |  |  | BIG BASIN 110212124 | BIG BASIN 1102 | CENTRAL COAST | 4.2617 | 10 | 33.1% | 2 | 2 | 100% | 100% | 0 | 0.1076 | 0.1076 | 2.589 | 0.27858 | High | High | Medium
OAKHURST 110310570 | 1263 |  |  |  |  | OAKHURST 110310570 | OAKHURST 1103 | YOSEMITE | 9.7802 | 19.5863 | 100% | 0 | 5 | 100% | 83.62% | 0 | 0.13448 | 0.13448 | 2.0684 | 0.27817 | High | High | Low
NARROWS 21022220 | 1264 |  |  |  |  | NARROWS 21022220 | NARROWS 2102 | SIERRA | 27.523 | 12.681 | 87.5% | 7 | 17 | 97.87% | 0% | 0 | 0.084411 | 0.084411 | 3.2946 | 0.2781 | High | High | High
WEST POINT 1101CB | 1265 |  | 35043421 | 4.71 |  | WEST POINT 1101CB | WEST POINT 1101 | STOCKTON | 4.7054 | 80.5028 | 15.54% | 1 | 1 | 100% | 100% | 0 | 0.11111 | 0.11111 | 2.5021 | 0.27801 | High | High | Medium
TASSAJARA 2104CB | 1266 |  |  |  |  | TASSAJARA 2104CB | TASSAJARA 2104 | DIABLO | 0.10747 | 10 | 0% | 0 | 1 | 9.092% | 0% | 0 | 0.0059985 | 0.0059985 | 4.1264 | 0.27768 | Low | Low | High
CURTIS 170510590 | 1267 |  | 35052738 | 6.1 |  | CURTIS 170510590 | CURTIS 1705 | YOSEMITE | 9.8062 | 25.1511 | 99.51% | 1 | 1 | 100% | 47.11% | 0 | 0.086282 | 0.086282 | 3.2172 | 0.27758 | High | High | High
PAUL SWEET 2109CB | 1268 |  |  |  |  | PAUL SWEET 2109CB | PAUL SWEET 2109 | CENTRAL COAST | 4.2704 | 10 | 67.66% | 4 | 1 | 34.14% | 43.22% | 0 | 0.068584 | 0.068584 | 4.0374 | 0.2769 | High | High | High
RIO DELL 1102CB | 1269 |  |  |  |  | RIO DELL 1102CB | RIO DELL 1102 | HUMBOLDT | 0.14635 | 60 | 0% | 0 | 0 | 2.061% | 0% | 0 | 0.0067382 | 0.0067382 | 2.7458 | 0.27662 | Low | Low | Medium
CALISTOGA 1102769230 | 1270 |  |  |  |  | CALISTOGA 1102769230 | CALISTOGA 1102 | NORTH BAY | 9.3152 | 56.0979 | 70.25% | 3 | 0 | 54.25% | 96.26% | 0 | 0.10199 | 0.10199 | 2.7108 | 0.27647 | High | High | Medium
DIAMOND SPRINGS 1103 | 1271 |  |  |  |  | DIAMOND SPRINGS 1103 | DIAMOND SPRINGS 1103 | SIERRA | 0.10469 | 10 | 100% | 0 | 0 | 70.96% | 100% | 0 | 0.10065 | 0.10065 | 2.7444 | 0.27622 | High | High | Medium
BELLEVUE 1102392 | 1272 |  |  |  |  | BELLEVUE 1102392 | BELLEVUE 1102 | SONOMA | 0.13708 | 10 | 0% | 0 | 0 | 2.019% | 0% | 0 | 0.0047936 | 0.0047936 | 2.8755 | 0.27565 | Low | Low | Medium
DRUM 11011602 | 1273 |  |  |  |  | DRUM 11011602 | DRUM 1101 | SIERRA | 16.7313 | 80.5912 | 98.54% | 5 | 3 | 100% | 100% | 0 | 0.44264 | 0.44264 | 0.6215 | 0.2751 | High | High | Low
CURTIS 17039330 | 1274 |  |  |  |  | CURTIS 17039330 | CURTIS 1703 | YOSEMITE | 41.1713 | 48.6933 | 100% | 9 | 13 | 100% | 41.49% | 1 | 0.1783 | 0.1783 | 1.542 | 0.27494 | High | High | Low
BEN LOMOND 04015400 | 1275 |  |  |  |  | BEN LOMOND 04015400 | BEN LOMOND 0401 | CENTRAL COAST | 0.44316 | 10 | 0% | 0 | 0 | 100% | 100% | 0 | 0.061559 | 0.061559 | 4.4652 | 0.27487 | High | High | High
OAKLAND X 1104CR101 | 1276 |  |  |  |  | OAKLAND X 1104CR101 | OAKLAND X 1104 | EAST BAY | 0.017651 | 10 | 0% | 0 | 0 | 100% | 100% | 0 | 0.061559 | 0.061559 | 4.4296 | 0.27268 | High | High | High
CAMP EVERS 210694770 | 1277 |  |  |  |  | CAMP EVERS 210694770 | CAMP EVERS 2106 | CENTRAL COAST | 2.6769 | 10 | 36.19% | 10 | 8 | 66.11% | 100% | 0 | 0.09995 | 0.09995 | 2.7268 | 0.27255 | High | High | Medium
LOS GATOS 1106CB | 1278 |  |  |  |  | LOS GATOS 1106CB | LOS GATOS 1106 | DE ANZA | 6.7095 | 14.253 | 23.95% | 2 | 3 | 87.56% | 91.62% | 0 | 0.083012 | 0.083012 | 3.283 | 0.27253 | High | High | High
CAMP EVERS 21067603 | 1279 |  |  |  |  | CAMP EVERS 21067603 | CAMP EVERS 2106 | CENTRAL COAST | 0.9357 | 10 | 57.8% | 0 | 0 | 100% | 100% | 0 | 0.095589 | 0.095589 | 2.8433 | 0.27179 | High | High | Medium
SAN RAFAEL 11073323 | 1280 |  |  |  |  | SAN RAFAEL 11073323 | SAN RAFAEL 1107 | NORTH BAY | 0.13349 | 10 | 0% | 0 | 0 | 100% | 100% | 0 | 0.061559 | 0.061559 | 4.4049 | 0.27117 | High | High | High
HIGHLANDS 110439458 | 1281 |  |  |  |  | HIGHLANDS 110439458 | HIGHLANDS 1104 | HUMBOLDT | 0.83315 | 10 | 36.61% | 0 | 0 | 15.6% | 0% | 0 | 0.0084597 | 0.0084597 | 2.8556 | 0.271 | Low | Low | Medium
SAN RAFAEL 11081457 | 1282 |  |  |  |  | SAN RAFAEL 11081457 | SAN RAFAEL 1108 | NORTH BAY | 0.58979 | 10 | 0% | 0 | 0 | 77.17% | 100% | 0 | 0.056282 | 0.056282 | 4.8134 | 0.27091 | Medium | Medium | High
OAKLAND K 1101CR346 | 1283 |  |  |  |  | OAKLAND K 1101CR346 | OAKLAND K 1101 | EAST BAY | 0.18736 | 10 | 0% | 1 | 2 | 100% | 100% | 0 | 0.064827 | 0.064827 | 4.1726 | 0.2705 | High | High | High
SCE VEGAS 1701CB | 1284 |  |  |  |  | SCE VEGAS 1701CB | SCE VEGAS 1701 | LOS PADRES | 0.17032 | 10 | 100% | 0 | 0 | 100% | 100% | 0 | 0.13022 | 0.13022 | 2.0729 | 0.26993 | High | High | Low
CORRAL 11012128 | 1285 |  |  |  |  | CORRAL 11012128 | CORRAL 1101 | STOCKTON | 0.10849 | 55.3351 | 0% | 0 | 0 | 0.5187% | 0% | 0 | 0.0064285 | 0.0064285 | 2.8084 | 0.26992 | Low | Low | Medium
ELECTRA 11022646 | 1286 |  |  |  |  | ELECTRA 11022646 | ELECTRA 1102 | STOCKTON | 25.2162 | 27.1707 | 98.11% | 7 | 13 | 100% | 22.04% | 1 | 0.14592 | 0.14592 | 1.8392 | 0.26838 | High | High | Low
CAMP EVERS 210355638 | 1287 |  |  |  |  | CAMP EVERS 210355638 | CAMP EVERS 2103 | CENTRAL COAST | 1.9801 | 10 | 57.05% | 1 | 0 | 56.59% | 100% | 0 | 0.082558 | 0.082558 | 3.2291 | 0.26659 | High | High | High
SAN RAFAEL 1107714160 | 1288 |  |  |  |  | SAN RAFAEL 1107714160 | SAN RAFAEL 1107 | NORTH BAY | 2.7558 | 15.5208 | 10.99% | 0 | 10 | 98.34% | 63.23% | 0 | 0.060966 | 0.060966 | 4.37 | 0.26642 | Medium | Medium | High
TEMPLETON 2111A66 | 1289 |  |  |  |  | TEMPLETON 2111A66 | TEMPLETON 2111 | LOS PADRES | 33.7371 | 15.0206 | 78.96% | 12 | 6 | 100% | 0.9159% | 0 | 0.091159 | 0.091159 | 2.9193 | 0.26612 | High | High | Medium
MIRABEL 1102CB | 1290 |  |  |  |  | MIRABEL 1102CB | MIRABEL 1102 | SONOMA | 4.5501 | 24.245 | 39.21% | 4 | 11 | 40.5% | 94.81% | 0 | 0.080685 | 0.080685 | 3.2843 | 0.26499 | High | High | High
GARBERVILLE 11026084 | 1291 |  |  |  |  | GARBERVILLE 11026084 | GARBERVILLE 1102 | HUMBOLDT | 15.3135 | 81.9421 | 99.24% | 23 | 2 | 100% | 0% | 0 | 0.18331 | 0.18331 | 1.4373 | 0.26347 | High | High | Low
NARROWS 2105CB | 1292 |  |  |  |  | NARROWS 2105CB | NARROWS 2105 | SIERRA | 35.605 | 11.8579 | 78.33% | 4 | 9 | 98.55% | 0% | 0 | 0.094041 | 0.094041 | 2.7962 | 0.26296 | High | High | Medium
MOUNTAIN QUARRIES 210192474 | 1293 |  |  |  |  | MOUNTAIN QUARRIES 210192474 | MOUNTAIN QUARRIES 2101 | SIERRA | 14.6687 | 46.984 | 70.43% | 1 | 2 | 94.19% | 51.74% | 0 | 0.10478 | 0.10478 | 2.4996 | 0.2619 | High | High | Medium
CABRILLO 1104Y24 | 1294 |  |  |  |  | CABRILLO 1104Y24 | CABRILLO 1104 | LOS PADRES | 18.0747 | 69.8881 | 25.08% | 0 | 8 | 92.92% | 0% | 0 | 0.080321 | 0.080321 | 3.2604 | 0.26188 | High | High | High
CAMP EVERS 210611044 | 1295 |  |  |  |  | CAMP EVERS 210611044 | CAMP EVERS 2106 | CENTRAL COAST | 6.5538 | 10.6438 | 23.66% | 12 | 2 | 52.73% | 81.08% | 0 | 0.062668 | 0.062668 | 4.1597 | 0.26068 | High | High | High
CURTIS 170539256 | 1296 |  |  |  |  | CURTIS 170539256 | CURTIS 1705 | YOSEMITE | 26.4541 | 14.8561 | 72.89% | 2 | 39 | 100% | 0% | 0 | 0.087881 | 0.087881 | 2.9559 | 0.25976 | High | High | Medium
SUNOL 1101MR298 | 1297 |  |  |  |  | SUNOL 1101MR298 | SUNOL 1101 | MISSION | 5.4024 | 53.1471 | 44.07% | 1 | 5 | 100% | 100% | 0 | 0.1402 | 0.1402 | 1.8521 | 0.25967 | High | High | Low
MENLO 1102W80 | 1298 |  |  |  |  | MENLO 1102W80 | MENLO 1102 | PENINSULA | 17.326 | 69.2206 | 62.7% | 1 | 9 | 91.54% | 1.485% | 1 | 0.076689 | 0.076689 | 3.3813 | 0.2593 | High | High | High
BOLINAS 1101504 | 1299 |  |  |  |  | BOLINAS 1101504 | BOLINAS 1101 | NORTH BAY | 6.5349 | 26.1981 | 0% | 2 | 2 | 100% | 100% | 0 | 0.082308 | 0.082308 | 3.1479 | 0.2591 | High | High | High
ORO FINO 11022236 | 1300 |  |  |  |  | ORO FINO 11022236 | ORO FINO 1102 | NORTH VALLEY | 2.5402 | 88.3654 | 18.46% | 0 | 3 | 100% | 100% | 0 | 0.12209 | 0.12209 | 2.1142 | 0.25812 | High | High | Low
HALSEY 110239104 | 1301 |  |  |  |  | HALSEY 110239104 | HALSEY 1102 | SIERRA | 30.6401 | 10.3566 | 73.57% | 9 | 18 | 100% | 0% | 0 | 0.1288 | 0.1288 | 2.0038 | 0.25809 | High | High | Low
POINT ARENA 110137426 | 1302 |  |  |  |  | POINT ARENA 110137426 | POINT ARENA 1101 | HUMBOLDT | 0.081405 | 10 | 0% | 2 | 1 | 1.62% | 0% | 0 | 0.0057167 | 0.0057167 | 2.9781 | 0.25453 | Low | Low | Medium
DIAMOND SPRINGS 11039432 | 1303 |  |  |  |  | DIAMOND SPRINGS 11039432 | DIAMOND SPRINGS 1103 | SIERRA | 17.0625 | 19.7634 | 81.43% | 3 | 12 | 84.57% | 8.24% | 1 | 0.093192 | 0.093192 | 2.7267 | 0.2541 | High | High | Medium
PENRYN 110651674 | 1304 |  |  |  |  | PENRYN 110651674 | PENRYN 1106 | SIERRA | 0.99996 | 10 | 36.11% | 0 | 0 | 8.247% | 0% | 0 | 0.0068595 | 0.0068595 | 3.3008 | 0.254 | Low | Low | High
SAN RAMON 2107CB | 1305 |  |  |  |  | SAN RAMON 2107CB | SAN RAMON 2107 | MISSION | 0.08762 | 60 | 100% | 0 | 0 | 0.9683% | 100% | 0 | 0.072467 | 0.072467 | 3.5047 | 0.25397 | High | High | High
HIGGINS 1103CB | 1306 |  |  |  |  | HIGGINS 1103CB | HIGGINS 1103 | SIERRA | 27.5586 | 18.1402 | 77.71% | 6 | 7 | 99.3% | 0% | 0 | 0.085581 | 0.085581 | 2.9579 | 0.25314 | High | High | Medium
MARTELL 110191216 | 1307 |  |  |  |  | MARTELL 110191216 | MARTELL 1101 | STOCKTON | 41.3413 | 10.8803 | 100% | 3 | 13 | 100% | 0% | 0 | 0.10514 | 0.10514 | 2.4019 | 0.25253 | High | High | Medium
NEWBURG 11322074 | 1308 |  |  |  |  | NEWBURG 11322074 | NEWBURG 1132 | HUMBOLDT | 1.2262 | 10 | 0% | 0 | 0 | 11.58% | 0% | 0 | 0.0060224 | 0.0060224 | 2.7999 | 0.2521 | Low | Low | Medium
HOOPA 110182542 | 1309 |  |  |  |  | HOOPA 110182542 | HOOPA 1101 | HUMBOLDT | 9.9783 | 60.316 | 90.42% | 13 | 6 | 65.67% | 0% | 0 | 0.10839 | 0.10839 | 2.3143 | 0.25085 | High | High | Medium
BIG BASIN 110211062 | 1310 |  |  |  |  | BIG BASIN 110211062 | BIG BASIN 1102 | CENTRAL COAST | 9.0842 | 63.1207 | 47.86% | 15 | 1 | 100% | 69.62% | 1 | 0.096095 | 0.096095 | 2.6104 | 0.25085 | High | High | Medium
DIAMOND SPRINGS 11057722 | 1311 |  |  |  |  | DIAMOND SPRINGS 11057722 | DIAMOND SPRINGS 1105 | SIERRA | 59.1027 | 30.4266 | 87.61% | 10 | 7 | 94.99% | 35.49% | 0 | 0.11755 | 0.11755 | 2.1264 | 0.24995 | High | High | Low
ELK 11011272 | 1312 |  |  |  |  | ELK 11011272 | ELK 1101 | HUMBOLDT | 22.2131 | 39.0938 | 18.17% | 28 | 27 | 99.76% | 0% | 0 | 0.15006 | 0.15006 | 1.6636 | 0.24963 | High | High | Low
GOLDTREE 1107CB | 1313 |  |  |  |  | GOLDTREE 1107CB | GOLDTREE 1107 | LOS PADRES | 1.1277 | 39.1961 | 5.234% | 0 | 0 | 30.84% | 0% | 0 | 0.008131 | 0.008131 | 2.7356 | 0.24953 | Low | Low | Medium
CALPINE 1144CB | 1314 |  |  |  |  | CALPINE 1144CB | CALPINE 1144 | SONOMA | 26.2964 | 85.7305 | 55.05% | 0 | 0 | 100% | 92.09% | 0 | 0.1323 | 0.1323 | 1.8843 | 0.24929 | High | High | Low
MARIPOSA 210210880 | 1315 |  |  |  |  | MARIPOSA 210210880 | MARIPOSA 2102 | YOSEMITE | 39.106 | 24.6164 | 88.93% | 0 | 41 | 98.36% | 24.49% | 0 | 0.13284 | 0.13284 | 1.875 | 0.24909 | High | High | Low
MORRO BAY 110247584 | 1316 |  |  |  |  | MORRO BAY 110247584 | MORRO BAY 1102 | LOS PADRES | 8.6089 | 11.2458 | 21.08% | 1 | 2 | 89.3% | 46.55% | 1 | 0.073801 | 0.073801 | 3.3695 | 0.24868 | High | High | High
SHINGLE SPRINGS 210819762 | 1317 |  |  |  |  | SHINGLE SPRINGS 210819762 | SHINGLE SPRINGS 2108 | SIERRA | 4.2221 | 28.8991 | 60.1% | 3 | 6 | 78.12% | 39.2% | 0 | 0.077593 | 0.077593 | 3.1989 | 0.24821 | High | High | High
SAN RAFAEL 1101CB | 1318 |  |  |  |  | SAN RAFAEL 1101CB | SAN RAFAEL 1101 | NORTH BAY | 1.7156 | 10 | 28.81% | 3 | 3 | 39.77% | 100% | 1 | 0.061788 | 0.061788 | 4.0124 | 0.24792 | High | High | High
PAUL SWEET 210610424 | 1319 |  |  |  |  | PAUL SWEET 210610424 | PAUL SWEET 2106 | CENTRAL COAST | 5.7029 | 19.0788 | 48.59% | 2 | 1 | 80% | 79.15% | 0 | 0.067843 | 0.067843 | 3.6484 | 0.24751 | High | High | High
PASO ROBLES 11032731 | 1320 |  |  |  |  | PASO ROBLES 11032731 | PASO ROBLES 1103 | LOS PADRES | 1.1994 | 24.9201 | 47.66% | 0 | 0 | 73.66% | 0% | 0 | 0.015948 | 0.015948 | 1.3825 | 0.24735 | Low | Low | Low
SAN LUIS OBISPO 1107V58 | 1321 |  |  |  |  | SAN LUIS OBISPO 1107V58 | SAN LUIS OBISPO 1107 | LOS PADRES | 0.84617 | 10 | 0% | 0 | 0 | 37.96% | 0% | 0 | 0.006858 | 0.006858 | 3.2113 | 0.24706 | Low | Low | High
SANTA ROSA A 110432180 | 1322 |  |  |  |  | SANTA ROSA A 110432180 | SANTA ROSA A 1104 | SONOMA | 2.5189 | 19.7323 | 62.59% | 0 | 1 | 99.89% | 67.69% | 0 | 0.074867 | 0.074867 | 3.2925 | 0.2465 | High | High | High
MONTE RIO 111159046 | 1323 |  |  |  |  | MONTE RIO 111159046 | MONTE RIO 1111 | SONOMA | 2.6767 | 61.8101 | 0% | 1 | 1 | 70.69% | 0% | 0 | 0.013942 | 0.013942 | 1.5755 | 0.24642 | Low | Low | Low
PARADISE 11031231 | 1324 |  |  |  |  | PARADISE 11031231 | PARADISE 1103 | NORTH VALLEY | 2.541 | 10 | 17.59% | 3 | 2 | 90.53% | 96.98% | 0 | 0.066519 | 0.066519 | 3.6926 | 0.24563 | High | High | High
SAN JOAQUIN #3 110110060 | 1325 |  |  |  |  | SAN JOAQUIN #3 110110060 | SAN JOAQUIN #3 1101 | YOSEMITE | 6.5306 | 43.2657 | 65.2% | 0 | 4 | 100% | 100% | 0 | 0.133 | 0.133 | 1.8456 | 0.24547 | High | High | Low
CAMP EVERS 210595050 | 1326 |  |  |  |  | CAMP EVERS 210595050 | CAMP EVERS 2105 | CENTRAL COAST | 0.13882 | 10 | 0% | 0 | 0 | 100% | 100% | 0 | 0.061559 | 0.061559 | 3.9779 | 0.24488 | High | High | High
EL CERRITO G 1105BR160 | 1327 |  |  |  |  | EL CERRITO G 1105BR160 | EL CERRITO G 1105 | EAST BAY | 7.9453 | 33.1195 | 38.34% | 5 | 6 | 69.23% | 42.93% | 0 | 0.059441 | 0.059441 | 4.1032 | 0.2439 | Medium | Medium | High
SHINGLE SPRINGS 2108CB | 1328 |  |  |  |  | SHINGLE SPRINGS 2108CB | SHINGLE SPRINGS 2108 | SIERRA | 1.2634 | 35.9265 | 24.64% | 0 | 1 | 85.58% | 100% | 1 | 0.078196 | 0.078196 | 3.1135 | 0.24347 | High | High | High
OCEANO 1102CB | 1329 |  |  |  |  | OCEANO 1102CB | OCEANO 1102 | LOS PADRES | 20.8775 | 11.5809 | 41.43% | 7 | 19 | 75.87% | 0% | 0 | 0.081976 | 0.081976 | 2.9691 | 0.2434 | High | High | Medium
SAN LUIS OBISPO 11042293 | 1330 |  |  |  |  | SAN LUIS OBISPO 11042293 | SAN LUIS OBISPO 1104 | LOS PADRES | 9.0237 | 83.3193 | 68.53% | 2 | 1 | 100% | 100% | 0 | 0.16663 | 0.16663 | 1.4572 | 0.24281 | High | High | Low
NARROWS 21011202 | 1331 |  |  |  |  | NARROWS 21011202 | NARROWS 2101 | SIERRA | 45.5016 | 16.7658 | 94.84% | 2 | 35 | 100% | 0% | 0 | 0.10949 | 0.10949 | 2.2156 | 0.24258 | High | High | Low
SHINGLE SPRINGS 1103CB | 1332 |  |  |  |  | SHINGLE SPRINGS 1103CB | SHINGLE SPRINGS 1103 | SIERRA | 6.5783 | 25.7936 | 79.81% | 1 | 6 | 56.03% | 80.43% | 1 | 0.079857 | 0.079857 | 3.0171 | 0.24094 | High | High | Medium
GREENBRAE 11031260 | 1333 |  |  |  |  | GREENBRAE 11031260 | GREENBRAE 1103 | NORTH BAY | 2.3256 | 16.3667 | 42.46% | 2 | 2 | 86.56% | 70.2% | 0 | 0.060164 | 0.060164 | 4.0042 | 0.24091 | Medium | Medium | High
ALTO 1124CB | 1334 |  |  |  |  | ALTO 1124CB | ALTO 1124 | NORTH BAY | 3.2561 | 10 | 7.135% | 1 | 6 | 46.3% | 100% | 0 | 0.050654 | 0.050654 | 4.7415 | 0.24018 | Medium | Medium | High
EL CERRITO G 1112BR178 | 1335 |  |  |  |  | EL CERRITO G 1112BR178 | EL CERRITO G 1112 | EAST BAY | 1.8955 | 10 | 57.49% | 2 | 1 | 23.53% | 92.74% | 0 | 0.049573 | 0.049573 | 4.8314 | 0.23951 | Medium | Medium | High
SONOMA 1105404 | 1336 |  |  |  |  | SONOMA 1105404 | SONOMA 1105 | SONOMA | 12.3578 | 22.8821 | 50.06% | 1 | 16 | 68.86% | 37.07% | 0 | 0.072855 | 0.072855 | 3.2835 | 0.23922 | High | High | High
KESWICK 11011586 | 1337 |  |  |  |  | KESWICK 11011586 | KESWICK 1101 | NORTH VALLEY | 7.6307 | 36.5577 | 16.39% | 0 | 2 | 100% | 100% | 1 | 0.085854 | 0.085854 | 2.7857 | 0.23916 | High | High | Medium
SAN LUIS OBISPO 1101V12 | 1338 |  |  |  |  | SAN LUIS OBISPO 1101V12 | SAN LUIS OBISPO 1101 | LOS PADRES | 21.0121 | 75.506 | 48.74% | 1 | 1 | 99.72% | 49% | 1 | 0.10534 | 0.10534 | 2.27 | 0.23913 | High | High | Medium
MC KEE 1111711900 | 1339 |  |  |  |  | MC KEE 1111711900 | MC KEE 1111 | SAN JOSE | 8.3733 | 57.1059 | 68.22% | 0 | 5 | 66.5% | 0% | 0 | 0.059287 | 0.059287 | 4.0165 | 0.23813 | Medium | Medium | High
PINE GROVE 11023168 | 1340 |  |  |  |  | PINE GROVE 11023168 | PINE GROVE 1102 | STOCKTON | 30.4079 | 52.9502 | 87.84% | 3 | 16 | 100% | 16.23% | 0 | 0.091596 | 0.091596 | 2.5997 | 0.23812 | High | High | Medium
CURTIS 17058170 | 1341 |  |  |  |  | CURTIS 17058170 | CURTIS 1705 | YOSEMITE | 7.5122 | 10 | 100% | 1 | 19 | 95.23% | 28.76% | 0 | 0.063226 | 0.063226 | 3.7646 | 0.23802 | High | High | High
OCEANO 1104Q06 | 1342 |  |  |  |  | OCEANO 1104Q06 | OCEANO 1104 | LOS PADRES | 12.4604 | 18.1576 | 68.47% | 10 | 12 | 100% | 0% | 0 | 0.07261 | 0.07261 | 3.274 | 0.23772 | High | High | High
APPLE HILL 11038412 | 1343 |  |  |  |  | APPLE HILL 11038412 | APPLE HILL 1103 | SIERRA | 20.0804 | 56.3777 | 98.03% | 4 | 10 | 100% | 56.18% | 1 | 0.12834 | 0.12834 | 1.8505 | 0.23749 | High | High | Low
STELLING 111060080 | 1344 |  |  |  |  | STELLING 111060080 | STELLING 1110 | DE ANZA | 9.1723 | 64.142 | 26.3% | 6 | 3 | 90.37% | 0% | 0 | 0.074583 | 0.074583 | 3.1821 | 0.23733 | High | High | High
PAUL SWEET 2106CB | 1345 |  |  |  |  | PAUL SWEET 2106CB | PAUL SWEET 2106 | CENTRAL COAST | 5.2267 | 14.0145 | 33.08% | 1 | 5 | 37.05% | 92.49% | 0 | 0.057775 | 0.057775 | 4.0611 | 0.23463 | Medium | Medium | High
SAN JOAQUIN #3 110210342 | 1346 |  |  |  |  | SAN JOAQUIN #3 110210342 | SAN JOAQUIN #3 1102 | YOSEMITE | 1.8206 | 16.0634 | 100% | 0 | 4 | 100% | 100% | 0 | 0.16247 | 0.16247 | 1.436 | 0.2333 | High | High | Low
SAN JOAQUIN #3 1101CB | 1347 |  |  |  |  | SAN JOAQUIN #3 1101CB | SAN JOAQUIN #3 1101 | YOSEMITE | 5.4085 | 45.9214 | 90.84% | 2 | 3 | 100% | 98.42% | 0 | 0.15907 | 0.15907 | 1.4628 | 0.23269 | High | High | Low
MONROE 210765424 | 1348 |  |  |  |  | MONROE 210765424 | MONROE 2107 | SONOMA | 0.75479 | 10 | 100% | 0 | 0 | 14.79% | 100% | 0 | 0.067899 | 0.067899 | 3.4252 | 0.23257 | High | High | High
BOLINAS 1101CB | 1349 |  |  |  |  | BOLINAS 1101CB | BOLINAS 1101 | NORTH BAY | 2.176 | 69.2661 | 1.123% | 3 | 1 | 100% | 77.9% | 0 | 0.077604 | 0.077604 | 2.9867 | 0.23178 | High | High | Medium
MARIPOSA 210110990 | 1350 |  |  |  |  | MARIPOSA 210110990 | MARIPOSA 2101 | YOSEMITE | 39.8367 | 17.0819 | 99.94% | 3 | 69 | 100% | 0% | 0 | 0.16909 | 0.16909 | 1.36 | 0.22996 | High | High | Low
MORGAN HILL 2111XR186 | 1351 |  |  |  |  | MORGAN HILL 2111XR186 | MORGAN HILL 2111 | SAN JOSE | 0.89677 | 65 | 0% | 0 | 0 | 5.591% | 0% | 0 | 0.0072203 | 0.0072203 | 2.834 | 0.22955 | Low | Low | Medium
SAN RAFAEL 1101494 | 1352 |  |  |  |  | SAN RAFAEL 1101494 | SAN RAFAEL 1101 | NORTH BAY | 4.1663 | 10 | 20.21% | 1 | 4 | 47.93% | 100% | 0 | 0.062096 | 0.062096 | 3.6785 | 0.22842 | High | High | High
FORT BRAGG A 110231304 | 1353 |  |  |  |  | FORT BRAGG A 110231304 | FORT BRAGG A 1102 | HUMBOLDT | 21.5206 | 61.6048 | 34.35% | 17 | 8 | 100% | 0% | 0 | 0.094856 | 0.094856 | 2.3985 | 0.22751 | High | High | Medium
LAKEWOOD 210964992 | 1354 |  |  |  |  | LAKEWOOD 210964992 | LAKEWOOD 2109 | DIABLO | 0.21818 | 10 | 100% | 0 | 0 | 8.548% | 100% | 0 | 0.056493 | 0.056493 | 4.016 | 0.22688 | Medium | Medium | High
HIGGINS 110332120 | 1355 |  |  |  |  | HIGGINS 110332120 | HIGGINS 1103 | SIERRA | 40.5815 | 16.4911 | 85.22% | 7 | 11 | 99.04% | 0% | 0 | 0.076505 | 0.076505 | 2.9612 | 0.22655 | High | High | Medium
NEWBURG 11313446 | 1356 |  |  |  |  | NEWBURG 11313446 | NEWBURG 1131 | HUMBOLDT | 0.24063 | 10 | 0% | 0 | 0 | 2.893% | 0% | 0 | 0.0048356 | 0.0048356 | 2.3426 | 0.22653 | Low | Low | Medium
ALLEGHANY 1101808 | 1357 | 2021 | ECOP - R02 | 0.61 |  | ALLEGHANY 1101808 | ALLEGHANY 1101 | SIERRA | 6.1403 | 95.663 | 12.49% | 0 | 2 | 100% | 100% | 0 | 0.13475 | 0.13475 | 1.679 | 0.22625 | High | High | Low
CALAVERAS CEMENT 11014786 | 1358 |  |  |  |  | CALAVERAS CEMENT 11014786 | CALAVERAS CEMENT 1101 | STOCKTON | 18.0051 | 18.3515 | 89.75% | 0 | 8 | 100% | 55.25% | 1 | 0.076728 | 0.076728 | 2.9429 | 0.22581 | High | High | Medium
GREEN VALLEY 210190860 | 1359 |  |  |  |  | GREEN VALLEY 210190860 | GREEN VALLEY 2101 | CENTRAL COAST | 3.8052 | 10 | 95.69% | 0 | 0 | 20.73% | 93.04% | 0 | 0.070746 | 0.070746 | 3.19 | 0.22568 | High | High | High
CASTRO VALLEY 1108 | 1360 |  |  |  |  | CASTRO VALLEY 1108 | CASTRO VALLEY 1108 | MISSION | 0.019583 | 10 | 0% | 0 | 0 | 100% | 100% | 0 | 0.061559 | 0.061559 | 3.6623 | 0.22545 | High | High | High
LAURELES 11112020 | 1361 |  |  |  |  | LAURELES 11112020 | LAURELES 1111 | CENTRAL COAST | 33.1343 | 48.734 | 70.7% | 2 | 9 | 100% | 9.9% | 1 | 0.11304 | 0.11304 | 1.9922 | 0.2252 | High | High | Low
KANAKA 1101CB | 1362 |  |  |  |  | KANAKA 1101CB | KANAKA 1101 | NORTH VALLEY | 4.6774 | 55.1611 | 80.24% | 0 | 1 | 100% | 79.67% | 1 | 0.11271 | 0.11271 | 1.9968 | 0.22505 | High | High | Low
GANSNER 11012006 | 1363 |  |  |  |  | GANSNER 11012006 | GANSNER 1101 | NORTH VALLEY | 17.1959 | 52.9981 | 98.77% | 5 | 5 | 100% | 2.795% | 0 | 0.086274 | 0.086274 | 2.5916 | 0.22359 | High | High | Medium
SANTA YNEZ 1101Y52 | 1364 |  |  |  |  | SANTA YNEZ 1101Y52 | SANTA YNEZ 1101 | LOS PADRES | 18.8234 | 75.9887 | 74.53% | 0 | 5 | 76.28% | 53.44% | 1 | 0.10447 | 0.10447 | 2.1391 | 0.22348 | High | High | Low
CENTERVILLE 1101CB | 1365 |  |  |  |  | CENTERVILLE 1101CB | CENTERVILLE 1101 | NORTH VALLEY | 0.015747 | 10 | 0% | 0 | 1 | 100% | 100% | 0 | 0.071117 | 0.071117 | 3.1314 | 0.2227 | High | High | High
PENRYN 1105CB | 1366 |  |  |  |  | PENRYN 1105CB | PENRYN 1105 | SIERRA | 0.038025 | 10 | 0% | 0 | 0 | 3.678% | 0% | 0 | 0.0048736 | 0.0048736 | 3.0534 | 0.22248 | Low | Low | Medium
HALF MOON BAY 11028848 | 1367 |  |  |  |  | HALF MOON BAY 11028848 | HALF MOON BAY 1102 | PENINSULA | 3.8931 | 27.5705 | 29.99% | 4 | 3 | 38.64% | 80.42% | 0 | 0.051782 | 0.051782 | 4.2924 | 0.22227 | Medium | Medium | High
LUCERNE 110638632 | 1368 |  |  |  |  | LUCERNE 110638632 | LUCERNE 1106 | HUMBOLDT | 4.4543 | 54.342 | 100% | 6 | 8 | 95.13% | 0% | 0 | 0.076393 | 0.076393 | 2.9038 | 0.22183 | High | High | Medium
CASTRO VALLEY 1109MR334 | 1369 |  |  |  |  | CASTRO VALLEY 1109MR334 | CASTRO VALLEY 1109 | MISSION | 5.7287 | 41.5825 | 24.73% | 0 | 3 | 90.6% | 49.57% | 0 | 0.052651 | 0.052651 | 4.2098 | 0.22165 | Medium | Medium | High
CORNING 11021900 | 1370 |  |  |  |  | CORNING 11021900 | CORNING 1102 | NORTH VALLEY | 0.99921 | 77.9025 | 2.304% | 0 | 2 | 5.388% | 0% | 0 | 0.0083558 | 0.0083558 | 1.3171 | 0.22009 | Low | Low | Low
MORGAN HILL 2111CB | 1371 |  |  |  |  | MORGAN HILL 2111CB | MORGAN HILL 2111 | SAN JOSE | 0.34374 | 10 | 12.74% | 0 | 0 | 12.6% | 0% | 0 | 0.0059141 | 0.0059141 | 3.3152 | 0.21995 | Low | Low | High
ROSSMOOR 1106CB | 1372 |  |  |  |  | ROSSMOOR 1106CB | ROSSMOOR 1106 | DIABLO | 1.4865 | 10 | 68.08% | 0 | 8 | 30.91% | 92.75% | 0 | 0.057048 | 0.057048 | 3.8412 | 0.21913 | Medium | Medium | High
ATASCADERO 1101A50 | 1373 |  |  |  |  | ATASCADERO 1101A50 | ATASCADERO 1101 | LOS PADRES | 19.8065 | 10 | 78.19% | 4 | 9 | 94.43% | 5.217% | 1 | 0.066857 | 0.066857 | 3.2682 | 0.2185 | High | High | High
SISQUOC 1103M14 | 1374 |  |  |  |  | SISQUOC 1103M14 | SISQUOC 1103 | LOS PADRES | 21.2959 | 68.8259 | 69.24% | 0 | 10 | 65.02% | 94.4% | 0 | 0.21174 | 0.21174 | 1.0317 | 0.21846 | High | High | Low
CALAVERAS CEMENT 110180930 | 1375 |  |  |  |  | CALAVERAS CEMENT 110180930 | CALAVERAS CEMENT 1101 | STOCKTON | 18.4785 | 30.1878 | 99.81% | 1 | 6 | 100% | 0% | 0 | 0.089656 | 0.089656 | 2.4362 | 0.21842 | High | High | Medium
PAUL SWEET 2105CB | 1376 |  |  |  |  | PAUL SWEET 2105CB | PAUL SWEET 2105 | CENTRAL COAST | 8.1216 | 24.934 | 34.71% | 10 | 1 | 52.4% | 90.68% | 0 | 0.064304 | 0.064304 | 3.3844 | 0.21763 | High | High | High
CLOVERDALE 1102570 | 1377 |  |  |  |  | CLOVERDALE 1102570 | CLOVERDALE 1102 | SONOMA | 17.3117 | 48.3271 | 69.88% | 1 | 6 | 81.35% | 95.94% | 0 | 0.11928 | 0.11928 | 1.824 | 0.21757 | High | High | Low
CAMP EVERS 210411048 | 1378 |  |  |  |  | CAMP EVERS 210411048 | CAMP EVERS 2104 | CENTRAL COAST | 0.87487 | 10 | 18.94% | 3 | 1 | 63.94% | 100% | 0 | 0.053728 | 0.053728 | 4.0099 | 0.21544 | Medium | Medium | High
SONOMA 1106CB | 1379 |  |  |  |  | SONOMA 1106CB | SONOMA 1106 | SONOMA | 0.46405 | 10 | 100% | 0 | 0 | 11.88% | 100% | 0 | 0.058298 | 0.058298 | 3.6884 | 0.21503 | Medium | Medium | High
OAKLAND K 1101CR170 | 1380 |  |  |  |  | OAKLAND K 1101CR170 | OAKLAND K 1101 | EAST BAY | 1.2514 | 10 | 10.22% | 0 | 3 | 100% | 84.34% | 0 | 0.055611 | 0.055611 | 3.8581 | 0.21455 | Medium | Medium | High
SANTA ROSA A 110439786 | 1381 |  |  |  |  | SANTA ROSA A 110439786 | SANTA ROSA A 1104 | SONOMA | 1.14 | 10 | 49.93% | 0 | 3 | 16.83% | 100% | 0 | 0.056488 | 0.056488 | 3.7971 | 0.21449 | Medium | Medium | High
MOUNTAIN QUARRIES 21011102 | 1382 |  |  |  |  | MOUNTAIN QUARRIES 21011102 | MOUNTAIN QUARRIES 2101 | SIERRA | 44.4218 | 34.6112 | 86.6% | 0 | 15 | 100% | 0% | 0 | 0.11033 | 0.11033 | 1.9411 | 0.21417 | High | High | Low
OREGON TRAIL 11031500 | 1383 |  |  |  |  | OREGON TRAIL 11031500 | OREGON TRAIL 1103 | NORTH VALLEY | 24.8639 | 16.6581 | 98.22% | 2 | 4 | 96.57% | 0% | 0 | 0.076799 | 0.076799 | 2.7865 | 0.214 | High | High | Medium
SOBRANTE 1102L510R | 1384 | 2020 | 31089263 | 0.075 |  | SOBRANTE 1102L510R | SOBRANTE 1102 | DIABLO | 9.7593 | 10 | 23.81% | 5 | 6 | 100% | 0% | 0 | 0.067265 | 0.067265 | 3.176 | 0.21364 | High | High | High
ROB ROY 210571630 | 1385 |  |  |  |  | ROB ROY 210571630 | ROB ROY 2105 | CENTRAL COAST | 1.807 | 10 | 61.71% | 5 | 2 | 96.47% | 60.73% | 0 | 0.066075 | 0.066075 | 3.2318 | 0.21354 | High | High | High
SAN RAFAEL 1108CB | 1386 |  |  |  |  | SAN RAFAEL 1108CB | SAN RAFAEL 1108 | NORTH BAY | 3.0131 | 10 | 10.73% | 6 | 1 | 40.8% | 100% | 0 | 0.047654 | 0.047654 | 4.4645 | 0.21275 | Medium | Medium | High
DIAMOND SPRINGS 1103CB | 1387 |  | 35042603 | 1.67 |  | DIAMOND SPRINGS 1103CB | DIAMOND SPRINGS 1103 | SIERRA | 16.7869 | 10 | 71.13% | 6 | 16 | 54.37% | 47.43% | 1 | 0.08564 | 0.08564 | 2.4835 | 0.21268 | High | High | Medium
OAKLAND D 1112CR192 | 1388 |  |  |  |  | OAKLAND D 1112CR192 | OAKLAND D 1112 | EAST BAY | 2.6688 | 25.8444 | 29.93% | 2 | 4 | 64.82% | 77.45% | 0 | 0.054951 | 0.054951 | 3.8636 | 0.21231 | Medium | Medium | High
AUBERRY 1101R2838 | 1389 |  |  |  |  | AUBERRY 1101R2838 | AUBERRY 1101 | FRESNO | 20.2113 | 19.1577 | 100% | 5 | 21 | 100% | 0% | 0 | 0.10363 | 0.10363 | 2.0481 | 0.21224 | High | High | Low
PARADISE 1102CB | 1390 |  |  |  |  | PARADISE 1102CB | PARADISE 1102 | NORTH VALLEY | 0.74465 | 10 | 6.716% | 2 | 0 | 53.22% | 100% | 0 | 0.048451 | 0.048451 | 4.3681 | 0.21164 | Medium | Medium | High
PUEBLO 2102656 | 1391 |  |  |  |  | PUEBLO 2102656 | PUEBLO 2102 | NORTH BAY | 0.064775 | 10 | 100% | 0 | 0 | 0.3672% | 100% | 0 | 0.059306 | 0.059306 | 3.5617 | 0.21123 | Medium | Medium | High
SWIFT 2110XR366 | 1392 |  |  |  |  | SWIFT 2110XR366 | SWIFT 2110 | SAN JOSE | 8.8402 | 27.8534 | 70.07% | 1 | 1 | 80.04% | 0% | 0 | 0.04663 | 0.04663 | 4.5152 | 0.21055 | Medium | Medium | High
GRASS VALLEY 11032110 | 1393 |  |  |  |  | GRASS VALLEY 11032110 | GRASS VALLEY 1103 | SIERRA | 19.6542 | 17.5047 | 70.11% | 3 | 10 | 97.43% | 0% | 0 | 0.080807 | 0.080807 | 2.6029 | 0.21033 | High | High | Medium
APPLE HILL 21028372 | 1394 |  |  |  |  | APPLE HILL 21028372 | APPLE HILL 2102 | SIERRA | 56.1866 | 51.1532 | 100% | 7 | 2 | 89.5% | 31.4% | 1 | 0.11526 | 0.11526 | 1.8245 | 0.2103 | High | High | Low
BOLINAS 1101528 | 1395 |  |  |  |  | BOLINAS 1101528 | BOLINAS 1101 | NORTH BAY | 2.2652 | 10 | 0% | 1 | 5 | 74.53% | 100% | 0 | 0.061356 | 0.061356 | 3.4025 | 0.20876 | Medium | Medium | High
CLOVERDALE 1102156 | 1396 |  |  |  |  | CLOVERDALE 1102156 | CLOVERDALE 1102 | SONOMA | 6.0801 | 52.6986 | 63.14% | 2 | 11 | 52.14% | 81.66% | 0 | 0.091237 | 0.091237 | 2.2861 | 0.20858 | High | High | Medium
MILPITAS 1109XR082 | 1397 |  |  |  |  | MILPITAS 1109XR082 | MILPITAS 1109 | SAN JOSE | 19.1832 | 53.2607 | 99.6% | 3 | 3 | 94.55% | 0% | 0 | 0.058023 | 0.058023 | 3.5906 | 0.20834 | Medium | Medium | High
HICKS 2103LB50 | 1398 |  |  |  |  | HICKS 2103LB50 | HICKS 2103 | SAN JOSE | 10.8958 | 72.4633 | 80.45% | 3 | 2 | 82.11% | 27.73% | 0 | 0.058713 | 0.058713 | 3.5349 | 0.20754 | Medium | Medium | High
CALAVERAS CEMENT 1101502 | 1399 |  |  |  |  | CALAVERAS CEMENT 1101502 | CALAVERAS CEMENT 1101 | STOCKTON | 38.3009 | 27.6645 | 90.32% | 2 | 8 | 92.84% | 0% | 0 | 0.10314 | 0.10314 | 2.0117 | 0.20748 | High | High | Low
STILLWATER 11011320 | 1400 |  |  |  |  | STILLWATER 11011320 | STILLWATER 1101 | NORTH VALLEY | 18.8372 | 23.2893 | 80.24% | 9 | 10 | 93.78% | 0% | 0 | 0.10603 | 0.10603 | 1.956 | 0.2074 | High | High | Low
HALSEY 1101CB | 1401 |  |  |  |  | HALSEY 1101CB | HALSEY 1101 | SIERRA | 17.1561 | 10.5573 | 71.81% | 7 | 24 | 100% | 0% | 0 | 0.08631 | 0.08631 | 2.3966 | 0.20685 | High | High | Medium
AUBERRY 1102CB | 1402 |  |  |  |  | AUBERRY 1102CB | AUBERRY 1102 | FRESNO | 34.5018 | 23.0923 | 82.62% | 0 | 22 | 100% | 0% | 0 | 0.089542 | 0.089542 | 2.3016 | 0.20609 | High | High | Medium
WILLITS 11032500 | 1403 |  |  |  |  | WILLITS 11032500 | WILLITS 1103 | HUMBOLDT | 29.9853 | 83.8453 | 100% | 11 | 13 | 100% | 0% | 0 | 0.14143 | 0.14143 | 1.453 | 0.20549 | High | High | Low
SAN BENITO 210488772 | 1404 |  |  |  |  | SAN BENITO 210488772 | SAN BENITO 2104 | CENTRAL COAST | 23.9825 | 25.5059 | 54.82% | 18 | 5 | 55.63% | 0% | 0 | 0.071687 | 0.071687 | 2.854 | 0.2046 | High | High | Medium
ALHAMBRA 110582622 | 1405 |  |  |  |  | ALHAMBRA 110582622 | ALHAMBRA 1105 | DIABLO | 25.9018 | 63.5576 | 53.56% | 4 | 18 | 100% | 1.973% | 1 | 0.072547 | 0.072547 | 2.8047 | 0.20347 | High | High | Medium
PLACERVILLE 111019582 | 1406 |  |  |  |  | PLACERVILLE 111019582 | PLACERVILLE 1110 | SIERRA | 22.4014 | 26.1615 | 63.31% | 2 | 22 | 100% | 0% | 0 | 0.091322 | 0.091322 | 2.2123 | 0.20203 | High | High | Low
COARSEGOLD 2102383092 | 1407 |  |  |  |  | COARSEGOLD 2102383092 | COARSEGOLD 2102 | YOSEMITE | 0.3809 | 10 | 73.97% | 0 | 0 | 100% | 100% | 0 | 0.10776 | 0.10776 | 1.874 | 0.20194 | High | High | Low
WEST POINT 11021369 | 1408 |  |  |  |  | WEST POINT 11021369 | WEST POINT 1102 | STOCKTON | 10.5051 | 72.1066 | 100% | 1 | 0 | 98.44% | 18.78% | 0 | 0.073587 | 0.073587 | 2.7416 | 0.20175 | High | High | Medium
FROGTOWN 17011623 | 1409 |  |  |  |  | FROGTOWN 17011623 | FROGTOWN 1701 | STOCKTON | 15.2549 | 27.6688 | 92.79% | 0 | 7 | 100% | 0% | 0 | 0.065843 | 0.065843 | 3.0596 | 0.20145 | High | High | Medium
CLARKSVILLE 210951744 | 1410 |  |  |  |  | CLARKSVILLE 210951744 | CLARKSVILLE 2109 | SIERRA | 0.69986 | 10 | 100% | 0 | 1 | 39% | 87.04% | 0 | 0.062946 | 0.062946 | 3.1987 | 0.20135 | High | High | High
BOLINAS 1101 | 1411 |  |  |  |  | BOLINAS 1101 | BOLINAS 1101 | NORTH BAY | 0.01843 | 10 | 0% | 0 | 0 | 100% | 100% | 0 | 0.061559 | 0.061559 | 3.2701 | 0.2013 | High | High | High
CURTIS 170511790 | 1412 |  |  |  |  | CURTIS 170511790 | CURTIS 1705 | YOSEMITE | 0.014226 | 10 | 0% | 0 | 0 | 100% | 100% | 0 | 0.061559 | 0.061559 | 3.2679 | 0.20117 | High | High | High
BIG BASIN 110212779 | 1413 |  |  |  |  | BIG BASIN 110212779 | BIG BASIN 1102 | CENTRAL COAST | 0.25335 | 10 | 27.94% | 0 | 0 | 100% | 100% | 0 | 0.076303 | 0.076303 | 2.6324 | 0.20086 | High | High | Medium
KESWICK 1101CB | 1414 |  |  |  |  | KESWICK 1101CB | KESWICK 1101 | NORTH VALLEY | 0.016582 | 10 | 0% | 0 | 0 | 100% | 100% | 0 | 0.061559 | 0.061559 | 3.2562 | 0.20045 | High | High | High
NOTRE DAME 11042537 | 1415 |  |  |  |  | NOTRE DAME 11042537 | NOTRE DAME 1104 | NORTH VALLEY | 5.2925 | 55.6781 | 100% | 0 | 0 | 100% | 22.56% | 0 | 0.062104 | 0.062104 | 3.2088 | 0.19928 | High | High | High
SYCAMORE CREEK 11112014 | 1416 |  |  |  |  | SYCAMORE CREEK 11112014 | SYCAMORE CREEK 1111 | NORTH VALLEY | 22.6561 | 53.0217 | 99.04% | 1 | 4 | 99.97% | 25.97% | 0 | 0.069882 | 0.069882 | 2.8512 | 0.19925 | High | High | Medium
COARSEGOLD 21045300 | 1417 |  |  |  |  | COARSEGOLD 21045300 | COARSEGOLD 2104 | YOSEMITE | 37.3624 | 19.4525 | 89.47% | 1 | 28 | 100% | 0% | 0 | 0.10447 | 0.10447 | 1.9069 | 0.19922 | High | High | Low
OCEANO 1103221092 | 1418 |  |  |  |  | OCEANO 1103221092 | OCEANO 1103 | LOS PADRES | 1.2243 | 45.1389 | 92.5% | 0 | 2 | 95.43% | 0% | 0 | 0.049591 | 0.049591 | 3.9902 | 0.19788 | Medium | Medium | High
ROB ROY 210410714 | 1419 |  |  |  |  | ROB ROY 210410714 | ROB ROY 2104 | CENTRAL COAST | 15.4812 | 20.2777 | 49.42% | 12 | 6 | 79.24% | 0% | 0 | 0.069343 | 0.069343 | 2.8504 | 0.19765 | High | High | Medium
CURTIS 170234426 | 1420 |  |  |  |  | CURTIS 170234426 | CURTIS 1702 | YOSEMITE | 4.917 | 10 | 82.09% | 0 | 4 | 71.87% | 67.24% | 1 | 0.058493 | 0.058493 | 3.3748 | 0.1974 | Medium | Medium | High
CURTIS 17036064 | 1421 |  |  |  |  | CURTIS 17036064 | CURTIS 1703 | YOSEMITE | 19.198 | 23.357 | 96.92% | 3 | 15 | 97.54% | 0% | 0 | 0.069239 | 0.069239 | 2.8169 | 0.19504 | High | High | Medium
AUBERRY 1101R2845 | 1422 |  |  |  |  | AUBERRY 1101R2845 | AUBERRY 1101 | FRESNO | 17.7605 | 28.7565 | 100% | 4 | 13 | 100% | 0% | 0 | 0.10532 | 0.10532 | 1.8477 | 0.19461 | High | High | Low
VASCO 1102MR176 | 1423 |  |  |  |  | VASCO 1102MR176 | VASCO 1102 | MISSION | 38.5569 | 70.5523 | 85.5% | 0 | 7 | 89.92% | 0% | 0 | 0.084198 | 0.084198 | 2.3104 | 0.19454 | High | High | Medium
NARROWS 21057203 | 1424 |  |  |  |  | NARROWS 21057203 | NARROWS 2105 | SIERRA | 17.8971 | 13.4012 | 99.97% | 2 | 5 | 95.78% | 0% | 0 | 0.077172 | 0.077172 | 2.5133 | 0.19395 | High | High | Medium
OTTER 1102CB | 1425 | 2020 | 30977613 30977614 30977615 | 3700 3400 3000 |  | OTTER 1102CB | OTTER 1102 | CENTRAL COAST | 6.6866 | 58.389 | 0% | 3 | 0 | 98.35% | 55.62% | 1 | 0.11663 | 0.11663 | 1.6628 | 0.19393 | High | High | Low
CASTRO VALLEY 1108MR243 | 1426 |  |  |  |  | CASTRO VALLEY 1108MR243 | CASTRO VALLEY 1108 | MISSION | 5.5308 | 36.4789 | 12.29% | 0 | 3 | 99.61% | 62.99% | 0 | 0.054568 | 0.054568 | 3.5499 | 0.19371 | Medium | Medium | High
SOBRANTE 1103N510R | 1427 |  |  |  |  | SOBRANTE 1103N510R | SOBRANTE 1103 | DIABLO | 0.050894 | 10 | 0% | 1 | 0 | 5.822% | 0% | 0 | 0.0050449 | 0.0050449 | 3.422 | 0.19367 | Low | Low | High
SOBRANTE 1102L520R | 1428 |  |  |  |  | SOBRANTE 1102L520R | SOBRANTE 1102 | DIABLO | 7.4675 | 10 | 48.68% | 1 | 16 | 100% | 8.05% | 0 | 0.05711 | 0.05711 | 3.39 | 0.19361 | Medium | Medium | High
MOUNTAIN QUARRIES 21011130 | 1429 |  |  |  |  | MOUNTAIN QUARRIES 21011130 | MOUNTAIN QUARRIES 2101 | SIERRA | 20.0304 | 57.0085 | 99.98% | 8 | 6 | 100% | 22.7% | 1 | 0.088009 | 0.088009 | 2.1946 | 0.19314 | High | High | Low
APPLE HILL 210277546 | 1430 |  |  |  |  | APPLE HILL 210277546 | APPLE HILL 2102 | SIERRA | 43.2651 | 10.0567 | 100% | 8 | 8 | 100% | 3.986% | 0 | 0.084095 | 0.084095 | 2.293 | 0.19283 | High | High | Medium
EL CERRITO G 1105CB | 1431 |  |  |  |  | EL CERRITO G 1105CB | EL CERRITO G 1105 | EAST BAY | 7.4165 | 22.6789 | 12.34% | 2 | 5 | 100% | 20.23% | 0 | 0.040319 | 0.040319 | 4.7752 | 0.19253 | Medium | Medium | High
NARROWS 21052228 | 1432 |  |  |  |  | NARROWS 21052228 | NARROWS 2105 | SIERRA | 20.4861 | 37.6865 | 94.14% | 3 | 11 | 96.44% | 0% | 0 | 0.06797 | 0.06797 | 2.8311 | 0.19243 | High | High | Medium
COARSEGOLD 210310820 | 1433 |  |  |  |  | COARSEGOLD 210310820 | COARSEGOLD 2103 | YOSEMITE | 28.8124 | 11.1753 | 93.73% | 0 | 47 | 100% | 0% | 0 | 0.07927 | 0.07927 | 2.4251 | 0.19224 | High | High | Medium
GREEN VALLEY 210112824 | 1434 |  |  |  |  | GREEN VALLEY 210112824 | GREEN VALLEY 2101 | CENTRAL COAST | 0.066956 | 70 | 0% | 0 | 0 | 0.5469% | 0% | 0 | 0.007104 | 0.007104 | 2.3989 | 0.19118 | Low | Low | Medium
CURTIS 170247488 | 1435 |  |  |  |  | CURTIS 170247488 | CURTIS 1702 | YOSEMITE | 18.0809 | 16.9513 | 84.37% | 2 | 17 | 87.6% | 0% | 0 | 0.05643 | 0.05643 | 3.3854 | 0.19104 | Medium | Medium | High
HOOPA 1101CB | 1436 |  |  |  |  | HOOPA 1101CB | HOOPA 1101 | HUMBOLDT | 15.2475 | 59.0191 | 97.73% | 17 | 6 | 56.28% | 0% | 0 | 0.085954 | 0.085954 | 2.2215 | 0.19095 | High | High | Low
OAKLAND K 1104CR208 | 1437 |  |  |  |  | OAKLAND K 1104CR208 | OAKLAND K 1104 | EAST BAY | 2.4051 | 10 | 34.97% | 0 | 3 | 100% | 39.7% | 0 | 0.0436 | 0.0436 | 4.378 | 0.19088 | Medium | Medium | High
PAUL SWEET 210710986 | 1438 |  |  |  |  | PAUL SWEET 210710986 | PAUL SWEET 2107 | CENTRAL COAST | 10.6088 | 30.4341 | 52.14% | 3 | 2 | 53.14% | 44.56% | 0 | 0.066361 | 0.066361 | 2.8689 | 0.19038 | High | High | Medium
ROB ROY 210538430 | 1439 | 2019 | 35081748 | 0.31 |  | ROB ROY 210538430 | ROB ROY 2105 | CENTRAL COAST | 4.0485 | 27.4617 | 42.48% | 11 | 1 | 61.21% | 68.36% | 0 | 0.05425 | 0.05425 | 3.498 | 0.18976 | Medium | Medium | High
PERRY 1101V78 | 1440 |  |  |  |  | PERRY 1101V78 | PERRY 1101 | LOS PADRES | 29.478 | 56.2687 | 60.85% | 2 | 3 | 100% | 21.68% | 1 | 0.081321 | 0.081321 | 2.3311 | 0.18957 | High | High | Medium
GREEN VALLEY 210136820 | 1441 |  |  |  |  | GREEN VALLEY 210136820 | GREEN VALLEY 2101 | CENTRAL COAST | 6.5982 | 36.5973 | 46.31% | 12 | 2 | 35.52% | 88.5% | 0 | 0.057708 | 0.057708 | 3.2834 | 0.18948 | Medium | Medium | High
OILFIELDS 1103N44 | 1442 |  |  |  |  | OILFIELDS 1103N44 | OILFIELDS 1103 | CENTRAL COAST | 18.7718 | 55.8541 | 96.36% | 0 | 0 | 100% | 0% | 0 | 0.079917 | 0.079917 | 2.3613 | 0.18871 | High | High | Medium
MORAGA 1104CB | 1443 | 2019 | 35103065 | 0.5 |  | MORAGA 1104CB | MORAGA 1104 | DIABLO | 12.3977 | 11.1682 | 54.34% | 6 | 17 | 72.33% | 3.443% | 1 | 0.053103 | 0.053103 | 3.5454 | 0.18827 | Medium | Medium | High
LAURELES 1111432 | 1444 |  |  |  |  | LAURELES 1111432 | LAURELES 1111 | CENTRAL COAST | 49.1946 | 74.7913 | 100% | 10 | 10 | 100% | 0% | 0 | 0.11153 | 0.11153 | 1.687 | 0.18815 | High | High | Low
KESWICK 11011588 | 1445 |  |  |  |  | KESWICK 11011588 | KESWICK 1101 | NORTH VALLEY | 6.9485 | 28.4638 | 99.9% | 2 | 4 | 79.32% | 55.95% | 0 | 0.089394 | 0.089394 | 2.1029 | 0.18799 | High | High | Low
GIRVAN 11011330 | 1446 |  |  |  |  | GIRVAN 11011330 | GIRVAN 1101 | NORTH VALLEY | 31.2468 | 42.7568 | 99.67% | 0 | 4 | 100% | 24.65% | 1 | 0.13164 | 0.13164 | 1.4253 | 0.18763 | High | High | Low
CASTRO VALLEY 1106MR337 | 1447 |  |  |  |  | CASTRO VALLEY 1106MR337 | CASTRO VALLEY 1106 | MISSION | 10.471 | 41.4878 | 74.2% | 2 | 2 | 55.31% | 63.23% | 0 | 0.053395 | 0.053395 | 3.5101 | 0.18742 | Medium | Medium | High
CAMP EVERS 21035402 | 1448 |  |  |  |  | CAMP EVERS 21035402 | CAMP EVERS 2103 | CENTRAL COAST | 2.8538 | 10 | 29.07% | 11 | 2 | 42.31% | 90.21% | 0 | 0.05912 | 0.05912 | 3.1651 | 0.18712 | Medium | Medium | High
DIAMOND SPRINGS 1104CB | 1449 |  |  |  |  | DIAMOND SPRINGS 1104CB | DIAMOND SPRINGS 1104 | SIERRA | 6.9541 | 10 | 49.56% | 0 | 3 | 69.41% | 79.56% | 0 | 0.059614 | 0.059614 | 3.1336 | 0.18681 | Medium | Medium | High
VOLTA 110297816 | 1450 |  |  |  |  | VOLTA 110297816 | VOLTA 1102 | NORTH VALLEY | 5.2578 | 25.9131 | 100% | 2 | 2 | 100% | 80.28% | 1 | 0.11476 | 0.11476 | 1.6244 | 0.18643 | High | High | Low
CURTIS 17029220 | 1451 |  |  |  |  | CURTIS 17029220 | CURTIS 1702 | YOSEMITE | 11.0663 | 17.9965 | 77.35% | 2 | 13 | 99.21% | 0.02567% | 0 | 0.05548 | 0.05548 | 3.3526 | 0.186 | Medium | Medium | High
HALF MOON BAY 11038920 | 1452 |  |  |  |  | HALF MOON BAY 11038920 | HALF MOON BAY 1103 | PENINSULA | 8.6186 | 37.4312 | 39.37% | 7 | 11 | 100% | 0% | 0 | 0.054692 | 0.054692 | 3.3955 | 0.1857 | Medium | Medium | High
CURTIS 170411300 | 1453 |  |  |  |  | CURTIS 170411300 | CURTIS 1704 | YOSEMITE | 3.6591 | 33.4299 | 41.14% | 0 | 2 | 100% | 62.71% | 0 | 0.065584 | 0.065584 | 2.8287 | 0.18552 | High | High | Medium
DEL MONTE 21042624 | 1454 |  |  |  |  | DEL MONTE 21042624 | DEL MONTE 2104 | CENTRAL COAST | 18.1708 | 31.8719 | 33.21% | 2 | 17 | 94.85% | 0% | 0 | 0.05749 | 0.05749 | 3.2193 | 0.18508 | Medium | Medium | High
CAYUCOS 1102CB | 1455 |  |  |  |  | CAYUCOS 1102CB | CAYUCOS 1102 | LOS PADRES | 11.9239 | 72.3136 | 83.3% | 3 | 2 | 41.34% | 71.02% | 0 | 0.079048 | 0.079048 | 2.3364 | 0.18468 | High | High | Medium
WYANDOTTE 11071510 | 1456 |  |  |  |  | WYANDOTTE 11071510 | WYANDOTTE 1107 | NORTH VALLEY | 25.4968 | 11.1229 | 100% | 1 | 4 | 100% | 0% | 0 | 0.05976 | 0.05976 | 3.0899 | 0.18465 | Medium | Medium | High
SAN JUSTO 11014002 | 1457 |  |  |  |  | SAN JUSTO 11014002 | SAN JUSTO 1101 | CENTRAL COAST | 18.1183 | 71.0394 | 96.75% | 4 | 7 | 95.15% | 0% | 0 | 0.089593 | 0.089593 | 2.061 | 0.18465 | High | High | Low
CAMP EVERS 2104CB | 1458 |  |  |  |  | CAMP EVERS 2104CB | CAMP EVERS 2104 | CENTRAL COAST | 1.0591 | 10 | 55.62% | 0 | 2 | 23.71% | 100% | 0 | 0.05446 | 0.05446 | 3.3876 | 0.18449 | Medium | Medium | High
KANAKA 11011406 | 1459 |  |  |  |  | KANAKA 11011406 | KANAKA 1101 | NORTH VALLEY | 26.9635 | 16.7709 | 74.27% | 2 | 6 | 97.41% | 16.93% | 0 | 0.097652 | 0.097652 | 1.8891 | 0.18448 | High | High | Low
BRUNSWICK 11062790 | 1460 |  |  |  |  | BRUNSWICK 11062790 | BRUNSWICK 1106 | SIERRA | 8.9258 | 13.4181 | 98.75% | 0 | 3 | 81.13% | 52.78% | 0 | 0.084645 | 0.084645 | 2.178 | 0.18435 | High | High | Low
APPLE HILL 2102186912 | 1461 | 2019 | 31286573 | 0.66 |  | APPLE HILL 2102186912 | APPLE HILL 2102 | SIERRA | 48.9257 | 16.1646 | 100% | 9 | 3 | 96.19% | 0% | 0 | 0.093311 | 0.093311 | 1.9754 | 0.18433 | High | High | Low
ALTO 1122CB | 1462 |  |  |  |  | ALTO 1122CB | ALTO 1122 | NORTH BAY | 2.386 | 10 | 11.27% | 0 | 1 | 68.83% | 100% | 0 | 0.05105 | 0.05105 | 3.5941 | 0.18348 | Medium | Medium | High
CALPINE 1144304 | 1463 |  |  |  |  | CALPINE 1144304 | CALPINE 1144 | SONOMA | 0.046375 | 85 | 0% | 0 | 0 | 100% | 100% | 0 | 0.098754 | 0.098754 | 1.8471 | 0.18241 | High | High | Low
ANNAPOLIS 1101608 | 1464 |  |  |  |  | ANNAPOLIS 1101608 | ANNAPOLIS 1101 | HUMBOLDT | 17.8008 | 87.1454 | 94.8% | 10 | 5 | 100% | 0% | 0 | 0.13339 | 0.13339 | 1.3674 | 0.1824 | High | High | Low
ORINDA 0401CB | 1465 |  |  |  |  | ORINDA 0401CB | ORINDA 0401 | DIABLO | 0.11326 | 10 | 23.54% | 0 | 0 | 63.88% | 100% | 0 | 0.052555 | 0.052555 | 3.4681 | 0.18227 | Medium | Medium | High
OREGON TRAIL 11041634 | 1466 |  |  |  |  | OREGON TRAIL 11041634 | OREGON TRAIL 1104 | NORTH VALLEY | 17.7143 | 33.9199 | 93.56% | 1 | 0 | 97.56% | 0% | 0 | 0.067366 | 0.067366 | 2.7053 | 0.18225 | High | High | Medium
APPLE HILL 1103CB | 1467 |  |  |  |  | APPLE HILL 1103CB | APPLE HILL 1103 | SIERRA | 27.6878 | 21.3856 | 62.7% | 5 | 24 | 82.6% | 2.955% | 0 | 0.074928 | 0.074928 | 2.43 | 0.18207 | High | High | Medium
BANGOR 11017446 | 1468 |  |  |  |  | BANGOR 11017446 | BANGOR 1101 | NORTH VALLEY | 43.441 | 11.2625 | 85.83% | 3 | 18 | 100% | 0% | 0 | 0.081818 | 0.081818 | 2.2193 | 0.18158 | High | High | Low
ARCATA 11225384 | 1469 |  |  |  |  | ARCATA 11225384 | ARCATA 1122 | HUMBOLDT | 15.2841 | 39.9172 | 40.09% | 14 | 5 | 87.62% | 0% | 0 | 0.061973 | 0.061973 | 2.9263 | 0.18135 | High | High | Medium
FROGTOWN 170275252 | 1470 |  |  |  |  | FROGTOWN 170275252 | FROGTOWN 1702 | STOCKTON | 57.5264 | 53.766 | 80.82% | 0 | 20 | 95.14% | 0% | 0 | 0.087181 | 0.087181 | 2.07 | 0.18046 | High | High | Low
MONTICELLO 1101718 | 1471 |  |  |  |  | MONTICELLO 1101718 | MONTICELLO 1101 | NORTH BAY | 26.9011 | 60.1825 | 63.96% | 4 | 11 | 90.43% | 0% | 0 | 0.067428 | 0.067428 | 2.6725 | 0.1802 | High | High | Medium
CURTIS 1702CB | 1472 |  |  |  |  | CURTIS 1702CB | CURTIS 1702 | YOSEMITE | 21.952 | 21.1187 | 82.49% | 5 | 14 | 95.73% | 0% | 0 | 0.0532 | 0.0532 | 3.3587 | 0.17868 | Medium | Medium | High
HALSEY 11011704 | 1473 |  |  |  |  | HALSEY 11011704 | HALSEY 1101 | SIERRA | 12.7864 | 10 | 79.44% | 4 | 15 | 96.8% | 0% | 0 | 0.071684 | 0.071684 | 2.4891 | 0.17843 | High | High | Medium
VIEJO 22029104 | 1474 |  |  |  |  | VIEJO 22029104 | VIEJO 2202 | CENTRAL COAST | 5.9155 | 10 | 5.95% | 8 | 7 | 99.2% | 0% | 0 | 0.054282 | 0.054282 | 3.2793 | 0.17801 | Medium | Medium | High
FROGTOWN 170212282 | 1475 |  |  |  |  | FROGTOWN 170212282 | FROGTOWN 1702 | STOCKTON | 36.3191 | 39.3074 | 54.5% | 2 | 7 | 100% | 0% | 0 | 0.069451 | 0.069451 | 2.557 | 0.17759 | High | High | Medium
SONOMA 110478372 | 1476 |  |  |  |  | SONOMA 110478372 | SONOMA 1104 | SONOMA | 16.4405 | 56.415 | 74.14% | 3 | 12 | 96.01% | 0% | 0 | 0.051874 | 0.051874 | 3.4088 | 0.17683 | Medium | Medium | High
ECHO SUMMIT 11018922 | 1477 |  |  |  |  | ECHO SUMMIT 11018922 | ECHO SUMMIT 1101 | (blank) | 2.2784 | 12.8457 | 99.62% | 6 | 2 | 64% | 0% | 0 | 0.13221 | 0.13221 | 1.3369 | 0.17676 | High | High | Low
RED BLUFF 11011556 | 1478 |  |  |  |  | RED BLUFF 11011556 | RED BLUFF 1101 | NORTH VALLEY | 35.2007 | 32.6588 | 100% | 1 | 11 | 88.02% | 0% | 0 | 0.10148 | 0.10148 | 1.7409 | 0.17666 | High | High | Low
SAN JOAQUIN #3 1102CB | 1479 |  |  |  |  | SAN JOAQUIN #3 1102CB | SAN JOAQUIN #3 1102 | YOSEMITE | 9.6989 | 12.3012 | 62.24% | 3 | 14 | 100% | 56.8% | 0 | 0.1304 | 0.1304 | 1.3465 | 0.17559 | High | High | Low
HIGGINS 110950078 | 1480 |  |  |  |  | HIGGINS 110950078 | HIGGINS 1109 | SIERRA | 48.4681 | 37.033 | 99.96% | 1 | 15 | 100% | 0% | 0 | 0.068168 | 0.068168 | 2.5691 | 0.17513 | High | High | Medium
SANTA YNEZ 1101Y16 | 1481 |  |  |  |  | SANTA YNEZ 1101Y16 | SANTA YNEZ 1101 | LOS PADRES | 7.1745 | 86.5871 | 96.55% | 0 | 1 | 49.62% | 51.9% | 0 | 0.082863 | 0.082863 | 2.1114 | 0.17496 | High | High | Low
HIGGINS 110950072 | 1482 |  |  |  |  | HIGGINS 110950072 | HIGGINS 1109 | SIERRA | 42.3856 | 25.4799 | 92.02% | 2 | 15 | 100% | 0% | 0 | 0.068313 | 0.068313 | 2.5573 | 0.1747 | High | High | Medium
TASSAJARA 210419042 | 1483 |  |  |  |  | TASSAJARA 210419042 | TASSAJARA 2104 | DIABLO | 7.0796 | 47.3825 | 57.65% | 1 | 2 | 83.81% | 25.74% | 0 | 0.045532 | 0.045532 | 3.832 | 0.17448 | Medium | Medium | High
OAKLAND X 1106CR006 | 1484 |  |  |  |  | OAKLAND X 1106CR006 | OAKLAND X 1106 | EAST BAY | 3.6093 | 38.5923 | 23.16% | 2 | 2 | 100% | 56.08% | 0 | 0.054619 | 0.054619 | 3.186 | 0.17401 | Medium | Medium | High
COARSEGOLD 21045525 | 1485 |  |  |  |  | COARSEGOLD 21045525 | COARSEGOLD 2104 | YOSEMITE | 13.0444 | 10.8034 | 99.82% | 2 | 45 | 100% | 0% | 0 | 0.072179 | 0.072179 | 2.4095 | 0.17392 | High | High | Medium
SAN RAMON 2107MR287 | 1486 |  |  |  |  | SAN RAMON 2107MR287 | SAN RAMON 2107 | MISSION | 0.029952 | 10 | 100% | 0 | 0 | 0.9859% | 100% | 0 | 0.052586 | 0.052586 | 3.3036 | 0.17373 | Medium | Medium | High
BIG RIVER 110179628 | 1487 |  |  |  |  | BIG RIVER 110179628 | BIG RIVER 1101 | HUMBOLDT | 14.7546 | 28.3298 | 27.17% | 16 | 19 | 100% | 0% | 0 | 0.06147 | 0.06147 | 2.8171 | 0.17317 | Medium | Medium | Medium
OAKLAND X 1106CR008 | 1488 |  |  |  |  | OAKLAND X 1106CR008 | OAKLAND X 1106 | EAST BAY | 4.2343 | 10.8634 | 21.85% | 11 | 17 | 100% | 13.39% | 0 | 0.051531 | 0.051531 | 3.3497 | 0.17261 | Medium | Medium | High
PACIFICA 1102CB | 1489 |  |  |  |  | PACIFICA 1102CB | PACIFICA 1102 | PENINSULA | 2.2873 | 19.4 | 0% | 0 | 1 | 33.56% | 100% | 0 | 0.040266 | 0.040266 | 4.2842 | 0.17251 | Medium | Medium | High
CALAVERAS CEMENT 11011419 | 1490 |  |  |  |  | CALAVERAS CEMENT 11011419 | CALAVERAS CEMENT 1101 | STOCKTON | 15.0795 | 14.8417 | 100% | 2 | 7 | 100% | 0% | 0 | 0.074427 | 0.074427 | 2.3142 | 0.17224 | High | High | Medium
PINE GROVE 11026080 | 1491 |  |  |  |  | PINE GROVE 11026080 | PINE GROVE 1102 | STOCKTON | 34.785 | 21.8457 | 100% | 6 | 11 | 100% | 0.6625% | 0 | 0.089074 | 0.089074 | 1.9325 | 0.17213 | High | High | Low
AUBERRY 1102R2850 | 1492 |  |  |  |  | AUBERRY 1102R2850 | AUBERRY 1102 | FRESNO | 25.8464 | 30.8369 | 100% | 0 | 16 | 100% | 0% | 0 | 0.095456 | 0.095456 | 1.8012 | 0.17193 | High | High | Low
MOUNTAIN QUARRIES 21011346 | 1493 |  |  |  |  | MOUNTAIN QUARRIES 21011346 | MOUNTAIN QUARRIES 2101 | SIERRA | 30.7365 | 10.3256 | 98.49% | 5 | 12 | 100% | 0% | 0 | 0.072232 | 0.072232 | 2.3792 | 0.17186 | High | High | Medium
CAMP EVERS 2103CB | 1494 |  |  |  |  | CAMP EVERS 2103CB | CAMP EVERS 2103 | CENTRAL COAST | 0.092755 | 10 | 13.07% | 0 | 0 | 75.74% | 100% | 0 | 0.061458 | 0.061458 | 2.7937 | 0.17169 | Medium | Medium | Medium
PEORIA 17051834 | 1495 |  |  |  |  | PEORIA 17051834 | PEORIA 1705 | YOSEMITE | 22.9121 | 21.3201 | 69.84% | 0 | 15 | 96.15% | 0% | 0 | 0.076648 | 0.076648 | 2.2374 | 0.17149 | High | High | Medium
ALTO 11251158 | 1496 |  |  |  |  | ALTO 11251158 | ALTO 1125 | NORTH BAY | 2.2748 | 24.9991 | 11.61% | 1 | 1 | 41.4% | 88.18% | 0 | 0.041574 | 0.041574 | 4.1164 | 0.17113 | Medium | Medium | High
FORT BRAGG A 1102418 | 1497 |  |  |  |  | FORT BRAGG A 1102418 | FORT BRAGG A 1102 | HUMBOLDT | 13.7424 | 13.0618 | 15.86% | 29 | 14 | 98.4% | 0% | 0 | 0.053533 | 0.053533 | 3.1937 | 0.17097 | Medium | Medium | High
GEYSERVILLE 1102484 | 1498 |  |  |  |  | GEYSERVILLE 1102484 | GEYSERVILLE 1102 | SONOMA | 33.3601 | 63.5348 | 83.52% | 3 | 7 | 68.39% | 43.97% | 0 | 0.12892 | 0.12892 | 1.3254 | 0.17087 | High | High | Low
PLACERVILLE 2106CB | 1499 |  |  |  |  | PLACERVILLE 2106CB | PLACERVILLE 2106 | SIERRA | 6.6569 | 17.5661 | 15.58% | 1 | 6 | 100% | 71.65% | 0 | 0.069168 | 0.069168 | 2.4573 | 0.16996 | High | High | Medium
TEMPLETON 2113CB | 1500 |  |  |  |  | TEMPLETON 2113CB | TEMPLETON 2113 | LOS PADRES | 0.49234 | 10 | 22.58% | 0 | 0 | 1.889% | 0% | 0 | 0.0057624 | 0.0057624 | 2.6278 | 0.16987 | Low | Low | Medium
DUNBAR 1103440 | 1501 |  |  |  |  | DUNBAR 1103440 | DUNBAR 1103 | SONOMA | 3.5573 | 21.3081 | 50.04% | 0 | 2 | 25.85% | 93.78% | 0 | 0.045809 | 0.045809 | 3.7008 | 0.16953 | Medium | Medium | High
BIG BASIN 11022253 | 1502 |  |  |  |  | BIG BASIN 11022253 | BIG BASIN 1102 | CENTRAL COAST | 1.463 | 10 | 16.17% | 0 | 0 | 100% | 100% | 0 | 0.069736 | 0.069736 | 2.4273 | 0.16927 | High | High | Medium
BRUNSWICK 110651484 | 1503 |  | ECOP | 1.81 |  | BRUNSWICK 110651484 | BRUNSWICK 1106 | SIERRA | 20.7709 | 48.7311 | 68.62% | 4 | 3 | 82.69% | 37.09% | 0 | 0.070762 | 0.070762 | 2.3766 | 0.16817 | High | High | Medium
SILVERADO 2105CB | 1504 |  |  |  |  | SILVERADO 2105CB | SILVERADO 2105 | NORTH BAY | 0.47706 | 10 | 63.84% | 0 | 1 | 10.39% | 100% | 0 | 0.044175 | 0.044175 | 3.805 | 0.16809 | Medium | Medium | High
VIEJO 22019114 | 1505 |  |  |  |  | VIEJO 22019114 | VIEJO 2201 | CENTRAL COAST | 6.3385 | 10 | 15.64% | 12 | 5 | 93.11% | 0% | 0 | 0.043315 | 0.043315 | 3.8689 | 0.16758 | Medium | Medium | High
CLAYTON 221355668 | 1506 |  |  |  |  | CLAYTON 221355668 | CLAYTON 2213 | DIABLO | 3.8789 | 27.0823 | 100% | 0 | 0 | 100% | 0% | 0 | 0.041308 | 0.041308 | 4.0479 | 0.16721 | Medium | Medium | High
GANSNER 11012424 | 1507 |  |  |  |  | GANSNER 11012424 | GANSNER 1101 | NORTH VALLEY | 18.9007 | 82.3071 | 77.09% | 4 | 10 | 100% | 0% | 0 | 0.081226 | 0.081226 | 2.0492 | 0.16645 | High | High | Low
OCEANO 1104V38 | 1508 |  |  |  |  | OCEANO 1104V38 | OCEANO 1104 | LOS PADRES | 12.9054 | 24.0827 | 46.82% | 5 | 8 | 68.56% | 8.41% | 1 | 0.053152 | 0.053152 | 3.1233 | 0.16601 | Medium | Medium | High
SARATOGA 1103LC16 | 1509 |  |  |  |  | SARATOGA 1103LC16 | SARATOGA 1103 | DE ANZA | 4.0893 | 10 | 47.33% | 3 | 10 | 80.63% | 0% | 0 | 0.042849 | 0.042849 | 3.8592 | 0.16536 | Medium | Medium | High
LUCERNE 110638436 | 1510 |  |  |  |  | LUCERNE 110638436 | LUCERNE 1106 | HUMBOLDT | 4.6279 | 61.4353 | 100% | 0 | 7 | 96.43% | 0% | 0 | 0.044553 | 0.044553 | 3.7075 | 0.16518 | Medium | Medium | High
CALPINE 1144276-G | 1511 |  |  |  |  | CALPINE 1144276-G | CALPINE 1144 | SONOMA | 0.014761 | 75 | 0% | 0 | 0 | 100% | 100% | 0 | 0.092831 | 0.092831 | 1.7759 | 0.16486 | High | High | Low
WOODSIDE 110411555 | 1512 |  |  |  |  | WOODSIDE 110411555 | WOODSIDE 1104 | PENINSULA | 0.85806 | 10 | 96.59% | 0 | 1 | 100% | 0% | 0 | 0.032229 | 0.032229 | 5.0953 | 0.16422 | Medium | Medium | High
MARIPOSA 21014410 | 1513 |  |  |  |  | MARIPOSA 21014410 | MARIPOSA 2101 | YOSEMITE | 22.8041 | 16.019 | 99.74% | 6 | 25 | 100% | 48.37% | 1 | 0.13823 | 0.13823 | 1.1854 | 0.16386 | High | High | Low
TIVY VALLEY 1107584840 | 1514 |  |  |  |  | TIVY VALLEY 1107584840 | TIVY VALLEY 1107 | FRESNO | 44.9458 | 14.7533 | 99.99% | 0 | 18 | 100% | 0% | 0 | 0.079403 | 0.079403 | 2.0582 | 0.16342 | High | High | Low
ROSSMOOR 1108CB | 1515 |  |  |  |  | ROSSMOOR 1108CB | ROSSMOOR 1108 | DIABLO | 3.0229 | 50.0663 | 2.294% | 0 | 11 | 53.4% | 61.71% | 0 | 0.040788 | 0.040788 | 3.9971 | 0.16304 | Medium | Medium | High
MARIPOSA 210110070 | 1516 |  |  |  |  | MARIPOSA 210110070 | MARIPOSA 2101 | YOSEMITE | 25.9306 | 26.9034 | 96.01% | 1 | 27 | 100% | 0% | 0 | 0.078332 | 0.078332 | 2.0789 | 0.16285 | High | High | Low
NORTH TOWER 2101CB | 1517 |  |  |  |  | NORTH TOWER 2101CB | NORTH TOWER 2101 | NORTH BAY | 0.18972 | 10 | 0% | 0 | 0 | 4.663% | 0% | 0 | 0.0049217 | 0.0049217 | 2.9474 | 0.16274 | Low | Low | Medium
CLAY 110113442 | 1518 |  |  |  |  | CLAY 110113442 | CLAY 1101 | STOCKTON | 25.1981 | 33.4611 | 98.28% | 1 | 6 | 81.01% | 0% | 0 | 0.059218 | 0.059218 | 2.7463 | 0.16263 | Medium | Medium | Medium
TEMPLETON 2110R90 | 1519 |  |  |  |  | TEMPLETON 2110R90 | TEMPLETON 2110 | LOS PADRES | 27.6614 | 57.9463 | 69.12% | 2 | 5 | 77.95% | 0% | 0 | 0.077528 | 0.077528 | 2.0934 | 0.1623 | High | High | Low
BELL 11082202 | 1520 |  |  |  |  | BELL 11082202 | BELL 1108 | SIERRA | 31.9475 | 20.6823 | 70.59% | 0 | 8 | 96.19% | 0% | 0 | 0.059129 | 0.059129 | 2.7384 | 0.16192 | Medium | Medium | Medium
RACETRACK 1703CB | 1521 |  |  |  |  | RACETRACK 1703CB | RACETRACK 1703 | YOSEMITE | 15.5569 | 10 | 47.8% | 4 | 26 | 86.61% | 0% | 0 | 0.05588 | 0.05588 | 2.884 | 0.16116 | Medium | Medium | Medium
RINCON 1104CB | 1522 |  |  |  |  | RINCON 1104CB | RINCON 1104 | SONOMA | 2.6764 | 10 | 22.48% | 3 | 5 | 47.86% | 77.17% | 0 | 0.046471 | 0.046471 | 3.464 | 0.16098 | Medium | Medium | High
KONOCTI 1102596 | 1523 |  |  |  |  | KONOCTI 1102596 | KONOCTI 1102 | HUMBOLDT | 8.591 | 44.5897 | 35.58% | 1 | 10 | 63.73% | 0% | 0 | 0.046139 | 0.046139 | 3.4882 | 0.16094 | Medium | Medium | High
VOLTA 110293418 | 1524 |  |  |  |  | VOLTA 110293418 | VOLTA 1102 | NORTH VALLEY | 2.6513 | 65.9048 | 100% | 5 | 0 | 100% | 44.92% | 0 | 0.087226 | 0.087226 | 1.8377 | 0.1603 | High | High | Low
SANTA ROSA A 1104CB | 1525 |  |  |  |  | SANTA ROSA A 1104CB | SANTA ROSA A 1104 | SONOMA | 1.1731 | 10 | 48.07% | 0 | 1 | 19.25% | 100% | 0 | 0.042461 | 0.042461 | 3.7672 | 0.15996 | Medium | Medium | High
NORTH DUBLIN 2103CB | 1526 |  |  |  |  | NORTH DUBLIN 2103CB | NORTH DUBLIN 2103 | MISSION | 12.6489 | 55.8047 | 31.35% | 1 | 2 | 83.95% | 0% | 0 | 0.043695 | 0.043695 | 3.6462 | 0.15932 | Medium | Medium | High
GUALALA 111135562 | 1527 |  |  |  |  | GUALALA 111135562 | GUALALA 1111 | HUMBOLDT | 14.2585 | 63.006 | 19.44% | 12 | 36 | 100% | 0% | 0 | 0.084547 | 0.084547 | 1.8822 | 0.15913 | High | High | Low
CURTIS 170463502 | 1528 |  |  |  |  | CURTIS 170463502 | CURTIS 1704 | YOSEMITE | 10.4605 | 25.8863 | 57.75% | 1 | 16 | 100% | 0% | 0 | 0.052892 | 0.052892 | 3.0037 | 0.15887 | Medium | Medium | Medium
ALTO 1125CB | 1529 |  |  |  |  | ALTO 1125CB | ALTO 1125 | NORTH BAY | 0.27217 | 10 | 45.49% | 2 | 1 | 11.73% | 100% | 0 | 0.039699 | 0.039699 | 3.9974 | 0.15869 | Medium | Medium | High
HIGHLANDS 110448262 | 1530 |  |  |  |  | HIGHLANDS 110448262 | HIGHLANDS 1104 | HUMBOLDT | 5.8216 | 10 | 84.42% | 0 | 6 | 100% | 0% | 0 | 0.047568 | 0.047568 | 3.314 | 0.15764 | Medium | Medium | High
ROSSMOOR 110168920 | 1531 |  |  |  |  | ROSSMOOR 110168920 | ROSSMOOR 1101 | DIABLO | 5.9925 | 29.5829 | 31.67% | 8 | 11 | 82.31% | 24.74% | 0 | 0.047645 | 0.047645 | 3.3031 | 0.15738 | Medium | Medium | High
ROB ROY 210410954 | 1532 | 2019 | 31215474 | 0.51 |  | ROB ROY 210410954 | ROB ROY 2104 | CENTRAL COAST | 7.1077 | 10 | 88.57% | 7 | 3 | 100% | 0% | 0 | 0.050548 | 0.050548 | 3.1113 | 0.15727 | Medium | Medium | High
HIGGINS 1109594 | 1533 |  |  |  |  | HIGGINS 1109594 | HIGGINS 1109 | SIERRA | 14.2898 | 11.2028 | 80.24% | 1 | 11 | 100% | 0% | 0 | 0.051909 | 0.051909 | 3.0273 | 0.15715 | Medium | Medium | Medium
UKIAH 1114408 | 1534 |  |  |  |  | UKIAH 1114408 | UKIAH 1114 | HUMBOLDT | 37.0058 | 66.3521 | 67.33% | 5 | 13 | 97.48% | 0% | 0 | 0.071452 | 0.071452 | 2.1941 | 0.15678 | High | High | Low
FORT BRAGG A 11044690 | 1535 |  |  |  |  | FORT BRAGG A 11044690 | FORT BRAGG A 1104 | HUMBOLDT | 12.2439 | 49.0226 | 37.04% | 15 | 12 | 85.93% | 0% | 0 | 0.050332 | 0.050332 | 3.1146 | 0.15677 | Medium | Medium | High
PALO SECO 0401CB | 1536 |  |  |  |  | PALO SECO 0401CB | PALO SECO 0401 | EAST BAY | 4.7078 | 10 | 0% | 4 | 1 | 100% | 18.75% | 0 | 0.035354 | 0.035354 | 4.4285 | 0.15657 | Medium | Medium | High
SHINGLE SPRINGS 2110CB | 1537 |  |  |  |  | SHINGLE SPRINGS 2110CB | SHINGLE SPRINGS 2110 | SIERRA | 0.10881 | 10 | 92.58% | 0 | 0 | 8.524% | 92.58% | 0 | 0.047519 | 0.047519 | 3.2729 | 0.15553 | Medium | Medium | High
PACIFICA 11033907 | 1538 |  |  |  |  | PACIFICA 11033907 | PACIFICA 1103 | PENINSULA | 3.5027 | 51.2022 | 0% | 4 | 0 | 72.69% | 71.75% | 0 | 0.042148 | 0.042148 | 3.6814 | 0.15517 | Medium | Medium | High
ECHO SUMMIT 11012500 | 1539 |  |  |  |  | ECHO SUMMIT 11012500 | ECHO SUMMIT 1101 | (blank) | 2.8817 | 10 | 100% | 2 | 2 | 100% | 0% | 0 | 0.074119 | 0.074119 | 2.0914 | 0.15501 | High | High | Low
BIG RIVER 11013002 | 1540 |  | 35060387 | 0.45 |  | BIG RIVER 11013002 | BIG RIVER 1101 | HUMBOLDT | 6.8985 | 10 | 4.337% | 11 | 17 | 83.84% | 0% | 0 | 0.058669 | 0.058669 | 2.6346 | 0.15457 | Medium | Medium | Medium
CAMP EVERS 21035404 | 1541 |  |  |  |  | CAMP EVERS 21035404 | CAMP EVERS 2103 | CENTRAL COAST | 2.6779 | 10 | 26.91% | 3 | 0 | 57.99% | 100% | 0 | 0.052978 | 0.052978 | 2.9173 | 0.15455 | Medium | Medium | Medium
BANGOR 11011804 | 1542 |  |  |  |  | BANGOR 11011804 | BANGOR 1101 | NORTH VALLEY | 42.8631 | 13.9127 | 93.17% | 8 | 9 | 100% | 3.48% | 0 | 0.064625 | 0.064625 | 2.3914 | 0.15455 | High | High | Medium
MORGAN HILL 2105XR070 | 1543 |  |  |  |  | MORGAN HILL 2105XR070 | MORGAN HILL 2105 | SAN JOSE | 6.67 | 37.7183 | 68.61% | 0 | 0 | 76.77% | 50.18% | 1 | 0.046839 | 0.046839 | 3.2954 | 0.15435 | Medium | Medium | High
SHINGLE SPRINGS 210981390 | 1544 |  |  |  |  | SHINGLE SPRINGS 210981390 | SHINGLE SPRINGS 2109 | SIERRA | 18.7493 | 21.0161 | 63.9% | 1 | 8 | 100% | 0% | 0 | 0.075764 | 0.075764 | 2.0292 | 0.15374 | High | High | Low
JARVIS 1111MR121 | 1545 |  |  |  |  | JARVIS 1111MR121 | JARVIS 1111 | MISSION | 1.1185 | 70.124 | 6.252% | 0 | 0 | 20.83% | 100% | 0 | 0.045013 | 0.045013 | 3.4072 | 0.15337 | Medium | Medium | High
ALTO 112278672 | 1546 |  |  |  |  | ALTO 112278672 | ALTO 1122 | NORTH BAY | 2.7277 | 18.1694 | 27.03% | 6 | 9 | 33.13% | 66.64% | 0 | 0.042144 | 0.042144 | 3.6273 | 0.15287 | Medium | Medium | High
CORNING 11021622 | 1547 |  |  |  |  | CORNING 11021622 | CORNING 1102 | NORTH VALLEY | 34.031 | 83.6384 | 99.67% | 1 | 6 | 100% | 0% | 0 | 0.11037 | 0.11037 | 1.3788 | 0.15218 | High | High | Low
PHILO 1101CB | 1548 |  |  |  |  | PHILO 1101CB | PHILO 1101 | HUMBOLDT | 30.1647 | 49.3506 | 76.4% | 12 | 16 | 60.92% | 0% | 0 | 0.072449 | 0.072449 | 2.0932 | 0.15165 | High | High | Low
CLOVERDALE 1102674 | 1549 |  |  |  |  | CLOVERDALE 1102674 | CLOVERDALE 1102 | SONOMA | 17.0598 | 62.482 | 68.42% | 4 | 8 | 84.92% | 25.35% | 0 | 0.082178 | 0.082178 | 1.8325 | 0.15059 | High | High | Low
DOBBINS 110191464 | 1550 |  |  |  |  | DOBBINS 110191464 | DOBBINS 1101 | SIERRA | 7.0765 | 18.3456 | 88.34% | 2 | 2 | 100% | 2.371% | 0 | 0.050871 | 0.050871 | 2.9545 | 0.1503 | Medium | Medium | Medium
STANISLAUS 170179826 | 1551 |  |  |  |  | STANISLAUS 170179826 | STANISLAUS 1701 | YOSEMITE | 10.1928 | 54.2786 | 66.14% | 1 | 7 | 100% | 0% | 0 | 0.044036 | 0.044036 | 3.4104 | 0.15018 | Medium | Medium | High
SAND CREEK 110345190 | 1552 |  |  |  |  | SAND CREEK 110345190 | SAND CREEK 1103 | FRESNO | 36.6214 | 13.3834 | 99.51% | 0 | 5 | 100% | 0% | 0 | 0.078024 | 0.078024 | 1.9196 | 0.14977 | High | High | Low
MONTICELLO 1101630 | 1553 |  |  |  |  | MONTICELLO 1101630 | MONTICELLO 1101 | NORTH BAY | 17.6986 | 68.0589 | 26.54% | 2 | 4 | 90.07% | 0% | 0 | 0.065491 | 0.065491 | 2.2846 | 0.14962 | High | High | Medium
SPRING GAP 1702CB | 1554 |  |  |  |  | SPRING GAP 1702CB | SPRING GAP 1702 | YOSEMITE | 7.418 | 94.1072 | 60.1% | 3 | 1 | 100% | 85.76% | 0 | 0.17407 | 0.17407 | 0.85687 | 0.14916 | High | High | Low
NOTRE DAME 11042408 | 1555 |  |  |  |  | NOTRE DAME 11042408 | NOTRE DAME 1104 | NORTH VALLEY | 11.2331 | 23.0626 | 36.02% | 1 | 3 | 81.2% | 47.16% | 1 | 0.051652 | 0.051652 | 2.8875 | 0.14914 | Medium | Medium | Medium
TASSAJARA 2112D514R | 1556 | 2019 2020 | 35053033 | 7.07 |  | TASSAJARA 2112D514R | TASSAJARA 2112 | DIABLO | 3.458 | 10.5192 | 20.09% | 0 | 5 | 72.43% | 34.87% | 0 | 0.03721 | 0.03721 | 4.003 | 0.14895 | Medium | Medium | High
GRASS VALLEY 11012208 | 1557 |  |  |  |  | GRASS VALLEY 11012208 | GRASS VALLEY 1101 | SIERRA | 12.2835 | 20.913 | 70.74% | 4 | 7 | 96.31% | 0% | 0 | 0.053929 | 0.053929 | 2.7592 | 0.1488 | Medium | Medium | Medium
SAN LEANDRO U 1109CR182 | 1558 |  |  |  |  | SAN LEANDRO U 1109CR182 | SAN LEANDRO U 1109 | MISSION | 4.81 | 10 | 62.88% | 5 | 1 | 100% | 19.48% | 0 | 0.046108 | 0.046108 | 3.2168 | 0.14832 | Medium | Medium | High
INDIAN FLAT 1104CB | 1559 |  |  |  |  | INDIAN FLAT 1104CB | INDIAN FLAT 1104 | YOSEMITE | 12.7115 | 39.8985 | 69.22% | 2 | 12 | 100% | 0% | 0 | 0.075983 | 0.075983 | 1.9513 | 0.14826 | High | High | Low
GREENBRAE 11036083 | 1560 |  |  |  |  | GREENBRAE 11036083 | GREENBRAE 1103 | NORTH BAY | 0.34152 | 10 | 10.92% | 0 | 0 | 100% | 67.56% | 0 | 0.040594 | 0.040594 | 3.6438 | 0.14792 | Medium | Medium | High
CALISTOGA 1101 | 1561 |  |  |  |  | CALISTOGA 1101 | CALISTOGA 1101 | NORTH BAY | 0.0027683 | 10 | 0% | 0 | 0 | 100% | 100% | 0 | 0.061559 | 0.061559 | 2.3953 | 0.14745 | High | High | Medium
CALPELLA 1101600 | 1562 |  |  |  |  | CALPELLA 1101600 | CALPELLA 1101 | HUMBOLDT | 20.3203 | 63.0301 | 92.94% | 2 | 3 | 76.37% | 16.27% | 1 | 0.080296 | 0.080296 | 1.8322 | 0.14712 | High | High | Low
MORGAN HILL 2111XR292 | 1563 |  |  |  |  | MORGAN HILL 2111XR292 | MORGAN HILL 2111 | SAN JOSE | 10.8242 | 23.3354 | 98.35% | 1 | 8 | 89.12% | 0% | 0 | 0.048423 | 0.048423 | 3.0382 | 0.14712 | Medium | Medium | Medium
FORT BRAGG A 1102956 | 1564 |  |  |  |  | FORT BRAGG A 1102956 | FORT BRAGG A 1102 | HUMBOLDT | 10.8506 | 10 | 43.99% | 19 | 14 | 88.12% | 0% | 0 | 0.067263 | 0.067263 | 2.1825 | 0.1468 | High | High | Low
CURTIS 17058110 | 1565 |  |  |  |  | CURTIS 17058110 | CURTIS 1705 | YOSEMITE | 8.154 | 12.6611 | 71.8% | 0 | 7 | 100% | 22.12% | 0 | 0.043018 | 0.043018 | 3.3987 | 0.14621 | Medium | Medium | High
SARATOGA 1105LC14 | 1566 |  |  |  |  | SARATOGA 1105LC14 | SARATOGA 1105 | DE ANZA | 9.6151 | 10 | 69.49% | 2 | 9 | 86.08% | 0% | 0 | 0.040305 | 0.040305 | 3.6261 | 0.14615 | Medium | Medium | High
LOS GATOS 1101LB40 | 1567 |  |  |  |  | LOS GATOS 1101LB40 | LOS GATOS 1101 | DE ANZA | 7.214 | 10 | 65.42% | 2 | 3 | 77.51% | 0% | 0 | 0.041155 | 0.041155 | 3.5497 | 0.14609 | Medium | Medium | High
SILVERADO 2104806 | 1568 |  | ECOP | 5 |  | SILVERADO 2104806 | SILVERADO 2104 | NORTH BAY | 20.224 | 80.8764 | 82.09% | 0 | 5 | 59.08% | 2.927% | 0 | 0.051436 | 0.051436 | 2.8358 | 0.14586 | Medium | Medium | Medium
RINCON 1101576 | 1569 |  |  |  |  | RINCON 1101576 | RINCON 1101 | SONOMA | 2.0608 | 10 | 77.6% | 0 | 6 | 19.69% | 79.16% | 0 | 0.055451 | 0.055451 | 2.6301 | 0.14585 | Medium | Medium | Medium
GRASS VALLEY 11031700 | 1570 |  |  |  |  | GRASS VALLEY 11031700 | GRASS VALLEY 1103 | SIERRA | 21.5982 | 19.8547 | 93.5% | 3 | 7 | 99.55% | 0% | 0 | 0.057412 | 0.057412 | 2.5384 | 0.14573 | Medium | Medium | Medium
FROGTOWN 1702290609 | 1571 |  |  |  |  | FROGTOWN 1702290609 | FROGTOWN 1702 | STOCKTON | 18.0385 | 28.1983 | 98.5% | 3 | 10 | 100% | 0% | 0 | 0.059181 | 0.059181 | 2.4612 | 0.14566 | Medium | Medium | Medium
WILLOW CREEK 110129362 | 1572 |  |  |  |  | WILLOW CREEK 110129362 | WILLOW CREEK 1101 | HUMBOLDT | 6.8106 | 67.3887 | 96.73% | 8 | 5 | 58.77% | 100% | 1 | 0.16769 | 0.16769 | 0.86685 | 0.14536 | High | High | Low
PAUL SWEET 2102CB | 1573 |  |  |  |  | PAUL SWEET 2102CB | PAUL SWEET 2102 | CENTRAL COAST | 0.80988 | 10 | 58.15% | 0 | 0 | 13.51% | 100% | 0 | 0.042651 | 0.042651 | 3.4078 | 0.14534 | Medium | Medium | High
WILLOW CREEK 11032936 | 1574 |  |  |  |  | WILLOW CREEK 11032936 | WILLOW CREEK 1103 | HUMBOLDT | 32.9597 | 79.3849 | 82.84% | 19 | 24 | 100% | 0% | 0 | 0.12943 | 0.12943 | 1.1228 | 0.14532 | High | High | Low
MIDDLETOWN 11021312 | 1575 |  |  |  |  | MIDDLETOWN 11021312 | MIDDLETOWN 1102 | HUMBOLDT | 9.8496 | 13.9462 | 100% | 1 | 10 | 100% | 0% | 0 | 0.046919 | 0.046919 | 3.0951 | 0.14522 | Medium | Medium | High
MOUNTAIN QUARRIES 21011350 | 1576 |  |  |  |  | MOUNTAIN QUARRIES 21011350 | MOUNTAIN QUARRIES 2101 | SIERRA | 21.7386 | 30.8372 | 63.86% | 7 | 7 | 100% | 0% | 0 | 0.058591 | 0.058591 | 2.4681 | 0.14461 | Medium | Medium | Medium
RED BLUFF 11031702 | 1577 |  |  |  |  | RED BLUFF 11031702 | RED BLUFF 1103 | NORTH VALLEY | 15.929 | 23.8535 | 100% | 1 | 4 | 87.44% | 0% | 0 | 0.073954 | 0.073954 | 1.9176 | 0.14181 | High | High | Low
OAKHURST 11035732 | 1578 |  |  |  |  | OAKHURST 11035732 | OAKHURST 1103 | YOSEMITE | 3.391 | 10.7516 | 100% | 0 | 1 | 100% | 54.98% | 0 | 0.087919 | 0.087919 | 1.6062 | 0.14122 | High | High | Low
TEMPLETON 2110N32 | 1579 |  |  |  |  | TEMPLETON 2110N32 | TEMPLETON 2110 | LOS PADRES | 28.0596 | 53.4927 | 95.78% | 1 | 9 | 94.62% | 0% | 0 | 0.061984 | 0.061984 | 2.2723 | 0.14084 | High | High | Medium
LAURELES 111268454 | 1580 |  |  |  |  | LAURELES 111268454 | LAURELES 1112 | CENTRAL COAST | 8.3342 | 11.1816 | 20.6% | 3 | 7 | 75.56% | 0% | 0 | 0.059265 | 0.059265 | 2.3713 | 0.14054 | Medium | Medium | Medium
WYANDOTTE 110777578 | 1581 |  |  |  |  | WYANDOTTE 110777578 | WYANDOTTE 1107 | NORTH VALLEY | 21.5731 | 10.2179 | 61.38% | 5 | 2 | 66.83% | 0% | 0 | 0.036666 | 0.036666 | 3.8294 | 0.14041 | Medium | Medium | High
HOOPA 11013304 | 1582 |  |  |  |  | HOOPA 11013304 | HOOPA 1101 | HUMBOLDT | 16.9885 | 82.5702 | 98.71% | 15 | 4 | 100% | 0% | 0 | 0.086315 | 0.086315 | 1.6263 | 0.14037 | High | High | Low
OAKLAND K 1104CR210 | 1583 |  |  |  |  | OAKLAND K 1104CR210 | OAKLAND K 1104 | EAST BAY | 2.8215 | 10 | 11.97% | 1 | 0 | 100% | 42.91% | 0 | 0.032016 | 0.032016 | 4.383 | 0.14033 | Medium | Medium | High
MIDDLETOWN 1103830 | 1584 |  |  |  |  | MIDDLETOWN 1103830 | MIDDLETOWN 1103 | HUMBOLDT | 23.5041 | 79 | 88.01% | 1 | 2 | 60.51% | 36.87% | 0 | 0.059437 | 0.059437 | 2.354 | 0.13991 | Medium | Medium | Medium
CURTIS 1704803 | 1585 |  |  |  |  | CURTIS 1704803 | CURTIS 1704 | YOSEMITE | 9.5141 | 57.4155 | 65.91% | 1 | 6 | 100% | 27.61% | 0 | 0.05233 | 0.05233 | 2.6661 | 0.13952 | Medium | Medium | Medium
OREGON TRAIL 11021584 | 1586 |  |  |  |  | OREGON TRAIL 11021584 | OREGON TRAIL 1102 | NORTH VALLEY | 13.0863 | 23.8771 | 100% | 1 | 4 | 100% | 0% | 0 | 0.050417 | 0.050417 | 2.7558 | 0.13894 | Medium | Medium | Medium
CURTIS 1705CB | 1587 |  |  |  |  | CURTIS 1705CB | CURTIS 1705 | YOSEMITE | 13.2215 | 11.2937 | 56.4% | 2 | 15 | 96.23% | 0% | 0 | 0.040107 | 0.040107 | 3.4615 | 0.13883 | Medium | Medium | High
HIGGINS 1104324510 | 1588 |  |  |  |  | HIGGINS 1104324510 | HIGGINS 1104 | SIERRA | 12.4769 | 10 | 100% | 3 | 3 | 100% | 0% | 0 | 0.046303 | 0.046303 | 2.9958 | 0.13872 | Medium | Medium | Medium
HALF MOON BAY 11022032 | 1589 | 2020 | 35053429 | 0.76 |  | HALF MOON BAY 11022032 | HALF MOON BAY 1102 | PENINSULA | 3.27 | 24.2985 | 27.09% | 1 | 0 | 29.71% | 73.93% | 0 | 0.032761 | 0.032761 | 4.2337 | 0.1387 | Medium | Medium | High
LAURELES 11116421 | 1590 |  |  |  |  | LAURELES 11116421 | LAURELES 1111 | CENTRAL COAST | 1.7279 | 54.1809 | 100% | 1 | 1 | 100% | 0% | 0 | 0.065512 | 0.065512 | 2.115 | 0.13856 | High | High | Low
BUELLTON 1101Y06 | 1591 |  |  |  |  | BUELLTON 1101Y06 | BUELLTON 1101 | LOS PADRES | 29.0172 | 49.4932 | 60.5% | 0 | 10 | 72.26% | 0% | 0 | 0.079416 | 0.079416 | 1.7409 | 0.13826 | High | High | Low
SHINGLE SPRINGS 11038752 | 1592 |  |  |  |  | SHINGLE SPRINGS 11038752 | SHINGLE SPRINGS 1103 | SIERRA | 1.8752 | 10 | 77.05% | 0 | 1 | 100% | 7.72% | 0 | 0.040295 | 0.040295 | 3.4298 | 0.1382 | Medium | Medium | High
STILLWATER 1102CB | 1593 |  |  |  |  | STILLWATER 1102CB | STILLWATER 1102 | NORTH VALLEY | 25.0709 | 15.0844 | 83.36% | 3 | 7 | 99.96% | 0% | 0 | 0.066396 | 0.066396 | 2.0763 | 0.13786 | High | High | Low
BUELLTON 1101Y36 | 1594 |  |  |  |  | BUELLTON 1101Y36 | BUELLTON 1101 | LOS PADRES | 33.0581 | 70.2256 | 71.54% | 1 | 11 | 92.67% | 5.931% | 1 | 0.081946 | 0.081946 | 1.6819 | 0.13782 | High | High | Low
DIAMOND SPRINGS 11062100 | 1595 |  |  |  |  | DIAMOND SPRINGS 11062100 | DIAMOND SPRINGS 1106 | SIERRA | 38.9747 | 13.5244 | 95.18% | 3 | 8 | 100% | 0% | 0 | 0.064847 | 0.064847 | 2.1227 | 0.13765 | High | High | Low
WOODACRE 11021280 | 1596 |  |  |  |  | WOODACRE 11021280 | WOODACRE 1102 | NORTH BAY | 10.5964 | 14.7487 | 31.13% | 2 | 14 | 100% | 0% | 0 | 0.034114 | 0.034114 | 4.0304 | 0.1375 | Medium | Medium | High
WEIMAR 11012740 | 1597 |  |  |  |  | WEIMAR 11012740 | WEIMAR 1101 | SIERRA | 19.1962 | 52.0643 | 71.74% | 1 | 4 | 100% | 0% | 0 | 0.080042 | 0.080042 | 1.7168 | 0.13742 | High | High | Low
OAKLAND K 1104CB | 1598 |  |  |  |  | OAKLAND K 1104CB | OAKLAND K 1104 | EAST BAY | 2.7076 | 10 | 13.99% | 1 | 4 | 100% | 34.6% | 0 | 0.030956 | 0.030956 | 4.4174 | 0.13675 | Medium | Medium | High
SHINGLE SPRINGS 210911092 | 1599 |  |  |  |  | SHINGLE SPRINGS 210911092 | SHINGLE SPRINGS 2109 | SIERRA | 22.1149 | 21.1094 | 82.77% | 7 | 7 | 100% | 0% | 0 | 0.081649 | 0.081649 | 1.6738 | 0.13667 | High | High | Low
FORT BRAGG A 110235592 | 1600 |  |  |  |  | FORT BRAGG A 110235592 | FORT BRAGG A 1102 | HUMBOLDT | 13.0568 | 10.5094 | 9.263% | 19 | 29 | 100% | 0% | 0 | 0.068352 | 0.068352 | 1.999 | 0.13663 | High | High | Low
FULTON 110746958 | 1601 |  |  |  |  | FULTON 110746958 | FULTON 1107 | SONOMA | 0.032131 | 10 | 100% | 0 | 0 | 6.208% | 100% | 0 | 0.055255 | 0.055255 | 2.4591 | 0.13588 | Medium | Medium | Medium
LOS GATOS 1107CB | 1602 |  |  |  |  | LOS GATOS 1107CB | LOS GATOS 1107 | DE ANZA | 13.6639 | 15.4902 | 38.19% | 1 | 13 | 86.42% | 10.54% | 0 | 0.041286 | 0.041286 | 3.2819 | 0.1355 | Medium | Medium | High
BELL 11082226 | 1603 |  |  |  |  | BELL 11082226 | BELL 1108 | SIERRA | 24.7638 | 11.2765 | 87.34% | 1 | 8 | 97.2% | 0% | 0 | 0.057141 | 0.057141 | 2.363 | 0.13503 | Medium | Medium | Medium
GARBERVILLE 11011750 | 1604 |  |  |  |  | GARBERVILLE 11011750 | GARBERVILLE 1101 | HUMBOLDT | 14.3678 | 85.1825 | 100% | 14 | 8 | 96.86% | 0% | 0 | 0.081262 | 0.081262 | 1.6609 | 0.13497 | High | High | Low
BUCKS CREEK 1101CB | 1605 |  |  |  |  | BUCKS CREEK 1101CB | BUCKS CREEK 1101 | NORTH VALLEY | 20.005 | 83.6146 | 6.119% | 5 | 12 | 100% | 23.08% | 0 | 0.080342 | 0.080342 | 1.6795 | 0.13494 | High | High | Low
PARADISE 110343008 | 1606 |  |  |  |  | PARADISE 110343008 | PARADISE 1103 | NORTH VALLEY | 12.9696 | 10 | 78.07% | 7 | 5 | 99.92% | 17.25% | 1 | 0.037995 | 0.037995 | 3.5408 | 0.13453 | Medium | Medium | High
STANISLAUS 1702CB | 1607 |  | ECOP | 6.4 |  | STANISLAUS 1702CB | STANISLAUS 1702 | YOSEMITE | 7.977 | 43.3363 | 28.21% | 1 | 3 | 100% | 19.55% | 0 | 0.043216 | 0.043216 | 3.112 | 0.13449 | Medium | Medium | High
CORRAL 1102CB | 1608 |  |  |  |  | CORRAL 1102CB | CORRAL 1102 | STOCKTON | 17.6005 | 19.3826 | 70.6% | 2 | 10 | 83.31% | 0% | 0 | 0.04296 | 0.04296 | 3.1263 | 0.13431 | Medium | Medium | High
PINE GROVE 11013166 | 1609 |  |  |  |  | PINE GROVE 11013166 | PINE GROVE 1101 | STOCKTON | 12.5063 | 11.3177 | 79.03% | 1 | 18 | 100% | 0% | 0 | 0.045896 | 0.045896 | 2.919 | 0.13397 | Medium | Medium | Medium
SAN LEANDRO U 1109CR002 | 1610 |  |  |  |  | SAN LEANDRO U 1109CR002 | SAN LEANDRO U 1109 | MISSION | 7.0761 | 10 | 24.57% | 6 | 16 | 90.45% | 0% | 0 | 0.040555 | 0.040555 | 3.3026 | 0.13394 | Medium | Medium | High
WILLOW CREEK 110347966 | 1611 |  |  |  |  | WILLOW CREEK 110347966 | WILLOW CREEK 1103 | HUMBOLDT | 17.0216 | 48.5214 | 76.15% | 20 | 19 | 100% | 0% | 0 | 0.11952 | 0.11952 | 1.1197 | 0.13384 | High | High | Low
SALMON CREEK 1101194 | 1612 |  |  |  |  | SALMON CREEK 1101194 | SALMON CREEK 1101 | SONOMA | 6.5546 | 49.1883 | 4.108% | 3 | 3 | 77.1% | 22.41% | 0 | 0.053234 | 0.053234 | 2.5104 | 0.13364 | Medium | Medium | Medium
MONTICELLO 110137384 | 1613 |  |  |  |  | MONTICELLO 110137384 | MONTICELLO 1101 | NORTH BAY | 9.3433 | 47.0333 | 65.93% | 7 | 4 | 99.86% | 0% | 0 | 0.054846 | 0.054846 | 2.4323 | 0.1334 | Medium | Medium | Medium
PACIFICA 110311153 | 1614 |  |  |  |  | PACIFICA 110311153 | PACIFICA 1103 | PENINSULA | 0.48816 | 27.9974 | 36.15% | 0 | 1 | 5.373% | 100% | 0 | 0.038047 | 0.038047 | 3.4976 | 0.13307 | Medium | Medium | High
CURTIS 170210940 | 1615 |  |  |  |  | CURTIS 170210940 | CURTIS 1702 | YOSEMITE | 9.3161 | 16.9626 | 82.71% | 2 | 8 | 88.08% | 0% | 0 | 0.036211 | 0.036211 | 3.6749 | 0.13307 | Medium | Medium | High
OAKHURST 110210100 | 1616 |  |  |  |  | OAKHURST 110210100 | OAKHURST 1102 | YOSEMITE | 9.1816 | 28.1335 | 94.5% | 4 | 24 | 77.46% | 0% | 0 | 0.054576 | 0.054576 | 2.4338 | 0.13282 | Medium | Medium | Medium
COTATI 1103148 | 1617 |  |  |  |  | COTATI 1103148 | COTATI 1103 | SONOMA | 14.0913 | 49.2874 | 1.408% | 9 | 10 | 90.64% | 0% | 0 | 0.066855 | 0.066855 | 1.9842 | 0.13266 | High | High | Low
WOODSIDE 1104555372 | 1618 |  |  |  |  | WOODSIDE 1104555372 | WOODSIDE 1104 | PENINSULA | 4.1602 | 10 | 35.51% | 2 | 3 | 100% | 0% | 0 | 0.02737 | 0.02737 | 4.8418 | 0.13252 | Medium | Medium | High
MILPITAS 1109XR524 | 1619 |  |  |  |  | MILPITAS 1109XR524 | MILPITAS 1109 | SAN JOSE | 7.8802 | 65.8723 | 90.15% | 0 | 1 | 82.17% | 0% | 0 | 0.042366 | 0.042366 | 3.1206 | 0.13221 | Medium | Medium | High
HOOPA 11013174 | 1620 |  |  |  |  | HOOPA 11013174 | HOOPA 1101 | HUMBOLDT | 17.6485 | 69.5085 | 99.93% | 19 | 10 | 80.04% | 0% | 0 | 0.11313 | 0.11313 | 1.1672 | 0.13204 | High | High | Low
LUCERNE 1103630 | 1621 |  |  |  |  | LUCERNE 1103630 | LUCERNE 1103 | HUMBOLDT | 12.5736 | 13.6837 | 90.26% | 2 | 19 | 92.62% | 0% | 0 | 0.043155 | 0.043155 | 3.0456 | 0.13143 | Medium | Medium | Medium
STAFFORD 11021048 | 1622 |  |  |  |  | STAFFORD 11021048 | STAFFORD 1102 | NORTH BAY | 4.9722 | 28.2651 | 55.55% | 1 | 7 | 93.63% | 17.79% | 1 | 0.042409 | 0.042409 | 3.0962 | 0.13131 | Medium | Medium | High
LOS GATOS 1108LB86 | 1623 |  |  |  |  | LOS GATOS 1108LB86 | LOS GATOS 1108 | DE ANZA | 4.2689 | 10 | 37.07% | 3 | 5 | 80.57% | 12.91% | 0 | 0.033788 | 0.033788 | 3.8848 | 0.13126 | Medium | Medium | High
DUNBAR 110297160 | 1624 |  |  |  |  | DUNBAR 110297160 | DUNBAR 1102 | SONOMA | 0.058569 | 82.8928 | 100% | 0 | 0 | 100% | 0% | 0 | 0.046095 | 0.046095 | 2.8466 | 0.13122 | Medium | Medium | Medium
WISHON 1101CB | 1625 |  |  |  |  | WISHON 1101CB | WISHON 1101 | YOSEMITE | 7.7822 | 34.1369 | 78.45% | 1 | 2 | 100% | 51.22% | 1 | 0.074616 | 0.074616 | 1.7546 | 0.13092 | High | High | Low
EL CERRITO G 1112CB | 1626 |  |  |  |  | EL CERRITO G 1112CB | EL CERRITO G 1112 | EAST BAY | 0.64797 | 10 | 0% | 0 | 0 | 9.809% | 100% | 0 | 0.02588 | 0.02588 | 4.9956 | 0.12929 | Medium | Medium | High
SILVERADO 2102CB | 1627 |  |  |  |  | SILVERADO 2102CB | SILVERADO 2102 | NORTH BAY | 0.45935 | 10 | 0% | 0 | 0 | 26.76% | 100% | 0 | 0.034737 | 0.034737 | 3.7165 | 0.1291 | Medium | Medium | High
DIAMOND SPRINGS 11042093 | 1628 |  |  |  |  | DIAMOND SPRINGS 11042093 | DIAMOND SPRINGS 1104 | SIERRA | 7.2925 | 22.8545 | 79.86% | 0 | 2 | 83.65% | 44.87% | 0 | 0.053967 | 0.053967 | 2.3806 | 0.12847 | Medium | Medium | Medium
HALSEY 110176178 | 1629 | 2019 | 35018787 | 0.307 |  | HALSEY 110176178 | HALSEY 1101 | SIERRA | 19.4389 | 10 | 66.26% | 6 | 14 | 96.3% | 0% | 0 | 0.050379 | 0.050379 | 2.5491 | 0.12842 | Medium | Medium | Medium
GARBERVILLE 11021510 | 1630 | 2020 | 35046211 | 0.76 |  | GARBERVILLE 11021510 | GARBERVILLE 1102 | HUMBOLDT | 13.0211 | 67.6864 | 30.88% | 5 | 7 | 100% | 0% | 0 | 0.063582 | 0.063582 | 2.0147 | 0.1281 | High | High | Low
CLARK ROAD 110247006 | 1631 |  |  |  |  | CLARK ROAD 110247006 | CLARK ROAD 1102 | NORTH VALLEY | 4.5495 | 10 | 42.4% | 2 | 3 | 100% | 41.72% | 0 | 0.037887 | 0.037887 | 3.3709 | 0.12771 | Medium | Medium | High
ORINDA 0401N545R | 1632 | 2019 | 31343500 | 1.29 |  | ORINDA 0401N545R | ORINDA 0401 | DIABLO | 4.3157 | 10 | 9.802% | 1 | 11 | 83.77% | 52.25% | 0 | 0.038927 | 0.038927 | 3.2801 | 0.12768 | Medium | Medium | High
OILFIELDS 1103N62 | 1633 |  |  |  |  | OILFIELDS 1103N62 | OILFIELDS 1103 | CENTRAL COAST | 5.5689 | 75.4181 | 98.3% | 0 | 2 | 100% | 0% | 0 | 0.05809 | 0.05809 | 2.1974 | 0.12764 | Medium | Medium | Low
SOBRANTE 1102CB | 1634 |  |  |  |  | SOBRANTE 1102CB | SOBRANTE 1102 | DIABLO | 10.2599 | 28.2629 | 22.78% | 2 | 15 | 98.33% | 12.04% | 0 | 0.042314 | 0.042314 | 3.0143 | 0.12755 | Medium | Medium | Medium
TYLER 110585132 | 1635 |  |  |  |  | TYLER 110585132 | TYLER 1105 | NORTH VALLEY | 30.9692 | 56.9117 | 100% | 0 | 21 | 100% | 0% | 0 | 0.075876 | 0.075876 | 1.6764 | 0.1272 | High | High | Low
CEDAR CREEK 11011710 | 1636 |  |  |  |  | CEDAR CREEK 11011710 | CEDAR CREEK 1101 | NORTH VALLEY | 0.076338 | 70.3009 | 100% | 0 | 0 | 100% | 100% | 0 | 0.18445 | 0.18445 | 0.68738 | 0.12679 | High | High | Low
CABRILLO 1103Y46 | 1637 |  |  |  |  | CABRILLO 1103Y46 | CABRILLO 1103 | LOS PADRES | 20.218 | 55.531 | 56.98% | 1 | 5 | 42.55% | 0% | 0 | 0.043329 | 0.043329 | 2.9259 | 0.12678 | Medium | Medium | Medium
COTTONWOOD 11011610 | 1638 |  |  |  |  | COTTONWOOD 11011610 | COTTONWOOD 1101 | NORTH VALLEY | 38.431 | 59.7392 | 100% | 4 | 5 | 100% | 0% | 0 | 0.097181 | 0.097181 | 1.3016 | 0.12649 | High | High | Low
EL DORADO PH 210163464 | 1639 | 2020 | 35058026 ECOP | 0.57 1.29 |  | EL DORADO PH 210163464 | EL DORADO PH 2101 | SIERRA | 13.6531 | 63.9369 | 100% | 0 | 2 | 100% | 36.69% | 1 | 0.084238 | 0.084238 | 1.4999 | 0.12635 | High | High | Low
DIAMOND SPRINGS 110610587 | 1640 |  |  |  |  | DIAMOND SPRINGS 110610587 | DIAMOND SPRINGS 1106 | SIERRA | 21.9902 | 32.7231 | 99.97% | 4 | 2 | 100% | 0% | 0 | 0.060422 | 0.060422 | 2.0865 | 0.12607 | Medium | Medium | Low
BROWNS VALLEY 11011268 | 1641 |  |  |  |  | BROWNS VALLEY 11011268 | BROWNS VALLEY 1101 | SIERRA | 10.9063 | 24.7365 | 96.96% | 1 | 7 | 100% | 0% | 0 | 0.046288 | 0.046288 | 2.7133 | 0.12559 | Medium | Medium | Medium
CLEAR LAKE 1101406 | 1642 |  |  |  |  | CLEAR LAKE 1101406 | CLEAR LAKE 1101 | HUMBOLDT | 10.6464 | 76.543 | 93.36% | 0 | 1 | 32.19% | 54.28% | 0 | 0.052045 | 0.052045 | 2.4044 | 0.12514 | Medium | Medium | Medium
MILPITAS 110987800 | 1643 |  |  |  |  | MILPITAS 110987800 | MILPITAS 1109 | SAN JOSE | 1.61 | 77.3424 | 100% | 0 | 0 | 100% | 0% | 0 | 0.044454 | 0.044454 | 2.8069 | 0.12478 | Medium | Medium | Medium
DEL MONTE 21043088 | 1644 |  |  |  |  | DEL MONTE 21043088 | DEL MONTE 2104 | CENTRAL COAST | 15.4442 | 31.6262 | 48.83% | 2 | 7 | 100% | 0% | 0 | 0.063303 | 0.063303 | 1.9688 | 0.12463 | High | High | Low
KING CITY 11037038 | 1645 |  |  |  |  | KING CITY 11037038 | KING CITY 1103 | CENTRAL COAST | 17.5881 | 72.8479 | 99.95% | 0 | 5 | 81.26% | 0% | 0 | 0.058354 | 0.058354 | 2.1255 | 0.12403 | Medium | Medium | Low
MARTELL 110111244 | 1646 |  |  |  |  | MARTELL 110111244 | MARTELL 1101 | STOCKTON | 21.6798 | 10 | 87.92% | 5 | 3 | 99.45% | 0% | 0 | 0.048788 | 0.048788 | 2.5388 | 0.12386 | Medium | Medium | Medium
WHITMORE 11011594 | 1647 |  |  |  |  | WHITMORE 11011594 | WHITMORE 1101 | NORTH VALLEY | 24.2582 | 53.3221 | 84.24% | 2 | 1 | 100% | 29.39% | 0 | 0.09099 | 0.09099 | 1.3571 | 0.12348 | High | High | Low
WYANDOTTE 11031504 | 1648 |  |  |  |  | WYANDOTTE 11031504 | WYANDOTTE 1103 | NORTH VALLEY | 11.3639 | 10 | 55.8% | 3 | 8 | 77.24% | 0% | 0 | 0.032944 | 0.032944 | 3.7481 | 0.12348 | Medium | Medium | High
WYANDOTTE 110796390 | 1649 |  |  |  |  | WYANDOTTE 110796390 | WYANDOTTE 1107 | NORTH VALLEY | 8.1841 | 10 | 71.02% | 4 | 1 | 80.42% | 0% | 0 | 0.033709 | 0.033709 | 3.6617 | 0.12343 | Medium | Medium | High
CLOVERDALE 11024646 | 1650 |  |  |  |  | CLOVERDALE 11024646 | CLOVERDALE 1102 | SONOMA | 14.4526 | 74.9071 | 80.61% | 2 | 4 | 97.6% | 0% | 0 | 0.059667 | 0.059667 | 2.0674 | 0.12335 | Medium | Medium | Low
OCEANO 1104Q12 | 1651 |  |  |  |  | OCEANO 1104Q12 | OCEANO 1104 | LOS PADRES | 9.3393 | 55.4094 | 73.47% | 0 | 5 | 57.92% | 27.55% | 0 | 0.051953 | 0.051953 | 2.3715 | 0.12321 | Medium | Medium | Medium
LOW GAP 11014086 | 1652 |  |  |  |  | LOW GAP 11014086 | LOW GAP 1101 | HUMBOLDT | 11.4979 | 83.0021 | 100% | 1 | 2 | 100% | 0% | 0 | 0.090624 | 0.090624 | 1.3559 | 0.12288 | High | High | Low
SWIFT 2110XR332 | 1653 |  |  |  |  | SWIFT 2110XR332 | SWIFT 2110 | SAN JOSE | 49.6657 | 79.4868 | 80.03% | 0 | 0 | 100% | 0% | 0 | 0.049698 | 0.049698 | 2.4667 | 0.12259 | Medium | Medium | Medium
DEL MONTE 210436720 | 1654 |  |  |  |  | DEL MONTE 210436720 | DEL MONTE 2104 | CENTRAL COAST | 6.1198 | 15.0991 | 78.82% | 1 | 2 | 76.61% | 0% | 0 | 0.039935 | 0.039935 | 3.0657 | 0.12243 | Medium | Medium | Medium
GUALALA 111223444 | 1655 |  |  |  |  | GUALALA 111223444 | GUALALA 1112 | HUMBOLDT | 14.5206 | 71.4539 | 16.53% | 7 | 15 | 100% | 0% | 0 | 0.069914 | 0.069914 | 1.7456 | 0.12204 | High | High | Low
ROB ROY 210410960 | 1656 |  |  |  |  | ROB ROY 210410960 | ROB ROY 2104 | CENTRAL COAST | 17.8204 | 13.6401 | 49.6% | 26 | 6 | 63.39% | 0% | 0 | 0.03619 | 0.03619 | 3.3702 | 0.12197 | Medium | Medium | High
APPLE HILL 110313312 | 1657 |  |  |  |  | APPLE HILL 110313312 | APPLE HILL 1103 | SIERRA | 11.1165 | 24.9201 | 69.91% | 1 | 7 | 61.36% | 40.78% | 0 | 0.055379 | 0.055379 | 2.1929 | 0.12144 | Medium | Medium | Low
SAN RAFAEL 110991742 | 1658 |  |  |  |  | SAN RAFAEL 110991742 | SAN RAFAEL 1109 | NORTH BAY | 5.7363 | 10 | 72.58% | 2 | 1 | 66.36% | 0% | 0 | 0.033036 | 0.033036 | 3.657 | 0.12081 | Medium | Medium | High
VALLEY VIEW 1106 | 1659 |  |  |  |  | VALLEY VIEW 1106 | VALLEY VIEW 1106 | EAST BAY | 0.037566 | 10 | 100% | 0 | 0 | 100% | 0% | 0 | 0.028512 | 0.028512 | 4.232 | 0.12066 | Medium | Medium | High
OAKHURST 11016220 | 1660 |  |  |  |  | OAKHURST 11016220 | OAKHURST 1101 | YOSEMITE | 20.9199 | 34.4609 | 88.69% | 0 | 15 | 100% | 0% | 0 | 0.060711 | 0.060711 | 1.9872 | 0.12065 | Medium | Medium | Low
EDES 1112CR312 | 1661 |  |  |  |  | EDES 1112CR312 | EDES 1112 | EAST BAY | 3.6853 | 22.7087 | 18.65% | 2 | 11 | 99.92% | 20.18% | 0 | 0.036955 | 0.036955 | 3.2611 | 0.12051 | Medium | Medium | High
WYANDOTTE 110366146 | 1662 |  |  |  |  | WYANDOTTE 110366146 | WYANDOTTE 1103 | NORTH VALLEY | 0.1568 | 10 | 100% | 0 | 0 | 100% | 0% | 0 | 0.032454 | 0.032454 | 3.7133 | 0.12051 | Medium | Medium | High
LAKEWOOD 2224D522R | 1663 |  |  |  |  | LAKEWOOD 2224D522R | LAKEWOOD 2224 | DIABLO | 0.67815 | 10 | 23.16% | 0 | 1 | 25.38% | 100% | 0 | 0.036972 | 0.036972 | 3.2556 | 0.12036 | Medium | Medium | High
CURTIS 1704CB | 1664 |  |  |  |  | CURTIS 1704CB | CURTIS 1704 | YOSEMITE | 13.7734 | 18.3001 | 79.09% | 1 | 5 | 96.53% | 0% | 0 | 0.035785 | 0.035785 | 3.3627 | 0.12033 | Medium | Medium | High
VIEJO 2203CB | 1665 |  |  |  |  | VIEJO 2203CB | VIEJO 2203 | CENTRAL COAST | 3.0922 | 10 | 21.75% | 26 | 9 | 92.05% | 0% | 0 | 0.039672 | 0.039672 | 3.0156 | 0.11963 | Medium | Medium | Medium
HAMILTON BRANCH 110187784 | 1666 |  |  |  |  | HAMILTON BRANCH 110187784 | HAMILTON BRANCH 1101 | NORTH VALLEY | 1.4473 | 18.1172 | 99.8% | 0 | 3 | 100% | 0% | 0 | 0.031933 | 0.031933 | 3.7387 | 0.11939 | Medium | Medium | High
GEYSERVILLE 110179788 | 1667 |  |  |  |  | GEYSERVILLE 110179788 | GEYSERVILLE 1101 | SONOMA | 36.3345 | 85.553 | 97.66% | 5 | 7 | 86.55% | 0% | 0 | 0.081783 | 0.081783 | 1.4593 | 0.11934 | High | High | Low
MIRABEL 1102334 | 1668 |  |  |  |  | MIRABEL 1102334 | MIRABEL 1102 | SONOMA | 5.6083 | 39.7869 | 41.25% | 2 | 2 | 61.12% | 47.7% | 0 | 0.038421 | 0.038421 | 3.0999 | 0.1191 | Medium | Medium | High
WYANDOTTE 110913052 | 1669 |  |  |  |  | WYANDOTTE 110913052 | WYANDOTTE 1109 | NORTH VALLEY | 19.6896 | 23.3384 | 63.11% | 1 | 2 | 99.03% | 0% | 0 | 0.035725 | 0.035725 | 3.319 | 0.11857 | Medium | Medium | High
EL CERRITO G 1105BR194 | 1670 |  |  |  |  | EL CERRITO G 1105BR194 | EL CERRITO G 1105 | EAST BAY | 3.0539 | 15.352 | 23.01% | 1 | 2 | 58.3% | 30.42% | 0 | 0.026764 | 0.026764 | 4.423 | 0.11838 | Medium | Medium | High
DOBBINS 11015202 | 1671 |  |  |  |  | DOBBINS 11015202 | DOBBINS 1101 | SIERRA | 15.7094 | 33.0821 | 86.66% | 1 | 6 | 92.01% | 0% | 0 | 0.059877 | 0.059877 | 1.9749 | 0.11825 | Medium | Medium | Low
RACETRACK 17038120 | 1672 |  |  |  |  | RACETRACK 17038120 | RACETRACK 1703 | YOSEMITE | 8.8205 | 16.6525 | 57.46% | 3 | 10 | 100% | 16.02% | 1 | 0.03955 | 0.03955 | 2.9886 | 0.1182 | Medium | Medium | Medium
CAROLANDS 04049024 | 1673 |  |  |  |  | CAROLANDS 04049024 | CAROLANDS 0404 | PENINSULA | 3.5964 | 10 | 16.66% | 1 | 9 | 99.05% | 0% | 0 | 0.033705 | 0.033705 | 3.5061 | 0.11817 | Medium | Medium | High
MENLO 11031721 | 1674 |  |  |  |  | MENLO 11031721 | MENLO 1103 | PENINSULA | 6.795 | 58.431 | 89.52% | 4 | 2 | 100% | 0% | 0 | 0.044995 | 0.044995 | 2.626 | 0.11816 | Medium | Medium | Medium
VOLTA 11021650 | 1675 |  |  |  |  | VOLTA 11021650 | VOLTA 1102 | NORTH VALLEY | 21.7066 | 54.4838 | 100% | 4 | 9 | 100% | 0% | 0 | 0.079578 | 0.079578 | 1.4837 | 0.11807 | High | High | Low
BRIDGEVILLE 110255612 | 1676 |  |  |  |  | BRIDGEVILLE 110255612 | BRIDGEVILLE 1102 | HUMBOLDT | 22.2453 | 91.4485 | 100% | 11 | 10 | 100% | 97.29% | 1 | 0.34757 | 0.34757 | 0.33885 | 0.11777 | High | High | Low
SARATOGA 1107LC26 | 1677 |  |  |  |  | SARATOGA 1107LC26 | SARATOGA 1107 | DE ANZA | 5.6494 | 10 | 35.72% | 5 | 4 | 100% | 14.43% | 1 | 0.032092 | 0.032092 | 3.6662 | 0.11766 | Medium | Medium | High
FROGTOWN 170291134 | 1678 |  |  |  |  | FROGTOWN 170291134 | FROGTOWN 1702 | STOCKTON | 14.7309 | 23.5525 | 81.54% | 0 | 12 | 92.7% | 0% | 0 | 0.060562 | 0.060562 | 1.9356 | 0.11722 | Medium | Medium | Low
VACAVILLE 11088762 | 1679 |  |  |  |  | VACAVILLE 11088762 | VACAVILLE 1108 | SACRAMENTO | 13.206 | 54.7168 | 79.67% | 1 | 3 | 78.91% | 0% | 0 | 0.042096 | 0.042096 | 2.7832 | 0.11716 | Medium | Medium | Medium
LUCERNE 1106664 | 1680 |  |  |  |  | LUCERNE 1106664 | LUCERNE 1106 | HUMBOLDT | 6.0536 | 25.8226 | 47.99% | 4 | 24 | 54.26% | 0% | 0 | 0.038531 | 0.038531 | 3.0381 | 0.11706 | Medium | Medium | Medium
PLACERVILLE 111219712 | 1681 |  |  |  |  | PLACERVILLE 111219712 | PLACERVILLE 1112 | SIERRA | 12.7698 | 10 | 100% | 3 | 10 | 97.13% | 0% | 0 | 0.045629 | 0.045629 | 2.5586 | 0.11675 | Medium | Medium | Medium
UKIAH 1111534 | 1682 |  |  |  |  | UKIAH 1111534 | UKIAH 1111 | HUMBOLDT | 18.7979 | 74.5032 | 100% | 2 | 4 | 89.62% | 0% | 0 | 0.064153 | 0.064153 | 1.8196 | 0.11673 | High | High | Low
SPRUCE 0401BR316 | 1683 |  |  |  |  | SPRUCE 0401BR316 | SPRUCE 0401 | EAST BAY | 4.123 | 16.22 | 7.456% | 3 | 5 | 100% | 23.86% | 0 | 0.02375 | 0.02375 | 4.8945 | 0.11624 | Medium | Medium | High
WILLITS 11032506 | 1684 |  |  |  |  | WILLITS 11032506 | WILLITS 1103 | HUMBOLDT | 12.7779 | 67.5224 | 88.76% | 15 | 4 | 100% | 16.88% | 0 | 0.06476 | 0.06476 | 1.7937 | 0.11616 | High | High | Low
AUBERRY 1101R2578 | 1685 | 2019 | 35008479 | 0.306 |  | AUBERRY 1101R2578 | AUBERRY 1101 | FRESNO | 46.349 | 12.9087 | 87.94% | 4 | 13 | 100% | 0% | 0 | 0.077203 | 0.077203 | 1.5016 | 0.11593 | High | High | Low
HIGGINS 11041374 | 1686 |  |  |  |  | HIGGINS 11041374 | HIGGINS 1104 | SIERRA | 7.2163 | 10 | 85.17% | 5 | 6 | 86.29% | 0% | 0 | 0.030394 | 0.030394 | 3.8118 | 0.11586 | Medium | Medium | High
CALAVERAS CEMENT 110147968 | 1687 |  |  |  |  | CALAVERAS CEMENT 110147968 | CALAVERAS CEMENT 1101 | STOCKTON | 17.4467 | 25.9867 | 99.97% | 0 | 4 | 100% | 6.1% | 1 | 0.055443 | 0.055443 | 2.0882 | 0.11578 | Medium | Medium | Low
DEL MONTE 21032000 | 1688 |  |  |  |  | DEL MONTE 21032000 | DEL MONTE 2103 | CENTRAL COAST | 8.9713 | 10 | 21.71% | 13 | 11 | 98.79% | 0% | 0 | 0.037343 | 0.037343 | 3.097 | 0.11565 | Medium | Medium | High
FORT BRAGG A 11041316 | 1689 |  |  |  |  | FORT BRAGG A 11041316 | FORT BRAGG A 1104 | HUMBOLDT | 13.2223 | 12.9501 | 11.54% | 9 | 10 | 96.48% | 0% | 0 | 0.036376 | 0.036376 | 3.1775 | 0.11559 | Medium | Medium | High
RACETRACK 17039190 | 1690 |  |  |  |  | RACETRACK 17039190 | RACETRACK 1703 | YOSEMITE | 8.9165 | 23.5588 | 27.68% | 2 | 6 | 100% | 0% | 0 | 0.034029 | 0.034029 | 3.3879 | 0.11529 | Medium | Medium | High
AUBERRY 1101R314 | 1691 |  |  |  |  | AUBERRY 1101R314 | AUBERRY 1101 | FRESNO | 42.3727 | 21.0608 | 99.17% | 0 | 7 | 96.03% | 0% | 0 | 0.072346 | 0.072346 | 1.5793 | 0.11426 | High | High | Low
HATTON 11022010 | 1692 |  |  |  |  | HATTON 11022010 | HATTON 1102 | CENTRAL COAST | 4.0217 | 30.548 | 30.01% | 17 | 5 | 100% | 0% | 0 | 0.043055 | 0.043055 | 2.6454 | 0.1139 | Medium | Medium | Medium
CORRAL 110236666 | 1693 |  |  |  |  | CORRAL 110236666 | CORRAL 1102 | STOCKTON | 17.3526 | 23.3821 | 99.95% | 1 | 2 | 96.21% | 0% | 0 | 0.046553 | 0.046553 | 2.4463 | 0.11388 | Medium | Medium | Medium
HIGHLANDS 1102CB | 1694 |  |  |  |  | HIGHLANDS 1102CB | HIGHLANDS 1102 | HUMBOLDT | 7.3244 | 28.1149 | 80.17% | 1 | 6 | 100% | 0% | 0 | 0.035726 | 0.035726 | 3.1836 | 0.11374 | Medium | Medium | High
DUNBAR 1101CB | 1695 |  |  |  |  | DUNBAR 1101CB | DUNBAR 1101 | SONOMA | 2.1801 | 23.6947 | 93.6% | 0 | 2 | 14.87% | 59.74% | 0 | 0.034709 | 0.034709 | 3.2741 | 0.11364 | Medium | Medium | High
WISE 1102CB | 1696 |  |  |  |  | WISE 1102CB | WISE 1102 | SIERRA | 18.631 | 17.4842 | 45.37% | 6 | 22 | 98.52% | 0% | 0 | 0.0417 | 0.0417 | 2.7235 | 0.11357 | Medium | Medium | Medium
HIGGINS 1104842642 | 1697 |  |  |  |  | HIGGINS 1104842642 | HIGGINS 1104 | SIERRA | 5.4882 | 10 | 100% | 3 | 1 | 94.43% | 0% | 0 | 0.032606 | 0.032606 | 3.4791 | 0.11344 | Medium | Medium | High
MORGAN HILL 2104XR018 | 1698 |  |  |  |  | MORGAN HILL 2104XR018 | MORGAN HILL 2104 | SAN JOSE | 4.9492 | 19.6923 | 100% | 0 | 3 | 46.16% | 0% | 0 | 0.03658 | 0.03658 | 3.0953 | 0.11323 | Medium | Medium | High
SAND CREEK 11037420 | 1699 |  |  |  |  | SAND CREEK 11037420 | SAND CREEK 1103 | FRESNO | 23.394 | 10 | 99.98% | 4 | 4 | 100% | 0% | 0 | 0.04783 | 0.04783 | 2.3612 | 0.11293 | Medium | Medium | Medium
LOS OSITOS 21033010 | 1700 |  |  |  |  | LOS OSITOS 21033010 | LOS OSITOS 2103 | CENTRAL COAST | 30.8565 | 64.7553 | 97.74% | 3 | 10 | 99.12% | 0% | 0 | 0.057419 | 0.057419 | 1.9613 | 0.11262 | Medium | Medium | Low
SCE TEHACHAPI 1101CB | 1701 |  |  |  |  | SCE TEHACHAPI 1101CB | SCE TEHACHAPI 1101 | KERN | 1.4276 | 82.1535 | 100% | 0 | 0 | 100% | 0% | 0 | 0.045873 | 0.045873 | 2.4463 | 0.11222 | Medium | Medium | Medium
DESCHUTES 11011580 | 1702 |  |  |  |  | DESCHUTES 11011580 | DESCHUTES 1101 | NORTH VALLEY | 44.5215 | 20.6467 | 99.77% | 3 | 12 | 90.01% | 10.49% | 0 | 0.071696 | 0.071696 | 1.5632 | 0.11207 | High | High | Low
SARATOGA 11075696 | 1703 |  |  |  |  | SARATOGA 11075696 | SARATOGA 1107 | DE ANZA | 4.0107 | 10 | 57.71% | 6 | 9 | 65.93% | 4.474% | 0 | 0.029972 | 0.029972 | 3.7269 | 0.1117 | Medium | Medium | High
HIGGINS 1104533648 | 1704 |  |  |  |  | HIGGINS 1104533648 | HIGGINS 1104 | SIERRA | 6.7529 | 10 | 96.99% | 2 | 3 | 100% | 0% | 0 | 0.034544 | 0.034544 | 3.2267 | 0.11146 | Medium | Medium | High
SHINGLE SPRINGS 210511172 | 1705 |  |  |  |  | SHINGLE SPRINGS 210511172 | SHINGLE SPRINGS 2105 | SIERRA | 2.0141 | 10 | 66.76% | 1 | 3 | 82.66% | 0% | 0 | 0.029323 | 0.029323 | 3.7968 | 0.11133 | Medium | Medium | High
WOODSIDE 11018522 | 1706 |  |  |  |  | WOODSIDE 11018522 | WOODSIDE 1101 | PENINSULA | 0.74695 | 65.2984 | 0% | 1 | 0 | 7.949% | 85.4% | 0 | 0.029511 | 0.029511 | 3.7573 | 0.11088 | Medium | Medium | High
POSO MOUNTAIN 21014456 | 1707 |  |  |  |  | POSO MOUNTAIN 21014456 | POSO MOUNTAIN 2101 | KERN | 23.5359 | 61.9546 | 91.99% | 0 | 4 | 100% | 0% | 0 | 0.052745 | 0.052745 | 2.0977 | 0.11064 | Medium | Medium | Low
AUBERRY 1101CB | 1708 |  |  |  |  | AUBERRY 1101CB | AUBERRY 1101 | FRESNO | 18.1441 | 19.2243 | 60.88% | 0 | 19 | 100% | 0% | 0 | 0.042195 | 0.042195 | 2.6192 | 0.11052 | Medium | Medium | Medium
OILFIELDS 1103N48 | 1709 |  |  |  |  | OILFIELDS 1103N48 | OILFIELDS 1103 | CENTRAL COAST | 47.0468 | 56.1397 | 99.69% | 2 | 26 | 100% | 0% | 0 | 0.075176 | 0.075176 | 1.4634 | 0.11001 | High | High | Low
WEIMAR 11012084 | 1710 |  |  |  |  | WEIMAR 11012084 | WEIMAR 1101 | SIERRA | 18.471 | 37.3973 | 99.11% | 2 | 13 | 100% | 0% | 0 | 0.066085 | 0.066085 | 1.6608 | 0.10976 | High | High | Low
HIGHLANDS 1103482 | 1711 |  |  |  |  | HIGHLANDS 1103482 | HIGHLANDS 1103 | HUMBOLDT | 23.7709 | 84.3418 | 64.96% | 1 | 10 | 92.07% | 0% | 0 | 0.046005 | 0.046005 | 2.3829 | 0.10963 | Medium | Medium | Medium
SALT SPRINGS 21028442 | 1712 |  | ECOP | 6.06 |  | SALT SPRINGS 21028442 | SALT SPRINGS 2102 | STOCKTON | 12.1299 | 48.4336 | 100% | 5 | 7 | 100% | 9.936% | 1 | 0.13919 | 0.13919 | 0.78756 | 0.10962 | High | High | Low
STANISLAUS 1701CB | 1713 |  |  |  |  | STANISLAUS 1701CB | STANISLAUS 1701 | YOSEMITE | 6.8255 | 50.7734 | 38.45% | 1 | 4 | 100% | 0.8907% | 0 | 0.032969 | 0.032969 | 3.3185 | 0.10941 | Medium | Medium | High
HIGHLANDS 1103CB | 1714 |  |  |  |  | HIGHLANDS 1103CB | HIGHLANDS 1103 | HUMBOLDT | 10.5045 | 18.0278 | 65.06% | 2 | 6 | 87.07% | 0% | 0 | 0.034275 | 0.034275 | 3.1863 | 0.10921 | Medium | Medium | High
HIGGINS 1107746082 | 1715 |  |  |  |  | HIGGINS 1107746082 | HIGGINS 1107 | SIERRA | 0.84187 | 10 | 100% | 0 | 0 | 100% | 0% | 0 | 0.032454 | 0.032454 | 3.3644 | 0.10919 | Medium | Medium | High
FRUITLAND 114263170 | 1716 |  |  |  |  | FRUITLAND 114263170 | FRUITLAND 1142 | HUMBOLDT | 12.2406 | 74.2009 | 74.01% | 12 | 5 | 90.64% | 0% | 0 | 0.061047 | 0.061047 | 1.7809 | 0.10872 | Medium | Medium | Low
HIGGINS 1109CB | 1717 |  |  |  |  | HIGGINS 1109CB | HIGGINS 1109 | SIERRA | 22.2012 | 22.658 | 81.89% | 2 | 4 | 95.77% | 0% | 0 | 0.037105 | 0.037105 | 2.9246 | 0.10852 | Medium | Medium | Medium
GREENBRAE 1103CB | 1718 |  |  |  |  | GREENBRAE 1103CB | GREENBRAE 1103 | NORTH BAY | 0.06411 | 10 | 0% | 0 | 0 | 1.278% | 100% | 0 | 0.02712 | 0.02712 | 3.9968 | 0.10839 | Medium | Medium | High
MENDOCINO 1101CB | 1719 |  |  |  |  | MENDOCINO 1101CB | MENDOCINO 1101 | HUMBOLDT | 11.0353 | 11.0346 | 86.58% | 0 | 6 | 81.55% | 0% | 0 | 0.046385 | 0.046385 | 2.3319 | 0.10817 | Medium | Medium | Medium
TEMPLETON 2113A12 | 1720 |  |  |  |  | TEMPLETON 2113A12 | TEMPLETON 2113 | LOS PADRES | 40.4505 | 77.6946 | 67.36% | 2 | 5 | 100% | 23.89% | 1 | 0.092809 | 0.092809 | 1.1655 | 0.10817 | High | High | Low
CURTIS 17029111 | 1721 |  |  |  |  | CURTIS 17029111 | CURTIS 1702 | YOSEMITE | 5.6752 | 10 | 100% | 0 | 0 | 100% | 0% | 0 | 0.032454 | 0.032454 | 3.3314 | 0.10812 | Medium | Medium | High
HATTON 11019220 | 1722 |  |  |  |  | HATTON 11019220 | HATTON 1101 | CENTRAL COAST | 2.6965 | 89.4573 | 0% | 1 | 3 | 100% | 51.79% | 0 | 0.059721 | 0.059721 | 1.81 | 0.10809 | Medium | Medium | Low
MOUNTAIN QUARRIES 21011180 | 1723 |  |  |  |  | MOUNTAIN QUARRIES 21011180 | MOUNTAIN QUARRIES 2101 | SIERRA | 12.8441 | 30.3787 | 92.22% | 1 | 2 | 100% | 9.293% | 0 | 0.048359 | 0.048359 | 2.2311 | 0.10789 | Medium | Medium | Medium
OCEANO 1102V50 | 1724 |  |  |  |  | OCEANO 1102V50 | OCEANO 1102 | LOS PADRES | 5.8788 | 10 | 32.53% | 6 | 4 | 56.2% | 0% | 0 | 0.031497 | 0.031497 | 3.4105 | 0.10742 | Medium | Medium | High
LOW GAP 11014160 | 1725 |  |  |  |  | LOW GAP 11014160 | LOW GAP 1101 | HUMBOLDT | 21.5735 | 61.654 | 100% | 10 | 5 | 99.51% | 0% | 0 | 0.082527 | 0.082527 | 1.298 | 0.10712 | High | High | Low
MARIPOSA 21029490 | 1726 |  |  |  |  | MARIPOSA 21029490 | MARIPOSA 2102 | YOSEMITE | 4.2707 | 19.9086 | 45.43% | 0 | 1 | 100% | 49.91% | 0 | 0.044074 | 0.044074 | 2.4205 | 0.10668 | Medium | Medium | Medium
FITCH MOUNTAIN 11134566 | 1727 |  |  |  |  | FITCH MOUNTAIN 11134566 | FITCH MOUNTAIN 1113 | SONOMA | 10.4618 | 71.5628 | 83.49% | 1 | 5 | 60.29% | 0% | 0 | 0.042183 | 0.042183 | 2.5279 | 0.10663 | Medium | Medium | Medium
RACETRACK 17036014 | 1728 |  |  |  |  | RACETRACK 17036014 | RACETRACK 1703 | YOSEMITE | 6.8384 | 27.2462 | 64.22% | 2 | 1 | 100% | 0% | 0 | 0.037053 | 0.037053 | 2.8715 | 0.1064 | Medium | Medium | Medium
CURTIS 170565908 | 1729 |  |  |  |  | CURTIS 170565908 | CURTIS 1705 | YOSEMITE | 12.8972 | 32.2499 | 79.87% | 2 | 10 | 77.15% | 0% | 0 | 0.036689 | 0.036689 | 2.8987 | 0.10635 | Medium | Medium | Medium
MAPLE CREEK 1101CB | 1730 |  |  |  |  | MAPLE CREEK 1101CB | MAPLE CREEK 1101 | HUMBOLDT | 9.8748 | 78.7819 | 78.72% | 13 | 5 | 66.88% | 0% | 0 | 0.059846 | 0.059846 | 1.7771 | 0.10635 | Medium | Medium | Low
POTTER VALLEY P H 11051904 | 1731 |  |  |  |  | POTTER VALLEY P H 11051904 | POTTER VALLEY P H 1105 | HUMBOLDT | 28.466 | 59.7756 | 95.28% | 1 | 23 | 70.74% | 17.93% | 1 | 0.078348 | 0.078348 | 1.3548 | 0.10615 | High | High | Low
CALISTOGA 1101CB | 1732 |  |  |  |  | CALISTOGA 1101CB | CALISTOGA 1101 | NORTH BAY | 2.6498 | 39.1806 | 43.07% | 2 | 0 | 27.62% | 49.7% | 0 | 0.036018 | 0.036018 | 2.9421 | 0.10597 | Medium | Medium | Medium
RACETRACK 170311270 | 1733 |  |  |  |  | RACETRACK 170311270 | RACETRACK 1703 | YOSEMITE | 12.3885 | 27.441 | 56.51% | 3 | 6 | 100% | 0% | 0 | 0.03438 | 0.03438 | 3.0786 | 0.10584 | Medium | Medium | High
BURNEY 11019042 | 1734 |  |  |  |  | BURNEY 11019042 | BURNEY 1101 | NORTH VALLEY | 3.0554 | 28.762 | 87.06% | 1 | 1 | 96.72% | 0% | 0 | 0.048736 | 0.048736 | 2.1708 | 0.1058 | Medium | Medium | Low
FULTON 1102287172 | 1735 |  |  |  |  | FULTON 1102287172 | FULTON 1102 | SONOMA | 17.3701 | 47.5802 | 77.47% | 4 | 10 | 64.9% | 11.1% | 0 | 0.043179 | 0.043179 | 2.4495 | 0.10577 | Medium | Medium | Medium
RINCON 1102CB | 1736 |  |  |  |  | RINCON 1102CB | RINCON 1102 | SONOMA | 3.4953 | 21.5241 | 28.33% | 2 | 6 | 98.07% | 7.215% | 1 | 0.032618 | 0.032618 | 3.2363 | 0.10556 | Medium | Medium | High
BUCKS CREEK 1103CB | 1737 |  |  |  |  | BUCKS CREEK 1103CB | BUCKS CREEK 1103 | NORTH VALLEY | 2.2994 | 96.1203 | 100% | 2 | 1 | 100% | 100% | 0 | 0.24438 | 0.24438 | 0.43068 | 0.10525 | High | High | Low
COARSEGOLD 2103CB | 1738 |  |  |  |  | COARSEGOLD 2103CB | COARSEGOLD 2103 | YOSEMITE | 38.4222 | 32.3373 | 83.55% | 1 | 26 | 100% | 0% | 0 | 0.056308 | 0.056308 | 1.858 | 0.10462 | Medium | Medium | Low
BIG MEADOWS 21012246 | 1739 |  |  |  |  | BIG MEADOWS 21012246 | BIG MEADOWS 2101 | NORTH VALLEY | 1.3711 | 10 | 100% | 1 | 20 | 75.1% | 0% | 0 | 0.082406 | 0.082406 | 1.2663 | 0.10435 | High | High | Low
ELECTRA 1101CB | 1740 |  |  |  |  | ELECTRA 1101CB | ELECTRA 1101 | STOCKTON | 26.464 | 31.8119 | 57.82% | 4 | 8 | 100% | 0% | 0 | 0.042866 | 0.042866 | 2.4294 | 0.10414 | Medium | Medium | Medium
VOLTA 11011568 | 1741 |  |  |  |  | VOLTA 11011568 | VOLTA 1101 | NORTH VALLEY | 23.0081 | 45.5317 | 55% | 0 | 5 | 100% | 29.05% | 0 | 0.072817 | 0.072817 | 1.4267 | 0.10388 | High | High | Low
LAS GALLINAS A 1106CB | 1742 |  |  |  |  | LAS GALLINAS A 1106CB | LAS GALLINAS A 1106 | NORTH BAY | 4.998 | 10 | 78.22% | 0 | 1 | 31.7% | 39.74% | 0 | 0.026841 | 0.026841 | 3.8683 | 0.10383 | Medium | Medium | High
SHINGLE SPRINGS 210985766 | 1743 |  |  |  |  | SHINGLE SPRINGS 210985766 | SHINGLE SPRINGS 2109 | SIERRA | 18.4459 | 50.1321 | 99.71% | 3 | 4 | 100% | 0% | 0 | 0.06111 | 0.06111 | 1.6977 | 0.10374 | Medium | Medium | Low
SHADY GLEN 110132726 | 1744 |  |  |  |  | SHADY GLEN 110132726 | SHADY GLEN 1101 | SIERRA | 12.4872 | 23.3088 | 84.95% | 3 | 6 | 100% | 0% | 0 | 0.047638 | 0.047638 | 2.1742 | 0.10357 | Medium | Medium | Low
CHESTER 11022564 | 1745 |  |  |  |  | CHESTER 11022564 | CHESTER 1102 | NORTH VALLEY | 2.0894 | 10 | 100% | 0 | 3 | 93.3% | 0% | 0 | 0.047498 | 0.047498 | 2.1797 | 0.10353 | Medium | Medium | Low
GREENBRAE 1103434 | 1746 |  |  |  |  | GREENBRAE 1103434 | GREENBRAE 1103 | NORTH BAY | 0.79973 | 10 | 68.06% | 2 | 1 | 55.44% | 2.889% | 0 | 0.020293 | 0.020293 | 5.0736 | 0.10296 | Low | Low | High
BRUNSWICK 1103CB | 1747 |  |  |  |  | BRUNSWICK 1103CB | BRUNSWICK 1103 | SIERRA | 6.0294 | 52.8154 | 37.6% | 9 | 3 | 59.53% | 34.21% | 0 | 0.031778 | 0.031778 | 3.2375 | 0.10288 | Medium | Medium | High
NARROWS 2102CB | 1748 |  |  |  |  | NARROWS 2102CB | NARROWS 2102 | SIERRA | 22.8974 | 13.8368 | 78.07% | 2 | 5 | 93.68% | 0% | 0 | 0.029841 | 0.029841 | 3.4435 | 0.10276 | Medium | Medium | High
VACAVILLE 11046542 | 1749 |  |  |  |  | VACAVILLE 11046542 | VACAVILLE 1104 | SACRAMENTO | 14.768 | 37.9322 | 37.99% | 1 | 5 | 100% | 0% | 0 | 0.034546 | 0.034546 | 2.9717 | 0.10266 | Medium | Medium | Medium
HALSEY 11012414 | 1750 |  |  |  |  | HALSEY 11012414 | HALSEY 1101 | SIERRA | 14.7964 | 13.1515 | 76.48% | 3 | 9 | 100% | 0% | 0 | 0.050299 | 0.050299 | 2.0384 | 0.10253 | Medium | Medium | Low
POSO MOUNTAIN 21033988 | 1751 |  |  |  |  | POSO MOUNTAIN 21033988 | POSO MOUNTAIN 2103 | KERN | 17.2368 | 49.5955 | 64.44% | 0 | 0 | 92.36% | 0% | 0 | 0.038161 | 0.038161 | 2.6824 | 0.10236 | Medium | Medium | Medium
WEIMAR 11012058 | 1752 |  |  |  |  | WEIMAR 11012058 | WEIMAR 1101 | SIERRA | 21.2651 | 19.5754 | 79.75% | 4 | 16 | 100% | 0% | 0 | 0.055164 | 0.055164 | 1.8526 | 0.1022 | Medium | Medium | Low
PASO ROBLES 1104R12 | 1753 |  |  |  |  | PASO ROBLES 1104R12 | PASO ROBLES 1104 | LOS PADRES | 26.4117 | 63.4802 | 89.23% | 0 | 7 | 66.23% | 0% | 0 | 0.045549 | 0.045549 | 2.2416 | 0.1021 | Medium | Medium | Medium
OREGON TRAIL 11041574 | 1754 |  |  |  |  | OREGON TRAIL 11041574 | OREGON TRAIL 1104 | NORTH VALLEY | 16.4858 | 16.0641 | 94.5% | 2 | 4 | 88.21% | 0% | 0 | 0.04716 | 0.04716 | 2.1636 | 0.10204 | Medium | Medium | Low
HIGGINS 11077559 | 1755 |  |  |  |  | HIGGINS 11077559 | HIGGINS 1107 | SIERRA | 4.3177 | 10 | 100% | 0 | 6 | 97.65% | 0% | 0 | 0.031488 | 0.031488 | 3.2282 | 0.10165 | Medium | Medium | High
PLACERVILLE 1111CB | 1756 |  |  |  |  | PLACERVILLE 1111CB | PLACERVILLE 1111 | SIERRA | 5.5179 | 10 | 61.74% | 2 | 10 | 83.46% | 0% | 0 | 0.033153 | 0.033153 | 3.064 | 0.10158 | Medium | Medium | Medium
FORT BRAGG A 11014622 | 1757 |  |  |  |  | FORT BRAGG A 11014622 | FORT BRAGG A 1101 | HUMBOLDT | 13.4572 | 19.3216 | 4.804% | 12 | 12 | 100% | 0% | 0 | 0.066763 | 0.066763 | 1.5197 | 0.10146 | High | High | Low
ELECTRA 110161816 | 1758 |  |  |  |  | ELECTRA 110161816 | ELECTRA 1101 | STOCKTON | 12.191 | 16.1858 | 89% | 5 | 6 | 100% | 0% | 0 | 0.03728 | 0.03728 | 2.7215 | 0.10146 | Medium | Medium | Medium
BRENTWOOD 2105B504R | 1759 |  |  |  |  | BRENTWOOD 2105B504R | BRENTWOOD 2105 | DIABLO | 7.4348 | 10 | 79.77% | 0 | 6 | 65.97% | 0% | 0 | 0.042733 | 0.042733 | 2.3715 | 0.10134 | Medium | Medium | Medium
COTTONWOOD 11031348 | 1760 |  |  |  |  | COTTONWOOD 11031348 | COTTONWOOD 1103 | NORTH VALLEY | 25.9721 | 33.8083 | 99.17% | 2 | 10 | 81.37% | 0% | 0 | 0.065681 | 0.065681 | 1.5413 | 0.10123 | High | High | Low
HIGHLANDS 1103568 | 1761 |  |  |  |  | HIGHLANDS 1103568 | HIGHLANDS 1103 | HUMBOLDT | 7.7314 | 14.5235 | 84.3% | 1 | 2 | 84.45% | 0% | 0 | 0.034657 | 0.034657 | 2.9157 | 0.10105 | Medium | Medium | Medium
HAMILTON BRANCH 110137436 | 1762 |  |  |  |  | HAMILTON BRANCH 110137436 | HAMILTON BRANCH 1101 | NORTH VALLEY | 1.0486 | 10 | 99.62% | 2 | 5 | 51.07% | 0% | 0 | 0.025995 | 0.025995 | 3.8843 | 0.10097 | Medium | Medium | High
MORRO BAY 1102W22 | 1763 |  |  |  |  | MORRO BAY 1102W22 | MORRO BAY 1102 | LOS PADRES | 4.8943 | 10 | 4.74% | 0 | 3 | 47.35% | 0% | 0 | 0.023875 | 0.023875 | 4.2269 | 0.10092 | Medium | Medium | High
CALAVERAS CEMENT 1101585 | 1764 |  |  |  |  | CALAVERAS CEMENT 1101585 | CALAVERAS CEMENT 1101 | STOCKTON | 14.1114 | 60.1241 | 100% | 0 | 9 | 100% | 0% | 0 | 0.061249 | 0.061249 | 1.6439 | 0.10069 | Medium | Medium | Low
BIG RIVER 11015065 | 1765 |  |  |  |  | BIG RIVER 11015065 | BIG RIVER 1101 | HUMBOLDT | 2.2025 | 10 | 42.78% | 5 | 11 | 100% | 0% | 0 | 0.035469 | 0.035469 | 2.8348 | 0.10055 | Medium | Medium | Medium
ELECTRA 11026014 | 1766 |  |  |  |  | ELECTRA 11026014 | ELECTRA 1102 | STOCKTON | 28.5875 | 15.0573 | 83.7% | 1 | 14 | 100% | 0% | 0 | 0.051142 | 0.051142 | 1.9639 | 0.10044 | Medium | Medium | Low
WYANDOTTE 110979932 | 1767 |  |  |  |  | WYANDOTTE 110979932 | WYANDOTTE 1109 | NORTH VALLEY | 19.2875 | 10.6134 | 90.79% | 1 | 2 | 59.11% | 0% | 0 | 0.036019 | 0.036019 | 2.7826 | 0.10022 | Medium | Medium | Medium
CALISTOGA 1102CB | 1768 |  |  |  |  | CALISTOGA 1102CB | CALISTOGA 1102 | NORTH BAY | 1.4649 | 10 | 27.88% | 0 | 0 | 51.57% | 53.48% | 0 | 0.030163 | 0.030163 | 3.3194 | 0.10012 | Medium | Medium | High
MONTICELLO 11014360 | 1769 |  |  |  |  | MONTICELLO 11014360 | MONTICELLO 1101 | NORTH BAY | 7.4298 | 66.0263 | 57.84% | 4 | 3 | 80.69% | 0% | 0 | 0.035448 | 0.035448 | 2.8213 | 0.10001 | Medium | Medium | Medium
VACAVILLE 1111CB | 1770 |  |  |  |  | VACAVILLE 1111CB | VACAVILLE 1111 | SACRAMENTO | 7.7902 | 19.0495 | 34.16% | 0 | 5 | 64.21% | 0% | 0 | 0.030405 | 0.030405 | 3.282 | 0.099788 | Medium | Medium | High
MONTE RIO 1111292 | 1771 |  |  |  |  | MONTE RIO 1111292 | MONTE RIO 1111 | SONOMA | 14.6924 | 53.0276 | 14.56% | 3 | 9 | 74.19% | 33.55% | 0 | 0.046445 | 0.046445 | 2.1476 | 0.099746 | Medium | Medium | Low
LUCERNE 1103CB | 1772 |  |  |  |  | LUCERNE 1103CB | LUCERNE 1103 | HUMBOLDT | 4.1876 | 10 | 56.07% | 0 | 12 | 95.22% | 0% | 0 | 0.036043 | 0.036043 | 2.7667 | 0.09972 | Medium | Medium | Medium
WOODSIDE 11049030 | 1773 |  |  |  |  | WOODSIDE 11049030 | WOODSIDE 1104 | PENINSULA | 2.2354 | 10 | 77.85% | 0 | 2 | 86.64% | 0% | 0 | 0.021812 | 0.021812 | 4.57 | 0.099682 | Medium | Medium | High
MARIPOSA 210135244 | 1774 |  |  |  |  | MARIPOSA 210135244 | MARIPOSA 2101 | YOSEMITE | 17.3356 | 16.4968 | 77.7% | 2 | 10 | 100% | 23.66% | 0 | 0.045381 | 0.045381 | 2.1925 | 0.099495 | Medium | Medium | Low
PURISIMA 1101Y44 | 1775 |  |  |  |  | PURISIMA 1101Y44 | PURISIMA 1101 | LOS PADRES | 10.0257 | 87.5542 | 33.95% | 0 | 2 | 86.13% | 0% | 0 | 0.029127 | 0.029127 | 3.4151 | 0.099473 | Medium | Medium | High
NARROWS 21052748 | 1776 |  |  |  |  | NARROWS 21052748 | NARROWS 2105 | SIERRA | 11.8577 | 19.7377 | 85.36% | 3 | 6 | 60.51% | 0% | 0 | 0.02804 | 0.02804 | 3.5416 | 0.099307 | Medium | Medium | High
FOOTHILL 1102CB | 1777 |  |  |  |  | FOOTHILL 1102CB | FOOTHILL 1102 | LOS PADRES | 8.141 | 51.8091 | 56.43% | 3 | 6 | 82.95% | 0% | 0 | 0.034219 | 0.034219 | 2.9019 | 0.099302 | Medium | Medium | Medium
HICKS 111660050 | 1778 |  |  |  |  | HICKS 111660050 | HICKS 1116 | SAN JOSE | 7.9799 | 10 | 69.56% | 2 | 6 | 100% | 0% | 0 | 0.02949 | 0.02949 | 3.3545 | 0.098924 | Medium | Medium | High
OCEANO 1102V56 | 1779 | 2019 | 31278200 | 0.39 |  | OCEANO 1102V56 | OCEANO 1102 | LOS PADRES | 9.7421 | 10 | 68.41% | 1 | 15 | 98.35% | 0% | 0 | 0.03877 | 0.03877 | 2.5506 | 0.098886 | Medium | Medium | Medium
CURTIS 170390320 | 1780 | 2021 | ECOP-R01 | 2 |  | CURTIS 170390320 | CURTIS 1703 | YOSEMITE | 27.855 | 17.0394 | 100% | 4 | 21 | 100% | 0% | 0 | 0.10108 | 0.10108 | 0.97587 | 0.098641 | High | High | Low
DESCHUTES 11011654 | 1781 |  |  |  |  | DESCHUTES 11011654 | DESCHUTES 1101 | NORTH VALLEY | 17.3592 | 41.2096 | 100% | 1 | 5 | 100% | 6.956% | 0 | 0.063997 | 0.063997 | 1.5357 | 0.098281 | High | High | Low
PEORIA 170587222 | 1782 |  |  |  |  | PEORIA 170587222 | PEORIA 1705 | YOSEMITE | 5.2686 | 10 | 76.37% | 0 | 4 | 100% | 0% | 0 | 0.03317 | 0.03317 | 2.9599 | 0.098179 | Medium | Medium | Medium
OAKLAND X 11066669 | 1783 |  |  |  |  | OAKLAND X 11066669 | OAKLAND X 1106 | EAST BAY | 0.23409 | 10 | 100% | 0 | 0 | 100% | 0% | 0 | 0.028512 | 0.028512 | 3.4389 | 0.098048 | Medium | Medium | High
CASTRO VALLEY 1108MR379 | 1784 |  |  |  |  | CASTRO VALLEY 1108MR379 | CASTRO VALLEY 1108 | MISSION | 1.2345 | 10 | 98.65% | 0 | 0 | 78.3% | 9.302% | 0 | 0.026453 | 0.026453 | 3.7001 | 0.09788 | Medium | Medium | High
LOS OSITOS 21037062 | 1785 |  |  |  |  | LOS OSITOS 21037062 | LOS OSITOS 2103 | CENTRAL COAST | 12.2332 | 84.1604 | 73.22% | 2 | 3 | 100% | 0% | 0 | 0.046568 | 0.046568 | 2.1004 | 0.097814 | Medium | Medium | Low
CLOVERDALE 110112719 | 1786 |  |  |  |  | CLOVERDALE 110112719 | CLOVERDALE 1101 | SONOMA | 4.9181 | 80.6066 | 85.19% | 0 | 3 | 67.33% | 0% | 0 | 0.040502 | 0.040502 | 2.4017 | 0.097273 | Medium | Medium | Medium
COARSEGOLD 21035020 | 1787 |  |  |  |  | COARSEGOLD 21035020 | COARSEGOLD 2103 | YOSEMITE | 16.1848 | 19.8956 | 69.91% | 1 | 23 | 97.69% | 0% | 0 | 0.048835 | 0.048835 | 1.987 | 0.097036 | Medium | Medium | Low
OCEANO 1104CB | 1788 |  |  |  |  | OCEANO 1104CB | OCEANO 1104 | LOS PADRES | 8.0054 | 24.7481 | 22.23% | 2 | 9 | 52.54% | 10.2% | 1 | 0.025849 | 0.025849 | 3.7493 | 0.096918 | Medium | Medium | High
TEMPLETON 2110R06 | 1789 |  |  |  |  | TEMPLETON 2110R06 | TEMPLETON 2110 | LOS PADRES | 5.1326 | 51.0168 | 86.51% | 3 | 1 | 19.81% | 33.5% | 0 | 0.040874 | 0.040874 | 2.3652 | 0.096678 | Medium | Medium | Medium
PEORIA 17056697 | 1790 |  |  |  |  | PEORIA 17056697 | PEORIA 1705 | YOSEMITE | 4.1363 | 14.6236 | 100% | 1 | 4 | 100% | 0% | 0 | 0.036751 | 0.036751 | 2.6171 | 0.096184 | Medium | Medium | Medium
SOBRANTE 1103CB | 1791 |  |  |  |  | SOBRANTE 1103CB | SOBRANTE 1103 | DIABLO | 3.6739 | 50.7835 | 26.28% | 3 | 6 | 85.25% | 16.11% | 0 | 0.030947 | 0.030947 | 3.0955 | 0.095796 | Medium | Medium | High
EMERALD LAKE 0402CB | 1792 |  |  |  |  | EMERALD LAKE 0402CB | EMERALD LAKE 0402 | PENINSULA | 1.9157 | 10 | 14.69% | 2 | 3 | 100% | 0% | 0 | 0.017819 | 0.017819 | 5.3744 | 0.095764 | Low | Low | High
SAN CARLOS 11049052 | 1793 |  |  |  |  | SAN CARLOS 11049052 | SAN CARLOS 1104 | PENINSULA | 4.4833 | 10 | 33.62% | 0 | 5 | 90.23% | 0% | 0 | 0.021835 | 0.021835 | 4.3823 | 0.095688 | Medium | Medium | High
PETALUMA C 1109738866 | 1794 |  |  |  |  | PETALUMA C 1109738866 | PETALUMA C 1109 | SONOMA | 2.2043 | 62.3821 | 15.29% | 1 | 1 | 81.79% | 0% | 0 | 0.029792 | 0.029792 | 3.2084 | 0.095587 | Medium | Medium | High
CURTIS 170411290 | 1795 |  |  |  |  | CURTIS 170411290 | CURTIS 1704 | YOSEMITE | 7.9015 | 12.4604 | 83.91% | 5 | 0 | 100% | 0% | 0 | 0.030926 | 0.030926 | 3.0902 | 0.095569 | Medium | Medium | High
HIGGINS 11097831 | 1796 |  |  |  |  | HIGGINS 11097831 | HIGGINS 1109 | SIERRA | 5.5525 | 26.5829 | 100% | 4 | 1 | 100% | 0% | 0 | 0.038882 | 0.038882 | 2.4524 | 0.095352 | Medium | Medium | Medium
CALAVERAS CEMENT 1101544800 | 1797 |  |  |  |  | CALAVERAS CEMENT 1101544800 | CALAVERAS CEMENT 1101 | STOCKTON | 23.1954 | 36.7246 | 100% | 2 | 5 | 100% | 0% | 0 | 0.049871 | 0.049871 | 1.9083 | 0.095168 | Medium | Medium | Low
CORNING 110290036 | 1798 |  |  |  |  | CORNING 110290036 | CORNING 1102 | NORTH VALLEY | 14.194 | 60.2901 | 81.06% | 0 | 11 | 98.89% | 0% | 0 | 0.054481 | 0.054481 | 1.7462 | 0.095135 | Medium | Medium | Low
CURTIS 17046060 | 1799 |  |  |  |  | CURTIS 17046060 | CURTIS 1704 | YOSEMITE | 4.0637 | 23.6511 | 61.76% | 0 | 3 | 100% | 0% | 0 | 0.031658 | 0.031658 | 3.0016 | 0.095023 | Medium | Medium | Medium
HIGGINS 11044281 | 1800 |  |  |  |  | HIGGINS 11044281 | HIGGINS 1104 | SIERRA | 13.3205 | 11.5983 | 77.05% | 5 | 5 | 100% | 0% | 0 | 0.032224 | 0.032224 | 2.9395 | 0.094722 | Medium | Medium | Medium
EMERALD LAKE 04028872 | 1801 |  |  |  |  | EMERALD LAKE 04028872 | EMERALD LAKE 0402 | PENINSULA | 4.147 | 10 | 19.14% | 0 | 11 | 74.11% | 0% | 0 | 0.018758 | 0.018758 | 5.0483 | 0.094694 | Low | Low | High
OAK 0401CB | 1802 |  |  |  |  | OAK 0401CB | OAK 0401 | EAST BAY | 4.3198 | 10 | 1.236% | 2 | 7 | 79.82% | 0% | 0 | 0.018493 | 0.018493 | 5.1168 | 0.094626 | Low | Low | High
SILVERADO 2102808 | 1803 |  |  |  |  | SILVERADO 2102808 | SILVERADO 2102 | NORTH BAY | 1.929 | 85.4925 | 100% | 0 | 0 | 40.02% | 25.27% | 0 | 0.039111 | 0.039111 | 2.4149 | 0.094447 | Medium | Medium | Medium
PETALUMA C 1109848654 | 1804 |  |  |  |  | PETALUMA C 1109848654 | PETALUMA C 1109 | SONOMA | 13.3481 | 80.6017 | 79.77% | 0 | 10 | 97.01% | 0% | 0 | 0.045978 | 0.045978 | 2.0505 | 0.094277 | Medium | Medium | Low
SAN RAFAEL 1104802 | 1805 |  |  |  |  | SAN RAFAEL 1104802 | SAN RAFAEL 1104 | NORTH BAY | 7.826 | 10 | 18.94% | 3 | 4 | 72.62% | 0% | 0 | 0.021588 | 0.021588 | 4.3551 | 0.094017 | Low | Low | High
PHILO 1102920 | 1806 |  |  |  |  | PHILO 1102920 | PHILO 1102 | HUMBOLDT | 17.5582 | 57.0245 | 91.25% | 3 | 12 | 67.45% | 0% | 0 | 0.075007 | 0.075007 | 1.2527 | 0.093958 | High | High | Low
CURTIS 17039240 | 1807 |  |  |  |  | CURTIS 17039240 | CURTIS 1703 | YOSEMITE | 10.9351 | 23.2344 | 88.01% | 0 | 12 | 100% | 3.336% | 0 | 0.063182 | 0.063182 | 1.4789 | 0.093439 | High | High | Low
FAIRVIEW 2207P304 | 1808 |  |  |  |  | FAIRVIEW 2207P304 | FAIRVIEW 2207 | DIABLO | 5.0581 | 10 | 29.34% | 0 | 2 | 82.96% | 0% | 0 | 0.027316 | 0.027316 | 3.4133 | 0.093239 | Medium | Medium | High
GEYSERVILLE 1102350 | 1809 |  |  |  |  | GEYSERVILLE 1102350 | GEYSERVILLE 1102 | SONOMA | 3.9586 | 50.2588 | 84.68% | 0 | 1 | 20.33% | 44.47% | 1 | 0.040497 | 0.040497 | 2.3001 | 0.093146 | Medium | Medium | Medium
CORNING 110182846 | 1810 |  |  |  |  | CORNING 110182846 | CORNING 1101 | NORTH VALLEY | 5.0438 | 29.0672 | 100% | 1 | 5 | 99.85% | 0% | 0 | 0.046785 | 0.046785 | 1.9907 | 0.093136 | Medium | Medium | Low
TAR FLAT 04023144 | 1811 |  |  |  |  | TAR FLAT 04023144 | TAR FLAT 0402 | YOSEMITE | 4.9761 | 11.3882 | 27.07% | 0 | 3 | 96.83% | 26.03% | 1 | 0.032346 | 0.032346 | 2.8761 | 0.093031 | Medium | Medium | Medium
OLETA 110113478 | 1812 |  |  |  |  | OLETA 110113478 | OLETA 1101 | STOCKTON | 13.3756 | 25.4349 | 51.06% | 1 | 4 | 86.71% | 0% | 0 | 0.02671 | 0.02671 | 3.4668 | 0.092599 | Medium | Medium | High
ELECTRA 110136816 | 1813 |  |  |  |  | ELECTRA 110136816 | ELECTRA 1101 | STOCKTON | 16.3224 | 14.0317 | 85.78% | 2 | 8 | 100% | 0% | 0 | 0.035905 | 0.035905 | 2.5788 | 0.092591 | Medium | Medium | Medium
FROGTOWN 1701L3361 | 1814 |  |  |  |  | FROGTOWN 1701L3361 | FROGTOWN 1701 | STOCKTON | 1.8736 | 10 | 100% | 0 | 0 | 100% | 0% | 0 | 0.028512 | 0.028512 | 3.2429 | 0.092461 | Medium | Medium | High
IONE 1101L3141 | 1815 |  |  |  |  | IONE 1101L3141 | IONE 1101 | STOCKTON | 13.6703 | 41.1561 | 100% | 0 | 0 | 97.4% | 0% | 0 | 0.034177 | 0.034177 | 2.7017 | 0.092334 | Medium | Medium | Medium
DOBBINS 11011808 | 1816 |  |  |  |  | DOBBINS 11011808 | DOBBINS 1101 | SIERRA | 15.539 | 16.962 | 100% | 1 | 0 | 100% | 6.412% | 0 | 0.043272 | 0.043272 | 2.1331 | 0.092302 | Medium | Medium | Low
MORAGA 1104N532R | 1817 |  |  |  |  | MORAGA 1104N532R | MORAGA 1104 | DIABLO | 4.4858 | 10 | 51.34% | 1 | 5 | 97.29% | 0% | 0 | 0.023997 | 0.023997 | 3.8388 | 0.09212 | Medium | Medium | High
MESA 1103M72 | 1818 |  |  |  |  | MESA 1103M72 | MESA 1103 | LOS PADRES | 9.6841 | 10 | 75.44% | 1 | 10 | 38.47% | 0% | 0 | 0.039556 | 0.039556 | 2.326 | 0.092007 | Medium | Medium | Medium
CORNING 110185162 | 1819 |  |  |  |  | CORNING 110185162 | CORNING 1101 | NORTH VALLEY | 5.7561 | 60.2607 | 100% | 0 | 2 | 100% | 0% | 0 | 0.047015 | 0.047015 | 1.9543 | 0.09188 | Medium | Medium | Low
TEMPLETON 2110N30 | 1820 |  |  |  |  | TEMPLETON 2110N30 | TEMPLETON 2110 | LOS PADRES | 20.4995 | 52.4771 | 52.2% | 1 | 3 | 100% | 0% | 0 | 0.040875 | 0.040875 | 2.2426 | 0.091666 | Medium | Medium | Medium
POINT ARENA 1101474 | 1821 |  |  |  |  | POINT ARENA 1101474 | POINT ARENA 1101 | HUMBOLDT | 9.0104 | 63.6125 | 35.39% | 4 | 6 | 100% | 0% | 0 | 0.042479 | 0.042479 | 2.1511 | 0.091377 | Medium | Medium | Low
DESCHUTES 1104CB | 1822 |  |  |  |  | DESCHUTES 1104CB | DESCHUTES 1104 | NORTH VALLEY | 12.32 | 22.7091 | 100% | 1 | 6 | 50.17% | 0% | 0 | 0.028343 | 0.028343 | 3.212 | 0.091036 | Medium | Medium | High
SYCAMORE CREEK 1111 | 1823 |  |  |  |  | SYCAMORE CREEK 1111 | SYCAMORE CREEK 1111 | NORTH VALLEY | 0.19166 | 10 | 100% | 0 | 0 | 100% | 0% | 0 | 0.028512 | 0.028512 | 3.1909 | 0.090978 | Medium | Medium | High
BROWNS VALLEY 110193870 | 1824 |  |  |  |  | BROWNS VALLEY 110193870 | BROWNS VALLEY 1101 | SIERRA | 16.0223 | 22.1517 | 92.34% | 3 | 17 | 47.1% | 0% | 0 | 0.037632 | 0.037632 | 2.4175 | 0.090975 | Medium | Medium | Medium
PLACERVILLE 1110CB | 1825 |  |  |  |  | PLACERVILLE 1110CB | PLACERVILLE 1110 | SIERRA | 11.9057 | 10.8465 | 38.55% | 4 | 14 | 94.9% | 13.5% | 1 | 0.032906 | 0.032906 | 2.7626 | 0.090907 | Medium | Medium | Medium
VOLTA 110180454 | 1826 |  |  |  |  | VOLTA 110180454 | VOLTA 1101 | NORTH VALLEY | 31.4882 | 39.839 | 95.78% | 4 | 1 | 97.71% | 0.9246% | 0 | 0.076439 | 0.076439 | 1.1851 | 0.090591 | High | High | Low
FROGTOWN 17021573 | 1827 |  |  |  |  | FROGTOWN 17021573 | FROGTOWN 1702 | STOCKTON | 18.0626 | 46.2084 | 95.86% | 0 | 3 | 100% | 0% | 0 | 0.042352 | 0.042352 | 2.1385 | 0.090571 | Medium | Medium | Low
FROGTOWN 1702L5407 | 1828 |  |  |  |  | FROGTOWN 1702L5407 | FROGTOWN 1702 | STOCKTON | 17.9809 | 33.0373 | 100% | 0 | 9 | 98.72% | 0% | 0 | 0.03936 | 0.03936 | 2.2967 | 0.090399 | Medium | Medium | Medium
ATASCADERO 11012379 | 1829 |  |  |  |  | ATASCADERO 11012379 | ATASCADERO 1101 | LOS PADRES | 0.72914 | 10 | 100% | 1 | 2 | 100% | 0% | 0 | 0.030081 | 0.030081 | 3.0039 | 0.090361 | Medium | Medium | Medium
MIDDLETOWN 1102514 | 1830 |  |  |  |  | MIDDLETOWN 1102514 | MIDDLETOWN 1102 | HUMBOLDT | 4.5797 | 10 | 100% | 1 | 1 | 86.53% | 0% | 0 | 0.025849 | 0.025849 | 3.491 | 0.090241 | Medium | Medium | High
REEDLEY 1104 | 1831 |  |  |  |  | REEDLEY 1104 | REEDLEY 1104 | FRESNO | 0.23841 | 10 | 100% | 0 | 0 | 100% | 0% | 0 | 0.028512 | 0.028512 | 3.1623 | 0.090163 | Medium | Medium | High
FRUITLAND 11426054 | 1832 | 2019 | 31289238 | 1.17 |  | FRUITLAND 11426054 | FRUITLAND 1142 | HUMBOLDT | 10.4759 | 81.7883 | 49.67% | 26 | 9 | 100% | 0% | 0 | 0.058078 | 0.058078 | 1.5506 | 0.090055 | Medium | Medium | Low
GRAYS FLAT 0401CB | 1833 |  |  |  |  | GRAYS FLAT 0401CB | GRAYS FLAT 0401 | NORTH VALLEY | 10.7057 | 82.9815 | 68.42% | 5 | 6 | 100% | 0% | 0 | 0.063148 | 0.063148 | 1.4254 | 0.090014 | High | High | Low
FROGTOWN 17027134 | 1834 |  |  |  |  | FROGTOWN 17027134 | FROGTOWN 1702 | STOCKTON | 19.267 | 44.0538 | 84.25% | 0 | 2 | 84.8% | 0% | 0 | 0.047354 | 0.047354 | 1.8987 | 0.089911 | Medium | Medium | Low
WILLOW CREEK 11035012 | 1835 |  |  |  |  | WILLOW CREEK 11035012 | WILLOW CREEK 1103 | HUMBOLDT | 10.8623 | 35.544 | 71.11% | 10 | 12 | 100% | 0% | 0 | 0.044176 | 0.044176 | 2.0337 | 0.08984 | Medium | Medium | Low
DIAMOND SPRINGS 110650324 | 1836 |  |  |  |  | DIAMOND SPRINGS 110650324 | DIAMOND SPRINGS 1106 | SIERRA | 17.7246 | 10 | 70.6% | 6 | 3 | 87.05% | 0% | 0 | 0.038264 | 0.038264 | 2.3467 | 0.089792 | Medium | Medium | Medium
KONOCTI 1102716 | 1837 |  |  |  |  | KONOCTI 1102716 | KONOCTI 1102 | HUMBOLDT | 12.6002 | 59.2136 | 49.34% | 2 | 6 | 73.82% | 22.04% | 1 | 0.033546 | 0.033546 | 2.6664 | 0.089449 | Medium | Medium | Medium
TEMPLETON 2113A20 | 1838 |  |  |  |  | TEMPLETON 2113A20 | TEMPLETON 2113 | LOS PADRES | 7.0532 | 26.1549 | 66.41% | 2 | 0 | 89.65% | 0% | 0 | 0.033191 | 0.033191 | 2.6768 | 0.088847 | Medium | Medium | Medium
LAKEVILLE 110287432 | 1839 |  |  |  |  | LAKEVILLE 110287432 | LAKEVILLE 1102 | SONOMA | 8.9371 | 82.9673 | 68.1% | 1 | 4 | 65.45% | 0% | 0 | 0.032044 | 0.032044 | 2.7702 | 0.088771 | Medium | Medium | Medium
ROSSMOOR 1101L503R | 1840 |  |  |  |  | ROSSMOOR 1101L503R | ROSSMOOR 1101 | DIABLO | 4.2657 | 11.5666 | 6.541% | 0 | 11 | 100% | 15.14% | 0 | 0.024651 | 0.024651 | 3.5968 | 0.088666 | Medium | Medium | High
FRUITLAND 11422006 | 1841 | 2019 | 35060229 | 1.57 |  | FRUITLAND 11422006 | FRUITLAND 1142 | HUMBOLDT | 8.3587 | 77.2327 | 73.06% | 6 | 2 | 90.12% | 0% | 0 | 0.041689 | 0.041689 | 2.1223 | 0.088478 | Medium | Medium | Low
ARCATA 11224218 | 1842 |  |  |  |  | ARCATA 11224218 | ARCATA 1122 | HUMBOLDT | 4.9191 | 35.3774 | 67.92% | 2 | 3 | 99.74% | 0% | 0 | 0.032319 | 0.032319 | 2.7359 | 0.088422 | Medium | Medium | Medium
GARBERVILLE 1101CB | 1843 |  |  |  |  | GARBERVILLE 1101CB | GARBERVILLE 1101 | HUMBOLDT | 6.497 | 63.3643 | 74.83% | 4 | 3 | 74.77% | 0% | 0 | 0.037653 | 0.037653 | 2.3445 | 0.088278 | Medium | Medium | Medium
CEDAR CREEK 11011664 | 1844 |  |  |  |  | CEDAR CREEK 11011664 | CEDAR CREEK 1101 | NORTH VALLEY | 29.6947 | 28.7537 | 98.78% | 0 | 12 | 100% | 0% | 0 | 0.067598 | 0.067598 | 1.3051 | 0.088223 | High | High | Low
UKIAH 11143606 | 1845 |  |  |  |  | UKIAH 11143606 | UKIAH 1114 | HUMBOLDT | 9.6068 | 79.0327 | 97.2% | 3 | 5 | 58.23% | 0% | 0 | 0.033786 | 0.033786 | 2.6108 | 0.088208 | Medium | Medium | Medium
REDBUD 1101CB | 1846 |  |  |  |  | REDBUD 1101CB | REDBUD 1101 | HUMBOLDT | 4.9191 | 32.5631 | 40.27% | 2 | 12 | 69.43% | 0% | 0 | 0.033542 | 0.033542 | 2.6297 | 0.088206 | Medium | Medium | Medium
PHILO 11021308 | 1847 |  |  |  |  | PHILO 11021308 | PHILO 1102 | HUMBOLDT | 31.8312 | 64.2643 | 100% | 9 | 11 | 100% | 0% | 0 | 0.06454 | 0.06454 | 1.3663 | 0.088181 | High | High | Low
PEORIA 1705999 | 1848 |  |  |  |  | PEORIA 1705999 | PEORIA 1705 | YOSEMITE | 2.3082 | 18.7547 | 99.88% | 0 | 0 | 100% | 0% | 0 | 0.030188 | 0.030188 | 2.9134 | 0.087952 | Medium | Medium | Medium
PLACERVILLE 210623190 | 1849 |  |  |  |  | PLACERVILLE 210623190 | PLACERVILLE 2106 | SIERRA | 3.6751 | 24.4138 | 66.27% | 0 | 8 | 100% | 2.399% | 0 | 0.033321 | 0.033321 | 2.6363 | 0.087845 | Medium | Medium | Medium
OLETA 11021204 | 1850 |  |  |  |  | OLETA 11021204 | OLETA 1102 | STOCKTON | 24.7673 | 19.1315 | 95.37% | 0 | 4 | 83.58% | 2.402% | 0 | 0.036314 | 0.036314 | 2.4177 | 0.087794 | Medium | Medium | Medium
HIGGINS 1109 | 1851 |  |  |  |  | HIGGINS 1109 | HIGGINS 1109 | SIERRA | 0.056072 | 10 | 100% | 0 | 0 | 100% | 0% | 0 | 0.028512 | 0.028512 | 3.0741 | 0.087647 | Medium | Medium | Medium
LAS POSITAS 2108MR182 | 1852 |  |  |  |  | LAS POSITAS 2108MR182 | LAS POSITAS 2108 | MISSION | 6.1551 | 52.1024 | 25.77% | 0 | 0 | 85.34% | 0% | 0 | 0.030304 | 0.030304 | 2.8822 | 0.087344 | Medium | Medium | Medium
BIG MEADOWS 21012586 | 1853 |  |  |  |  | BIG MEADOWS 21012586 | BIG MEADOWS 2101 | NORTH VALLEY | 9.5691 | 78.6746 | 93% | 0 | 0 | 87.41% | 0% | 0 | 0.037594 | 0.037594 | 2.3215 | 0.087275 | Medium | Medium | Medium
NARROWS 210534069 | 1854 |  |  |  |  | NARROWS 210534069 | NARROWS 2105 | SIERRA | 15.7398 | 14.9961 | 98.66% | 0 | 6 | 100% | 0% | 0 | 0.048393 | 0.048393 | 1.8027 | 0.087238 | Medium | Medium | Low
DEL MONTE 21032654 | 1855 |  |  |  |  | DEL MONTE 21032654 | DEL MONTE 2103 | CENTRAL COAST | 1.8437 | 10 | 36.65% | 2 | 2 | 100% | 0% | 0 | 0.027064 | 0.027064 | 3.2195 | 0.087132 | Medium | Medium | High
WILLOW CREEK 1103CB | 1856 |  |  |  |  | WILLOW CREEK 1103CB | WILLOW CREEK 1103 | HUMBOLDT | 3.9217 | 18.1592 | 58.12% | 1 | 8 | 100% | 7.1% | 0 | 0.048009 | 0.048009 | 1.8137 | 0.087072 | Medium | Medium | Low
PERRY 1101V74 | 1857 |  |  |  |  | PERRY 1101V74 | PERRY 1101 | LOS PADRES | 2.9727 | 10 | 2.672% | 10 | 7 | 58.33% | 0% | 0 | 0.024878 | 0.024878 | 3.4959 | 0.086972 | Medium | Medium | High
PLACERVILLE 111219742 | 1858 |  |  |  |  | PLACERVILLE 111219742 | PLACERVILLE 1112 | SIERRA | 7.3806 | 10 | 51.29% | 2 | 12 | 99.39% | 0% | 0 | 0.032573 | 0.032573 | 2.6661 | 0.086842 | Medium | Medium | Medium
POINT ARENA 110147952 | 1859 |  |  |  |  | POINT ARENA 110147952 | POINT ARENA 1101 | HUMBOLDT | 10.391 | 76.4518 | 10.32% | 20 | 9 | 100% | 0% | 0 | 0.043386 | 0.043386 | 1.9987 | 0.086717 | Medium | Medium | Low
KONOCTI 1108950 | 1860 |  |  |  |  | KONOCTI 1108950 | KONOCTI 1108 | HUMBOLDT | 6.231 | 17.4671 | 73.5% | 1 | 1 | 84.02% | 0% | 0 | 0.031636 | 0.031636 | 2.7401 | 0.086689 | Medium | Medium | Medium
HIGGINS 1104498932 | 1861 |  |  |  |  | HIGGINS 1104498932 | HIGGINS 1104 | SIERRA | 3.4528 | 10 | 98.29% | 1 | 2 | 80.99% | 0% | 0 | 0.024651 | 0.024651 | 3.516 | 0.086673 | Medium | Medium | High
ALHAMBRA 11058302 | 1862 |  |  |  |  | ALHAMBRA 11058302 | ALHAMBRA 1105 | DIABLO | 8.2556 | 10 | 24.97% | 0 | 12 | 100% | 0% | 0 | 0.029452 | 0.029452 | 2.9395 | 0.086573 | Medium | Medium | Medium
SAUSALITO 11021268 | 1863 |  |  |  |  | SAUSALITO 11021268 | SAUSALITO 1102 | NORTH BAY | 5.0112 | 23.3781 | 0.422% | 3 | 4 | 100% | 0% | 0 | 0.030259 | 0.030259 | 2.8544 | 0.086372 | Medium | Medium | Medium
KANAKA 11011036 | 1864 |  |  |  |  | KANAKA 11011036 | KANAKA 1101 | NORTH VALLEY | 0.60846 | 67.9249 | 100% | 0 | 0 | 100% | 0% | 0 | 0.041796 | 0.041796 | 2.0662 | 0.086358 | Medium | Medium | Low
CORRAL 110359770 | 1865 |  |  |  |  | CORRAL 110359770 | CORRAL 1103 | STOCKTON | 4.5619 | 12.4013 | 100% | 1 | 1 | 62.81% | 0% | 0 | 0.02373 | 0.02373 | 3.6376 | 0.086321 | Medium | Medium | High
UPPER LAKE 1101CB | 1866 |  |  |  |  | UPPER LAKE 1101CB | UPPER LAKE 1101 | HUMBOLDT | 1.1134 | 70.0562 | 95.06% | 2 | 2 | 100% | 0% | 0 | 0.049432 | 0.049432 | 1.7447 | 0.086245 | Medium | Medium | Low
CAYETANO 2111MR444 | 1867 |  |  |  |  | CAYETANO 2111MR444 | CAYETANO 2111 | MISSION | 0.15169 | 10 | 100% | 0 | 0 | 100% | 0% | 0 | 0.028512 | 0.028512 | 3.0154 | 0.085973 | Medium | Medium | Medium
PLACERVILLE 1112CB | 1868 |  |  |  |  | PLACERVILLE 1112CB | PLACERVILLE 1112 | SIERRA | 7.6031 | 10 | 47.53% | 2 | 8 | 81.02% | 0.2042% | 0 | 0.027832 | 0.027832 | 3.0844 | 0.085847 | Medium | Medium | High
JAMESON 1103CB | 1869 |  |  |  |  | JAMESON 1103CB | JAMESON 1103 | SACRAMENTO | 3.6313 | 55.7827 | 92.07% | 0 | 1 | 33.3% | 0% | 0 | 0.025062 | 0.025062 | 3.4236 | 0.085801 | Medium | Medium | High
FRENCH GULCH 11011464 | 1870 |  |  |  |  | FRENCH GULCH 11011464 | FRENCH GULCH 1101 | NORTH VALLEY | 3.9608 | 72.3083 | 100% | 3 | 0 | 100% | 0% | 0 | 0.044678 | 0.044678 | 1.9188 | 0.085727 | Medium | Medium | Low
NARROWS 21052426 | 1871 |  |  |  |  | NARROWS 21052426 | NARROWS 2105 | SIERRA | 9.7882 | 10 | 86.21% | 2 | 2 | 56.57% | 0% | 0 | 0.026381 | 0.026381 | 3.2439 | 0.085575 | Medium | Medium | High
PENRYN 11072708 | 1872 |  |  |  |  | PENRYN 11072708 | PENRYN 1107 | SIERRA | 8.636 | 10 | 67.69% | 3 | 4 | 79.72% | 0% | 0 | 0.026402 | 0.026402 | 3.2393 | 0.085524 | Medium | Medium | High
SISQUOC 1102M52 | 1873 |  |  |  |  | SISQUOC 1102M52 | SISQUOC 1102 | LOS PADRES | 31.4004 | 61.3581 | 49.81% | 0 | 2 | 87.94% | 100% | 0 | 0.18147 | 0.18147 | 0.47061 | 0.0854 | High | High | Low
GREENBRAE 1102CB | 1874 |  |  |  |  | GREENBRAE 1102CB | GREENBRAE 1102 | NORTH BAY | 0.15859 | 10 | 0% | 0 | 0 | 7.352% | 100% | 0 | 0.025266 | 0.025266 | 3.3659 | 0.085044 | Medium | Medium | High
TEJON 11022455 | 1875 |  |  |  |  | TEJON 11022455 | TEJON 1102 | KERN | 6.4984 | 10 | 98.01% | 0 | 2 | 100% | 0% | 0 | 0.043014 | 0.043014 | 1.9757 | 0.084983 | Medium | Medium | Low
HIGGINS 1107 | 1876 |  |  |  |  | HIGGINS 1107 | HIGGINS 1107 | SIERRA | 0.013093 | 10 | 100% | 0 | 0 | 86.65% | 0% | 0 | 0.025031 | 0.025031 | 3.3943 | 0.084962 | Medium | Medium | High
WOODSIDE 11049116 | 1877 |  |  |  |  | WOODSIDE 11049116 | WOODSIDE 1104 | PENINSULA | 1.063 | 10 | 91% | 2 | 5 | 24.81% | 0% | 0 | 0.018746 | 0.018746 | 4.5156 | 0.08465 | Low | Low | High
FROGTOWN 17016807 | 1878 |  |  |  |  | FROGTOWN 17016807 | FROGTOWN 1701 | STOCKTON | 4.7513 | 29.5232 | 87.38% | 0 | 3 | 100% | 0% | 0 | 0.031186 | 0.031186 | 2.7121 | 0.084578 | Medium | Medium | Medium
HIGGINS 11071070 | 1879 |  |  |  |  | HIGGINS 11071070 | HIGGINS 1107 | SIERRA | 7.012 | 12.4115 | 99.96% | 1 | 4 | 84.37% | 0% | 0 | 0.027337 | 0.027337 | 3.0898 | 0.084465 | Medium | Medium | High
ANTLER 11011384 | 1880 |  |  |  |  | ANTLER 11011384 | ANTLER 1101 | NORTH VALLEY | 8.8576 | 10 | 98.19% | 3 | 9 | 97.22% | 0% | 0 | 0.08259 | 0.08259 | 1.0219 | 0.084396 | High | High | Low
SOBRANTE 1101CB | 1881 |  |  |  |  | SOBRANTE 1101CB | SOBRANTE 1101 | DIABLO | 13.5487 | 10.8121 | 22.39% | 1 | 13 | 87.75% | 0% | 0 | 0.02661 | 0.02661 | 3.1685 | 0.084314 | Medium | Medium | High
BRENTWOOD 21056512 | 1882 |  |  |  |  | BRENTWOOD 21056512 | BRENTWOOD 2105 | DIABLO | 0.65133 | 10 | 96.38% | 0 | 1 | 100% | 0% | 0 | 0.032177 | 0.032177 | 2.6202 | 0.084309 | Medium | Medium | Medium
HOPLAND 11014626 | 1883 |  |  |  |  | HOPLAND 11014626 | HOPLAND 1101 | HUMBOLDT | 24.0779 | 57.1108 | 92.12% | 0 | 5 | 79.18% | 0% | 0 | 0.055167 | 0.055167 | 1.524 | 0.084074 | Medium | Medium | Low
DIAMOND SPRINGS 110676088 | 1884 |  |  |  |  | DIAMOND SPRINGS 110676088 | DIAMOND SPRINGS 1106 | SIERRA | 11.0713 | 10.8319 | 90.75% | 3 | 3 | 100% | 0% | 0 | 0.038075 | 0.038075 | 2.2072 | 0.08404 | Medium | Medium | Low
POINT MORETTI 11015104 | 1885 |  |  |  |  | POINT MORETTI 11015104 | POINT MORETTI 1101 | CENTRAL COAST | 1.8713 | 40.903 | 21.17% | 4 | 0 | 100% | 0% | 0 | 0.032915 | 0.032915 | 2.5532 | 0.084038 | Medium | Medium | Medium
MONTICELLO 11011589 | 1886 |  |  |  |  | MONTICELLO 11011589 | MONTICELLO 1101 | NORTH BAY | 4.3101 | 10 | 98.73% | 0 | 3 | 100% | 0% | 0 | 0.034141 | 0.034141 | 2.4603 | 0.083998 | Medium | Medium | Medium
CAMP EVERS 2106CB | 1887 |  |  |  |  | CAMP EVERS 2106CB | CAMP EVERS 2106 | CENTRAL COAST | 0.018997 | 10 | 0% | 0 | 0 | 0.8166% | 100% | 0 | 0.023702 | 0.023702 | 3.5428 | 0.083973 | Medium | Medium | High
COTTONWOOD 1102CB | 1888 |  |  |  |  | COTTONWOOD 1102CB | COTTONWOOD 1102 | NORTH VALLEY | 16.7139 | 23.1081 | 88.08% | 1 | 4 | 71.09% | 0% | 0 | 0.039338 | 0.039338 | 2.1337 | 0.083935 | Medium | Medium | Low
WEIMAR 1101CB | 1889 | 2019 | 31326119 | 0.53 |  | WEIMAR 1101CB | WEIMAR 1101 | SIERRA | 9.2462 | 10 | 51.97% | 4 | 11 | 100% | 0% | 0 | 0.04865 | 0.04865 | 1.7246 | 0.083901 | Medium | Medium | Low
CASTRO VALLEY 1108CB | 1890 |  |  |  |  | CASTRO VALLEY 1108CB | CASTRO VALLEY 1108 | MISSION | 1.4946 | 10 | 6.175% | 3 | 1 | 53.21% | 52.04% | 0 | 0.023442 | 0.023442 | 3.5736 | 0.083772 | Medium | Medium | High
OREGON TRAIL 1104CB | 1891 |  |  |  |  | OREGON TRAIL 1104CB | OREGON TRAIL 1104 | NORTH VALLEY | 10.8574 | 25.7844 | 63.12% | 2 | 12 | 74.06% | 0% | 0 | 0.031086 | 0.031086 | 2.6945 | 0.08376 | Medium | Medium | Medium
SARATOGA 1106LC22 | 1892 |  |  |  |  | SARATOGA 1106LC22 | SARATOGA 1106 | DE ANZA | 7.1525 | 10 | 35.66% | 5 | 5 | 86.79% | 0% | 0 | 0.020092 | 0.020092 | 4.16 | 0.083584 | Low | Low | High
SO. CAL. EDISON #2 1101CB | 1893 |  |  |  |  | SO. CAL. EDISON #2 1101CB | SO. CAL. EDISON #2 1101 | YOSEMITE | 1.1766 | 10 | 100% | 0 | 0 | 100% | 37.67% | 0 | 0.051431 | 0.051431 | 1.6243 | 0.08354 | Medium | Medium | Low
EEL RIVER 11021902 | 1894 |  |  |  |  | EEL RIVER 11021902 | EEL RIVER 1102 | HUMBOLDT | 5.1093 | 87.5518 | 84.86% | 3 | 2 | 68.94% | 0% | 0 | 0.043714 | 0.043714 | 1.9061 | 0.083323 | Medium | Medium | Low
LAURELES 11122142 | 1895 |  |  |  |  | LAURELES 11122142 | LAURELES 1112 | CENTRAL COAST | 8.368 | 31.5595 | 39.83% | 4 | 4 | 87.21% | 0% | 0 | 0.030233 | 0.030233 | 2.7544 | 0.083276 | Medium | Medium | Medium
HIGGINS 11039753 | 1896 |  |  |  |  | HIGGINS 11039753 | HIGGINS 1103 | SIERRA | 2.1041 | 10 | 100% | 0 | 0 | 100% | 0% | 0 | 0.028512 | 0.028512 | 2.918 | 0.083198 | Medium | Medium | Medium
CALPELLA 1101542 | 1897 |  |  |  |  | CALPELLA 1101542 | CALPELLA 1101 | HUMBOLDT | 23.4567 | 35.4534 | 89.83% | 1 | 18 | 100% | 0% | 0 | 0.058405 | 0.058405 | 1.4223 | 0.083068 | Medium | Medium | Low
DUNBAR 110179086 | 1898 |  |  |  |  | DUNBAR 110179086 | DUNBAR 1101 | SONOMA | 6.3052 | 21.6901 | 56.75% | 1 | 5 | 90.82% | 0% | 0 | 0.02897 | 0.02897 | 2.866 | 0.083029 | Medium | Medium | Medium
SARATOGA 1106LC24 | 1899 |  |  |  |  | SARATOGA 1106LC24 | SARATOGA 1106 | DE ANZA | 6.2415 | 10 | 42.44% | 3 | 7 | 55.48% | 10.64% | 0 | 0.021404 | 0.021404 | 3.8778 | 0.083 | Low | Low | High
DEL MONTE 21042762 | 1900 |  |  |  |  | DEL MONTE 21042762 | DEL MONTE 2104 | CENTRAL COAST | 9.4859 | 27.7626 | 17.65% | 2 | 4 | 85.79% | 0% | 0 | 0.03979 | 0.03979 | 2.0858 | 0.082991 | Medium | Medium | Low
CALAVERAS CEMENT 110136880 | 1901 |  |  |  |  | CALAVERAS CEMENT 110136880 | CALAVERAS CEMENT 1101 | STOCKTON | 7.22 | 30.9732 | 81.65% | 0 | 2 | 83.77% | 0% | 0 | 0.037097 | 0.037097 | 2.235 | 0.082911 | Medium | Medium | Medium
MORGAN HILL 2105XR152 | 1902 |  |  |  |  | MORGAN HILL 2105XR152 | MORGAN HILL 2105 | SAN JOSE | 8.3434 | 31.972 | 72.23% | 0 | 5 | 65.24% | 0% | 0 | 0.027024 | 0.027024 | 3.0674 | 0.082892 | Medium | Medium | Medium
WYANDOTTE 110738438 | 1903 |  |  |  |  | WYANDOTTE 110738438 | WYANDOTTE 1107 | NORTH VALLEY | 16.8538 | 17.2711 | 100% | 1 | 4 | 100% | 13.33% | 1 | 0.046053 | 0.046053 | 1.7995 | 0.082871 | Medium | Medium | Low
AUBERRY 1102R1013 | 1904 |  |  |  |  | AUBERRY 1102R1013 | AUBERRY 1102 | FRESNO | 12.3506 | 22.637 | 85.13% | 0 | 11 | 100% | 0% | 0 | 0.039152 | 0.039152 | 2.1117 | 0.082679 | Medium | Medium | Low
AUBERRY 110237466 | 1905 |  |  |  |  | AUBERRY 110237466 | AUBERRY 1102 | FRESNO | 31.5797 | 23.1987 | 95.92% | 2 | 3 | 100% | 0% | 0 | 0.048258 | 0.048258 | 1.7115 | 0.082592 | Medium | Medium | Low
BANGOR 11011806 | 1906 |  |  |  |  | BANGOR 11011806 | BANGOR 1101 | NORTH VALLEY | 8.946 | 12.2309 | 77.62% | 0 | 5 | 97.6% | 0% | 0 | 0.033897 | 0.033897 | 2.4358 | 0.082565 | Medium | Medium | Medium
HALF MOON BAY 11036012 | 1907 |  |  |  |  | HALF MOON BAY 11036012 | HALF MOON BAY 1103 | PENINSULA | 5.8906 | 54.5639 | 76.22% | 11 | 4 | 61.12% | 0% | 0 | 0.039954 | 0.039954 | 2.0637 | 0.082451 | Medium | Medium | Low
RIDGE 0401CB | 1908 |  |  |  |  | RIDGE 0401CB | RIDGE 0401 | EAST BAY | 2.662 | 10 | 10.22% | 3 | 4 | 100% | 0% | 0 | 0.02026 | 0.02026 | 4.0693 | 0.082444 | Low | Low | High
STILLWATER 11021644 | 1909 |  |  |  |  | STILLWATER 11021644 | STILLWATER 1102 | NORTH VALLEY | 22.854 | 11.5095 | 100% | 1 | 6 | 100% | 0% | 0 | 0.048415 | 0.048415 | 1.7011 | 0.08236 | Medium | Medium | Low
LAKEWOOD 210738404 | 1910 |  |  |  |  | LAKEWOOD 210738404 | LAKEWOOD 2107 | DIABLO | 6.7961 | 30.5815 | 25.31% | 5 | 8 | 68.2% | 1.158% | 0 | 0.024865 | 0.024865 | 3.312 | 0.082353 | Medium | Medium | High
LUCERNE 11031663 | 1911 |  |  |  |  | LUCERNE 11031663 | LUCERNE 1103 | HUMBOLDT | 1.2106 | 10 | 52.73% | 0 | 6 | 100% | 0% | 0 | 0.022038 | 0.022038 | 3.735 | 0.082313 | Medium | Medium | High
JESSUP 11019752 | 1912 |  |  |  |  | JESSUP 11019752 | JESSUP 1101 | NORTH VALLEY | 3.8979 | 33.5364 | 99.93% | 0 | 1 | 100% | 0% | 0 | 0.033991 | 0.033991 | 2.4213 | 0.082304 | Medium | Medium | Medium
MARTELL 11033152 | 1913 |  |  |  |  | MARTELL 11033152 | MARTELL 1103 | STOCKTON | 16.8696 | 31.4572 | 87.03% | 0 | 1 | 99.4% | 0% | 0 | 0.034215 | 0.034215 | 2.4031 | 0.082223 | Medium | Medium | Medium
OREGON TRAIL 110249144 | 1914 |  |  |  |  | OREGON TRAIL 110249144 | OREGON TRAIL 1102 | NORTH VALLEY | 16.2173 | 16.9745 | 93.48% | 1 | 0 | 76.03% | 0% | 0 | 0.029469 | 0.029469 | 2.7862 | 0.082107 | Medium | Medium | Medium
RINCON 1103472 | 1915 |  |  |  |  | RINCON 1103472 | RINCON 1103 | SONOMA | 3.3276 | 10 | 93.65% | 0 | 2 | 70.54% | 3.999% | 0 | 0.025694 | 0.025694 | 3.1877 | 0.081905 | Medium | Medium | High
ANNAPOLIS 110176842 | 1916 |  |  |  |  | ANNAPOLIS 110176842 | ANNAPOLIS 1101 | HUMBOLDT | 5.647 | 81.667 | 98.52% | 2 | 3 | 100% | 0% | 0 | 0.055858 | 0.055858 | 1.4662 | 0.0819 | Medium | Medium | Low
PEORIA 170459596 | 1917 |  |  |  |  | PEORIA 170459596 | PEORIA 1704 | YOSEMITE | 19.1476 | 35.0672 | 53.97% | 0 | 6 | 53.15% | 0% | 0 | 0.024608 | 0.024608 | 3.3279 | 0.081892 | Medium | Medium | High
NAPA 11121302 | 1918 |  |  |  |  | NAPA 11121302 | NAPA 1112 | NORTH BAY | 17.5904 | 30.9393 | 74.37% | 2 | 8 | 52.69% | 0% | 0 | 0.026355 | 0.026355 | 3.0997 | 0.081693 | Medium | Medium | High
BUELLTON 1101Y26 | 1919 |  |  |  |  | BUELLTON 1101Y26 | BUELLTON 1101 | LOS PADRES | 14.0549 | 47.3747 | 54.06% | 1 | 8 | 88.5% | 0% | 0 | 0.039723 | 0.039723 | 2.0524 | 0.081528 | Medium | Medium | Low
RALSTON 110148936 | 1920 |  |  |  |  | RALSTON 110148936 | RALSTON 1101 | PENINSULA | 3.4057 | 10 | 32.09% | 0 | 3 | 56.99% | 0% | 0 | 0.025196 | 0.025196 | 3.2337 | 0.081477 | Medium | Medium | High
KIRKER 2104442850 | 1921 |  |  |  |  | KIRKER 2104442850 | KIRKER 2104 | DIABLO | 5.4258 | 10 | 43.23% | 0 | 4 | 95.36% | 0% | 0 | 0.024306 | 0.024306 | 3.3502 | 0.081427 | Medium | Medium | High
BANGOR 1101CB | 1922 |  |  |  |  | BANGOR 1101CB | BANGOR 1101 | NORTH VALLEY | 18.8771 | 14.9118 | 68.16% | 4 | 2 | 88.52% | 0% | 0 | 0.029011 | 0.029011 | 2.802 | 0.081291 | Medium | Medium | Medium
MERCED FALLS 110222772 | 1923 |  |  |  |  | MERCED FALLS 110222772 | MERCED FALLS 1102 | YOSEMITE | 2.2922 | 12.637 | 100% | 0 | 0 | 100% | 0% | 0 | 0.029016 | 0.029016 | 0.18721 | 0.081211 | Medium | Medium | Low
HIGGINS 110391052 | 1924 |  |  |  |  | HIGGINS 110391052 | HIGGINS 1103 | SIERRA | 0.64834 | 10 | 100% | 0 | 0 | 84.24% | 0% | 0 | 0.024449 | 0.024449 | 3.3175 | 0.081108 | Medium | Medium | High
SAN RAFAEL 110168970 | 1925 |  |  |  |  | SAN RAFAEL 110168970 | SAN RAFAEL 1101 | NORTH BAY | 1.3404 | 10 | 17.09% | 0 | 0 | 31.9% | 46.84% | 0 | 0.018013 | 0.018013 | 4.4995 | 0.08105 | Low | Low | High
BIG MEADOWS 21012260 | 1926 |  |  |  |  | BIG MEADOWS 21012260 | BIG MEADOWS 2101 | NORTH VALLEY | 17.1948 | 71.2696 | 55.9% | 4 | 0 | 76.22% | 0% | 0 | 0.032561 | 0.032561 | 2.4871 | 0.080983 | Medium | Medium | Medium
GARBERVILLE 1102CB | 1927 |  |  |  |  | GARBERVILLE 1102CB | GARBERVILLE 1102 | HUMBOLDT | 10.6146 | 34.8511 | 30.11% | 18 | 9 | 65.56% | 0% | 0 | 0.030692 | 0.030692 | 2.6357 | 0.080896 | Medium | Medium | Medium
HIGGINS 11094189 | 1928 |  |  |  |  | HIGGINS 11094189 | HIGGINS 1109 | SIERRA | 3.326 | 25.4516 | 99.91% | 0 | 3 | 100% | 0% | 0 | 0.033551 | 0.033551 | 2.4095 | 0.080842 | Medium | Medium | Medium
OLETA 1102CB | 1929 |  |  |  |  | OLETA 1102CB | OLETA 1102 | STOCKTON | 12.9237 | 28.5426 | 79.87% | 0 | 5 | 85.32% | 0% | 0 | 0.038817 | 0.038817 | 2.0783 | 0.080675 | Medium | Medium | Low
TASSAJARA 210883368 | 1930 |  |  |  |  | TASSAJARA 210883368 | TASSAJARA 2108 | DIABLO | 0.069317 | 10 | 0% | 0 | 0 | 1.551% | 100% | 0 | 0.023873 | 0.023873 | 3.3752 | 0.080577 | Medium | Medium | High
MORRO BAY 110249632 | 1931 |  |  |  |  | MORRO BAY 110249632 | MORRO BAY 1102 | LOS PADRES | 0.66912 | 10 | 0% | 0 | 3 | 100% | 0% | 0 | 0.017573 | 0.017573 | 4.5803 | 0.080492 | Low | Low | High
TEMPLETON 2111R86 | 1932 |  |  |  |  | TEMPLETON 2111R86 | TEMPLETON 2111 | LOS PADRES | 10.174 | 35.046 | 79.62% | 2 | 6 | 70.64% | 0% | 0 | 0.032293 | 0.032293 | 2.4827 | 0.080172 | Medium | Medium | Medium
STELLING 11109265 | 1933 |  |  |  |  | STELLING 11109265 | STELLING 1110 | DE ANZA | 5.4699 | 10 | 92.07% | 0 | 1 | 100% | 0% | 0 | 0.027307 | 0.027307 | 2.9335 | 0.080104 | Medium | Medium | Medium
MARTELL 1102CB | 1934 |  |  |  |  | MARTELL 1102CB | MARTELL 1102 | STOCKTON | 6.4004 | 24.1429 | 66.43% | 0 | 4 | 94.03% | 0% | 0 | 0.031753 | 0.031753 | 2.5224 | 0.080095 | Medium | Medium | Medium
SAN RAFAEL 1105534 | 1935 |  |  |  |  | SAN RAFAEL 1105534 | SAN RAFAEL 1105 | NORTH BAY | 1.348 | 10 | 81.92% | 3 | 4 | 85.31% | 0% | 0 | 0.024098 | 0.024098 | 3.3132 | 0.079842 | Medium | Medium | High
VIEJO 22012064 | 1936 |  |  |  |  | VIEJO 22012064 | VIEJO 2201 | CENTRAL COAST | 0.87679 | 10 | 42.79% | 0 | 3 | 100% | 0% | 0 | 0.021793 | 0.021793 | 3.6566 | 0.079688 | Low | Low | High
GIRVAN 1101323094 | 1937 |  |  |  |  | GIRVAN 1101323094 | GIRVAN 1101 | NORTH VALLEY | 36.2683 | 55.5247 | 99.98% | 1 | 3 | 100% | 0% | 0 | 0.068706 | 0.068706 | 1.1596 | 0.079672 | High | High | Low
WOODSIDE 11049032 | 1938 |  |  |  |  | WOODSIDE 11049032 | WOODSIDE 1104 | PENINSULA | 2.5921 | 10 | 76.95% | 3 | 1 | 32.76% | 43.39% | 0 | 0.029563 | 0.029563 | 2.6884 | 0.079475 | Medium | Medium | Medium
TEMPLETON 2110R94 | 1939 |  |  |  |  | TEMPLETON 2110R94 | TEMPLETON 2110 | LOS PADRES | 13.9551 | 53.972 | 81.64% | 0 | 3 | 66.74% | 0% | 0 | 0.037368 | 0.037368 | 2.1258 | 0.079438 | Medium | Medium | Low
CAYETANO 2109CB | 1940 |  |  |  |  | CAYETANO 2109CB | CAYETANO 2109 | MISSION | 13.0515 | 49.7043 | 30.41% | 0 | 2 | 76.33% | 3.645% | 1 | 0.024131 | 0.024131 | 3.2891 | 0.079369 | Medium | Medium | High
BAY MEADOWS 210257886 | 1941 |  |  |  |  | BAY MEADOWS 210257886 | BAY MEADOWS 2102 | PENINSULA | 4.2245 | 10 | 28.89% | 2 | 6 | 80.67% | 0% | 0 | 0.026024 | 0.026024 | 3.0461 | 0.079274 | Medium | Medium | Medium
SAN LUIS OBISPO 1107V18 | 1942 |  |  |  |  | SAN LUIS OBISPO 1107V18 | SAN LUIS OBISPO 1107 | LOS PADRES | 3.3731 | 28.9632 | 4.194% | 1 | 0 | 84.27% | 30.63% | 0 | 0.035557 | 0.035557 | 2.2292 | 0.079264 | Medium | Medium | Low
MENLO 11038982 | 1943 |  |  |  |  | MENLO 11038982 | MENLO 1103 | PENINSULA | 4.6231 | 36.5586 | 24.74% | 19 | 4 | 100% | 0% | 0 | 0.043182 | 0.043182 | 1.8329 | 0.07915 | Medium | Medium | Low
CLAYTON 22122944 | 1944 |  |  |  |  | CLAYTON 22122944 | CLAYTON 2212 | DIABLO | 14.8336 | 10 | 45.06% | 1 | 4 | 97.25% | 6.81% | 1 | 0.024898 | 0.024898 | 3.1713 | 0.078959 | Medium | Medium | High
CLAY 11031230 | 1945 |  |  |  |  | CLAY 11031230 | CLAY 1103 | STOCKTON | 15.7057 | 29.0509 | 99.85% | 0 | 2 | 80.49% | 0% | 0 | 0.031696 | 0.031696 | 2.4895 | 0.078906 | Medium | Medium | Medium
VIEJO 2201CB | 1946 |  |  |  |  | VIEJO 2201CB | VIEJO 2201 | CENTRAL COAST | 4.5324 | 10 | 12.86% | 16 | 6 | 89.76% | 0% | 0 | 0.020254 | 0.020254 | 3.8798 | 0.078583 | Low | Low | High
SMARTVILLE 1101CB | 1947 |  |  |  |  | SMARTVILLE 1101CB | SMARTVILLE 1101 | SIERRA | 15.8868 | 12.1904 | 82.07% | 1 | 6 | 100% | 0% | 0 | 0.032648 | 0.032648 | 2.4063 | 0.078562 | Medium | Medium | Medium
OLEMA 1101602 | 1948 |  |  |  |  | OLEMA 1101602 | OLEMA 1101 | NORTH BAY | 15.0972 | 65.987 | 1.264% | 8 | 10 | 59.79% | 0% | 0 | 0.037469 | 0.037469 | 2.0944 | 0.078477 | Medium | Medium | Low
BIG RIVER 110169032 | 1949 |  |  |  |  | BIG RIVER 110169032 | BIG RIVER 1101 | HUMBOLDT | 8.4667 | 31.9768 | 17.96% | 7 | 9 | 100% | 0% | 0 | 0.033152 | 0.033152 | 2.3622 | 0.07831 | Medium | Medium | Medium
DUNBAR 1102CB | 1950 |  |  |  |  | DUNBAR 1102CB | DUNBAR 1102 | SONOMA | 8.263 | 20.9256 | 44.14% | 4 | 14 | 47.06% | 0% | 0 | 0.024179 | 0.024179 | 3.2378 | 0.078286 | Medium | Medium | High
HOLLISTER 21054018 | 1951 |  |  |  |  | HOLLISTER 21054018 | HOLLISTER 2105 | CENTRAL COAST | 42.8602 | 78.3807 | 68.88% | 1 | 1 | 81.19% | 0% | 0 | 0.044317 | 0.044317 | 1.765 | 0.078218 | Medium | Medium | Low
IGNACIO 11011300 | 1952 |  |  |  |  | IGNACIO 11011300 | IGNACIO 1101 | NORTH BAY | 2.4856 | 23.8629 | 75.16% | 0 | 4 | 40.74% | 21.73% | 0 | 0.025064 | 0.025064 | 3.1191 | 0.078176 | Medium | Medium | High
HOOPA 11013290 | 1953 |  |  |  |  | HOOPA 11013290 | HOOPA 1101 | HUMBOLDT | 13.744 | 63.8622 | 97.01% | 10 | 15 | 100% | 0% | 0 | 0.077955 | 0.077955 | 1.0027 | 0.078163 | High | High | Low
OAKLAND J 1102CR102 | 1954 |  |  |  |  | OAKLAND J 1102CR102 | OAKLAND J 1102 | EAST BAY | 0.53101 | 10 | 70.62% | 0 | 2 | 100% | 0% | 0 | 0.023454 | 0.023454 | 3.3241 | 0.077962 | Medium | Medium | High
DUNBAR 1102528 | 1955 |  |  |  |  | DUNBAR 1102528 | DUNBAR 1102 | SONOMA | 3.4638 | 30.5853 | 54.13% | 1 | 3 | 85.5% | 0% | 0 | 0.021137 | 0.021137 | 3.6876 | 0.077945 | Low | Low | High
STILLWATER 110148950 | 1956 |  |  |  |  | STILLWATER 110148950 | STILLWATER 1101 | NORTH VALLEY | 12.4263 | 10 | 99.94% | 1 | 4 | 100% | 0% | 0 | 0.046041 | 0.046041 | 1.6867 | 0.077656 | Medium | Medium | Low
CURTIS 170320240 | 1957 |  |  |  |  | CURTIS 170320240 | CURTIS 1703 | YOSEMITE | 0.18021 | 10 | 100% | 0 | 0 | 63.08% | 0% | 0 | 0.019869 | 0.019869 | 3.9035 | 0.077558 | Low | Low | High
OLETA 110241396 | 1958 |  |  |  |  | OLETA 110241396 | OLETA 1102 | STOCKTON | 7.3755 | 10 | 56.8% | 3 | 3 | 100% | 0% | 0 | 0.025362 | 0.025362 | 3.0576 | 0.077548 | Medium | Medium | Medium
SILVERADO 2102714 | 1959 |  |  |  |  | SILVERADO 2102714 | SILVERADO 2102 | NORTH BAY | 4.37 | 45.4785 | 19.37% | 4 | 5 | 38.82% | 6.698% | 0 | 0.022688 | 0.022688 | 3.4176 | 0.077537 | Medium | Medium | High
EMERALD LAKE 04028858 | 1960 |  |  |  |  | EMERALD LAKE 04028858 | EMERALD LAKE 0402 | PENINSULA | 1.9112 | 10 | 5.775% | 0 | 4 | 100% | 0% | 0 | 0.016487 | 0.016487 | 4.6869 | 0.077272 | Low | Low | High
CARLOTTA 11214914 | 1961 |  |  |  |  | CARLOTTA 11214914 | CARLOTTA 1121 | HUMBOLDT | 11.4615 | 25.5188 | 70.14% | 16 | 11 | 80.82% | 0% | 0 | 0.041044 | 0.041044 | 1.8825 | 0.077265 | Medium | Medium | Low
LUCERNE 11062327 | 1962 |  |  |  |  | LUCERNE 11062327 | LUCERNE 1106 | HUMBOLDT | 0.98526 | 10 | 100% | 0 | 1 | 77.76% | 0% | 0 | 0.02342 | 0.02342 | 3.2861 | 0.07696 | Medium | Medium | High
CURTIS 1701CB | 1963 |  |  |  |  | CURTIS 1701CB | CURTIS 1701 | YOSEMITE | 8.5475 | 34.1417 | 57.96% | 1 | 9 | 68.5% | 0% | 0 | 0.024359 | 0.024359 | 3.1577 | 0.076918 | Medium | Medium | High
CLAY 11031821 | 1964 |  |  |  |  | CLAY 11031821 | CLAY 1103 | STOCKTON | 2.0901 | 61.2881 | 100% | 0 | 0 | 55.49% | 0% | 0 | 0.029593 | 0.029593 | 2.5933 | 0.076746 | Medium | Medium | Medium
TIVY VALLEY 1107R1817 | 1965 |  |  |  |  | TIVY VALLEY 1107R1817 | TIVY VALLEY 1107 | FRESNO | 19.042 | 15.3654 | 99.23% | 0 | 5 | 99.01% | 0% | 0 | 0.041647 | 0.041647 | 1.8427 | 0.076744 | Medium | Medium | Low
RALSTON 11022028 | 1966 |  |  |  |  | RALSTON 11022028 | RALSTON 1102 | PENINSULA | 2.1344 | 10 | 38.62% | 0 | 5 | 92.94% | 0% | 0 | 0.020485 | 0.020485 | 3.746 | 0.076737 | Low | Low | High
BANGOR 110131502 | 1967 |  |  |  |  | BANGOR 110131502 | BANGOR 1101 | NORTH VALLEY | 11.8542 | 14.4917 | 60.88% | 1 | 3 | 100% | 0% | 0 | 0.026318 | 0.026318 | 2.9147 | 0.076709 | Medium | Medium | Medium
MOUNTAIN QUARRIES 210151584 | 1968 |  |  |  |  | MOUNTAIN QUARRIES 210151584 | MOUNTAIN QUARRIES 2101 | SIERRA | 21.6351 | 34.2949 | 99.29% | 0 | 1 | 100% | 0% | 0 | 0.033987 | 0.033987 | 2.2566 | 0.076695 | Medium | Medium | Medium
HALF MOON BAY 11036065 | 1969 |  |  |  |  | HALF MOON BAY 11036065 | HALF MOON BAY 1103 | PENINSULA | 6.2488 | 59.5208 | 36.98% | 1 | 1 | 91.2% | 0% | 0 | 0.02267 | 0.02267 | 3.3733 | 0.076472 | Medium | Medium | High
RADUM 1105MR282 | 1970 |  |  |  |  | RADUM 1105MR282 | RADUM 1105 | MISSION | 2.1702 | 17.1089 | 66.03% | 0 | 5 | 34.07% | 37.28% | 0 | 0.023926 | 0.023926 | 3.184 | 0.076183 | Medium | Medium | High
HIGGINS 1104CB | 1971 |  |  |  |  | HIGGINS 1104CB | HIGGINS 1104 | SIERRA | 11.5789 | 10 | 38.55% | 1 | 4 | 99.62% | 0% | 0 | 0.024722 | 0.024722 | 3.0793 | 0.076125 | Medium | Medium | High
BIG RIVER 11011052 | 1972 |  |  |  |  | BIG RIVER 11011052 | BIG RIVER 1101 | HUMBOLDT | 2.9737 | 10 | 0% | 7 | 11 | 77.62% | 0% | 0 | 0.023654 | 0.023654 | 3.2182 | 0.076123 | Medium | Medium | High
GARBERVILLE 11022010 | 1973 |  |  |  |  | GARBERVILLE 11022010 | GARBERVILLE 1102 | HUMBOLDT | 6.6438 | 69.4132 | 9.089% | 2 | 3 | 100% | 0% | 0 | 0.042493 | 0.042493 | 1.7903 | 0.076076 | Medium | Medium | Low
SANTA YNEZ 1102Y18 | 1974 |  |  |  |  | SANTA YNEZ 1102Y18 | SANTA YNEZ 1102 | LOS PADRES | 4.6184 | 77.519 | 99.57% | 1 | 1 | 61.2% | 0% | 0 | 0.035874 | 0.035874 | 2.1205 | 0.076069 | Medium | Medium | Low
HIGGINS 1103995672 | 1975 |  |  |  |  | HIGGINS 1103995672 | HIGGINS 1103 | SIERRA | 2.7769 | 10 | 100% | 1 | 1 | 48.24% | 0% | 0 | 0.02307 | 0.02307 | 3.2961 | 0.076042 | Medium | Medium | High
CLAY 110334338 | 1976 |  |  |  |  | CLAY 110334338 | CLAY 1103 | STOCKTON | 7.6368 | 36.5237 | 71.29% | 1 | 2 | 73.13% | 0% | 0 | 0.028445 | 0.028445 | 2.6701 | 0.075951 | Medium | Medium | Medium
HAMILTON BRANCH 11012082 | 1977 |  |  |  |  | HAMILTON BRANCH 11012082 | HAMILTON BRANCH 1101 | NORTH VALLEY | 1.6281 | 32.2338 | 100% | 1 | 0 | 53.18% | 0% | 0 | 0.021199 | 0.021199 | 3.5753 | 0.075794 | Low | Low | High
WYANDOTTE 11071026 | 1978 |  |  |  |  | WYANDOTTE 11071026 | WYANDOTTE 1107 | NORTH VALLEY | 21.2978 | 26.1479 | 94.57% | 0 | 2 | 76.21% | 0% | 0 | 0.032543 | 0.032543 | 2.3229 | 0.075594 | Medium | Medium | Medium
VOLTA 110153118 | 1979 |  |  |  |  | VOLTA 110153118 | VOLTA 1101 | NORTH VALLEY | 9.6297 | 40.8133 | 100% | 0 | 1 | 100% | 0% | 0 | 0.05235 | 0.05235 | 1.4426 | 0.075522 | Medium | Medium | Low
SPRUCE 0402BR304 | 1980 |  |  |  |  | SPRUCE 0402BR304 | SPRUCE 0402 | EAST BAY | 1.905 | 10 | 5.593% | 0 | 5 | 53.05% | 19.04% | 0 | 0.016372 | 0.016372 | 4.6125 | 0.075515 | Low | Low | High
WEIMAR 11026175 | 1981 |  |  |  |  | WEIMAR 11026175 | WEIMAR 1102 | SIERRA | 2.7281 | 10 | 100% | 0 | 1 | 100% | 0% | 0 | 0.029099 | 0.029099 | 2.5942 | 0.075486 | Medium | Medium | Medium
APPLE HILL 210251792 | 1982 |  |  |  |  | APPLE HILL 210251792 | APPLE HILL 2102 | SIERRA | 9.3607 | 11.5456 | 100% | 6 | 2 | 100% | 0% | 0 | 0.04191 | 0.04191 | 1.7949 | 0.075224 | Medium | Medium | Low
CALPELLA 11013419 | 1983 |  |  |  |  | CALPELLA 11013419 | CALPELLA 1101 | HUMBOLDT | 8.0753 | 59.7032 | 100% | 1 | 1 | 100% | 3.769% | 0 | 0.0493 | 0.0493 | 1.5255 | 0.075207 | Medium | Medium | Low
HATTON 1101CB | 1984 |  |  |  |  | HATTON 1101CB | HATTON 1101 | CENTRAL COAST | 1.5925 | 10 | 10.22% | 4 | 0 | 100% | 0% | 0 | 0.024551 | 0.024551 | 3.0516 | 0.074918 | Medium | Medium | Medium
CLARK ROAD 11022070 | 1985 |  |  |  |  | CLARK ROAD 11022070 | CLARK ROAD 1102 | NORTH VALLEY | 9.7077 | 20.9726 | 72.7% | 1 | 4 | 86.39% | 12.56% | 0 | 0.028935 | 0.028935 | 2.5885 | 0.0749 | Medium | Medium | Medium
PIERCY 2110XR258 | 1986 |  |  |  |  | PIERCY 2110XR258 | PIERCY 2110 | SAN JOSE | 14.4387 | 60.8378 | 97.27% | 4 | 1 | 54.5% | 0% | 0 | 0.026979 | 0.026979 | 2.7761 | 0.074895 | Medium | Medium | Medium
HIGHLANDS 1104CB | 1987 |  |  |  |  | HIGHLANDS 1104CB | HIGHLANDS 1104 | HUMBOLDT | 4.6735 | 10 | 74.7% | 0 | 2 | 57.1% | 0% | 0 | 0.023554 | 0.023554 | 3.1769 | 0.074829 | Medium | Medium | High
OREGON TRAIL 1104 | 1988 |  |  |  |  | OREGON TRAIL 1104 | OREGON TRAIL 1104 | NORTH VALLEY | 0.063815 | 10 | 100% | 0 | 0 | 100% | 0% | 0 | 0.028512 | 0.028512 | 2.6217 | 0.074749 | Medium | Medium | Medium
DESCHUTES 11011380 | 1989 |  |  |  |  | DESCHUTES 11011380 | DESCHUTES 1101 | NORTH VALLEY | 17.936 | 29.5967 | 86.99% | 0 | 4 | 75.95% | 0% | 0 | 0.032554 | 0.032554 | 2.2953 | 0.07472 | Medium | Medium | Medium
PERRY 1101CB | 1990 |  |  |  |  | PERRY 1101CB | PERRY 1101 | LOS PADRES | 2.5037 | 27.4854 | 19.25% | 0 | 1 | 100% | 0% | 0 | 0.025246 | 0.025246 | 2.9519 | 0.074522 | Medium | Medium | Medium
CLEAR LAKE 11011302 | 1991 |  |  |  |  | CLEAR LAKE 11011302 | CLEAR LAKE 1101 | HUMBOLDT | 6.3736 | 19.3133 | 67.28% | 0 | 7 | 36.56% | 0% | 0 | 0.024377 | 0.024377 | 3.0552 | 0.074476 | Medium | Medium | Medium
VIEJO 22029120 | 1992 |  |  |  |  | VIEJO 22029120 | VIEJO 2202 | CENTRAL COAST | 1.9636 | 10 | 20.08% | 9 | 3 | 26.52% | 0% | 0 | 0.019059 | 0.019059 | 3.9065 | 0.074456 | Low | Low | High
SAN CARLOS 11039148 | 1993 |  |  |  |  | SAN CARLOS 11039148 | SAN CARLOS 1103 | PENINSULA | 3.9693 | 10 | 27.37% | 0 | 9 | 43.54% | 0% | 0 | 0.016236 | 0.016236 | 4.5802 | 0.074366 | Low | Low | High
GUALALA 1111887180 | 1994 |  |  |  |  | GUALALA 1111887180 | GUALALA 1111 | HUMBOLDT | 5.4716 | 10 | 0.3119% | 7 | 8 | 100% | 0% | 0 | 0.027751 | 0.027751 | 2.6787 | 0.074336 | Medium | Medium | Medium
CLOVERDALE 1101112 | 1995 |  |  |  |  | CLOVERDALE 1101112 | CLOVERDALE 1101 | SONOMA | 19.0544 | 64.0868 | 84.08% | 2 | 8 | 69.85% | 0% | 0 | 0.036824 | 0.036824 | 2.0172 | 0.074281 | Medium | Medium | Low
ALLEGHANY 1101978 | 1996 |  |  |  |  | ALLEGHANY 1101978 | ALLEGHANY 1101 | SIERRA | 13.0219 | 53.8471 | 100% | 3 | 4 | 44.63% | 0% | 0 | 0.037002 | 0.037002 | 2.0065 | 0.074244 | Medium | Medium | Low
OILFIELDS 11035175 | 1997 |  |  |  |  | OILFIELDS 11035175 | OILFIELDS 1103 | CENTRAL COAST | 1.9738 | 10 | 100% | 0 | 3 | 89.15% | 0% | 0 | 0.027271 | 0.027271 | 2.7162 | 0.074075 | Medium | Medium | Medium
BROWNS VALLEY 110117011 | 1998 |  |  |  |  | BROWNS VALLEY 110117011 | BROWNS VALLEY 1101 | SIERRA | 1.8676 | 10 | 100% | 0 | 2 | 100% | 0% | 0 | 0.029697 | 0.029697 | 2.4913 | 0.073986 | Medium | Medium | Medium
FRENCH GULCH 11021462 | 1999 |  |  |  |  | FRENCH GULCH 11021462 | FRENCH GULCH 1102 | NORTH VALLEY | 13.6588 | 44.7353 | 99.62% | 1 | 1 | 99.24% | 22.55% | 0 | 0.052153 | 0.052153 | 1.4168 | 0.073891 | Medium | Medium | Low
MARIPOSA 21018030 | 2000 |  |  |  |  | MARIPOSA 21018030 | MARIPOSA 2101 | YOSEMITE | 18.88 | 28.5381 | 67.58% | 1 | 11 | 100% | 1.019% | 0 | 0.032029 | 0.032029 | 2.3021 | 0.073734 | Medium | Medium | Medium
APPLE HILL 21021532 | 2001 |  |  |  |  | APPLE HILL 21021532 | APPLE HILL 2102 | SIERRA | 38.7437 | 26.3677 | 83.01% | 8 | 10 | 92.13% | 0.1028% | 0 | 0.045174 | 0.045174 | 1.6238 | 0.073353 | Medium | Medium | Low
FORT SEWARD 1121CB | 2002 |  |  |  |  | FORT SEWARD 1121CB | FORT SEWARD 1121 | HUMBOLDT | 7.2358 | 72.7632 | 100% | 3 | 3 | 100% | 0% | 0 | 0.047585 | 0.047585 | 1.5395 | 0.073259 | Medium | Medium | Low
HALF MOON BAY 110375550 | 2003 |  |  |  |  | HALF MOON BAY 110375550 | HALF MOON BAY 1103 | PENINSULA | 1.1869 | 54.8487 | 75.08% | 0 | 0 | 53.23% | 0% | 0 | 0.019917 | 0.019917 | 3.6734 | 0.073163 | Low | Low | High
BANGOR 110180670 | 2004 |  |  |  |  | BANGOR 110180670 | BANGOR 1101 | NORTH VALLEY | 14.7472 | 18.2405 | 76% | 0 | 1 | 89.02% | 0% | 0 | 0.02277 | 0.02277 | 3.21 | 0.073094 | Medium | Medium | High
ELK CREEK 110137334 | 2005 |  |  |  |  | ELK CREEK 110137334 | ELK CREEK 1101 | NORTH VALLEY | 9.7022 | 59.8583 | 100% | 0 | 0 | 100% | 0% | 0 | 0.065795 | 0.065795 | 1.1103 | 0.073051 | High | High | Low
SWIFT 2107XR526 | 2006 |  |  |  |  | SWIFT 2107XR526 | SWIFT 2107 | SAN JOSE | 2.6821 | 10 | 42.91% | 0 | 1 | 49.21% | 0% | 0 | 0.016512 | 0.016512 | 4.4175 | 0.072944 | Low | Low | High
KERCKHOFF 1101CB | 2007 |  |  |  |  | KERCKHOFF 1101CB | KERCKHOFF 1101 | YOSEMITE | 16.9469 | 19.3199 | 39.66% | 0 | 15 | 100% | 0% | 0 | 0.032903 | 0.032903 | 2.2156 | 0.072899 | Medium | Medium | Low
STILLWATER 11021466 | 2008 |  |  |  |  | STILLWATER 11021466 | STILLWATER 1102 | NORTH VALLEY | 19.2831 | 16.0387 | 100% | 1 | 10 | 94.09% | 0% | 0 | 0.051049 | 0.051049 | 1.4241 | 0.0727 | Medium | Medium | Low
POSO MOUNTAIN 2101CB | 2009 |  |  |  |  | POSO MOUNTAIN 2101CB | POSO MOUNTAIN 2101 | KERN | 4.3131 | 10 | 10.82% | 0 | 0 | 100% | 0% | 0 | 0.026686 | 0.026686 | 2.722 | 0.072639 | Medium | Medium | Medium
CABRILLO 110420711 | 2010 |  |  |  |  | CABRILLO 110420711 | CABRILLO 1104 | LOS PADRES | 0.18254 | 10 | 100% | 0 | 0 | 58.32% | 0% | 0 | 0.01896 | 0.01896 | 3.8254 | 0.072532 | Low | Low | High
NORTH DUBLIN 2101CB | 2011 |  |  |  |  | NORTH DUBLIN 2101CB | NORTH DUBLIN 2101 | MISSION | 3.6193 | 54.6377 | 4.667% | 0 | 3 | 91.94% | 0% | 0 | 0.019955 | 0.019955 | 3.6341 | 0.072519 | Low | Low | High
STILLWATER 1101CB | 2012 |  |  |  |  | STILLWATER 1101CB | STILLWATER 1101 | NORTH VALLEY | 3.671 | 10 | 87.48% | 3 | 2 | 85.62% | 0% | 0 | 0.027635 | 0.027635 | 2.6197 | 0.072394 | Medium | Medium | Medium
OILFIELDS 11032757 | 2013 |  |  |  |  | OILFIELDS 11032757 | OILFIELDS 1103 | CENTRAL COAST | 2.6282 | 37.5918 | 90.66% | 0 | 3 | 100% | 0% | 0 | 0.033768 | 0.033768 | 2.1416 | 0.072319 | Medium | Medium | Low
CEDAR CREEK 1101CB | 2014 |  |  |  |  | CEDAR CREEK 1101CB | CEDAR CREEK 1101 | NORTH VALLEY | 15.4651 | 37.802 | 95.68% | 0 | 0 | 100% | 38.1% | 1 | 0.067896 | 0.067896 | 1.0626 | 0.072148 | High | High | Low
LOW GAP 110137498 | 2015 |  |  |  |  | LOW GAP 110137498 | LOW GAP 1101 | HUMBOLDT | 16.1307 | 72.1022 | 98.67% | 6 | 3 | 100% | 0% | 0 | 0.062673 | 0.062673 | 1.1505 | 0.072104 | High | High | Low
DUNLAP 11037040 | 2016 |  |  |  |  | DUNLAP 11037040 | DUNLAP 1103 | FRESNO | 24.7254 | 12.3243 | 100% | 0 | 2 | 100% | 0% | 0 | 0.039034 | 0.039034 | 1.8465 | 0.072078 | Medium | Medium | Low
PETALUMA C 110948000 | 2017 |  |  |  |  | PETALUMA C 110948000 | PETALUMA C 1109 | SONOMA | 8.7103 | 40.2232 | 37.55% | 1 | 9 | 65.59% | 0% | 0 | 0.023831 | 0.023831 | 3.0235 | 0.072053 | Medium | Medium | Medium
HAMILTON BRANCH 110118205 | 2018 |  |  |  |  | HAMILTON BRANCH 110118205 | HAMILTON BRANCH 1101 | NORTH VALLEY | 4.0384 | 59.6103 | 100% | 0 | 1 | 100% | 0% | 0 | 0.040382 | 0.040382 | 1.7837 | 0.072028 | Medium | Medium | Low
HORSESHOE 110150140 | 2019 |  |  |  |  | HORSESHOE 110150140 | HORSESHOE 1101 | SIERRA | 3.7526 | 10 | 69.76% | 1 | 4 | 60.16% | 0% | 0 | 0.018953 | 0.018953 | 3.7991 | 0.072006 | Low | Low | High
ZACA 1102Y02 | 2020 |  |  |  |  | ZACA 1102Y02 | ZACA 1102 | LOS PADRES | 10.6195 | 15.4408 | 92.94% | 0 | 5 | 80.71% | 0% | 0 | 0.042959 | 0.042959 | 1.6742 | 0.071921 | Medium | Medium | Low
PINE GROVE 110194936 | 2021 |  |  |  |  | PINE GROVE 110194936 | PINE GROVE 1101 | STOCKTON | 9.27 | 10 | 75.09% | 1 | 1 | 100% | 0% | 0 | 0.027484 | 0.027484 | 2.6139 | 0.071841 | Medium | Medium | Medium
HALSEY 1102CB | 2022 |  |  |  |  | HALSEY 1102CB | HALSEY 1102 | SIERRA | 8.0128 | 10 | 41.48% | 9 | 5 | 100% | 0% | 0 | 0.032715 | 0.032715 | 2.1959 | 0.071838 | Medium | Medium | Low
TIVY VALLEY 11077380 | 2023 |  |  |  |  | TIVY VALLEY 11077380 | TIVY VALLEY 1107 | FRESNO | 12.8078 | 20.0234 | 100% | 1 | 4 | 45.52% | 0% | 0 | 0.033102 | 0.033102 | 2.1686 | 0.071783 | Medium | Medium | Low
SAND CREEK 1103CB | 2024 |  |  |  |  | SAND CREEK 1103CB | SAND CREEK 1103 | FRESNO | 12.8175 | 20.9724 | 70.85% | 0 | 3 | 100% | 0% | 0 | 0.033442 | 0.033442 | 2.1429 | 0.071662 | Medium | Medium | Low
AUBERRY 110137536 | 2025 |  |  |  |  | AUBERRY 110137536 | AUBERRY 1101 | FRESNO | 5.4818 | 31.3295 | 100% | 3 | 2 | 100% | 20.77% | 1 | 0.055781 | 0.055781 | 1.2846 | 0.071654 | Medium | Medium | Low
AUBERRY 1102R902 | 2026 |  |  |  |  | AUBERRY 1102R902 | AUBERRY 1102 | FRESNO | 15.0447 | 11.5312 | 82.04% | 0 | 7 | 100% | 0% | 0 | 0.037249 | 0.037249 | 1.9232 | 0.071637 | Medium | Medium | Low
OREGON TRAIL 1103CB | 2027 |  |  |  |  | OREGON TRAIL 1103CB | OREGON TRAIL 1103 | NORTH VALLEY | 2.7772 | 25.1322 | 81.43% | 2 | 1 | 95.03% | 0% | 0 | 0.030857 | 0.030857 | 2.3184 | 0.071539 | Medium | Medium | Medium
APPLE HILL 21026552 | 2028 |  |  |  |  | APPLE HILL 21026552 | APPLE HILL 2102 | SIERRA | 12.3732 | 14.1708 | 74.28% | 2 | 0 | 100% | 6.545% | 1 | 0.045443 | 0.045443 | 1.5727 | 0.07147 | Medium | Medium | Low
WOODSIDE 1104CB | 2029 |  |  |  |  | WOODSIDE 1104CB | WOODSIDE 1104 | PENINSULA | 0.34613 | 10 | 13.48% | 0 | 0 | 4.645% | 100% | 0 | 0.027423 | 0.027423 | 2.6038 | 0.071405 | Medium | Medium | Medium
FORT SEWARD 11211602 | 2030 |  |  |  |  | FORT SEWARD 11211602 | FORT SEWARD 1121 | HUMBOLDT | 18.3365 | 83.3472 | 100% | 8 | 9 | 80.72% | 0% | 0 | 0.074162 | 0.074162 | 0.96205 | 0.071347 | High | High | Low
COTTONWOOD 11021578 | 2031 |  |  |  |  | COTTONWOOD 11021578 | COTTONWOOD 1102 | NORTH VALLEY | 28.4377 | 38.0859 | 100% | 1 | 7 | 81.08% | 0% | 0 | 0.049028 | 0.049028 | 1.4522 | 0.0712 | Medium | Medium | Low
SUMMIT 110148632 | 2032 |  |  |  |  | SUMMIT 110148632 | SUMMIT 1101 | SIERRA | 2.7291 | 10 | 63.45% | 5 | 6 | 100% | 0% | 0 | 0.037786 | 0.037786 | 1.8801 | 0.071043 | Medium | Medium | Low
COARSEGOLD 21045516 | 2033 |  |  |  |  | COARSEGOLD 21045516 | COARSEGOLD 2104 | YOSEMITE | 18.4464 | 11.3018 | 100% | 1 | 1 | 100% | 0% | 0 | 0.043744 | 0.043744 | 1.6156 | 0.070674 | Medium | Medium | Low
VIEJO 22019490 | 2034 |  |  |  |  | VIEJO 22019490 | VIEJO 2201 | CENTRAL COAST | 2.0007 | 10 | 0.3261% | 11 | 5 | 93.15% | 0% | 0 | 0.019802 | 0.019802 | 3.5624 | 0.070542 | Low | Low | High
BUCKS CREEK 1102CB | 2035 |  |  |  |  | BUCKS CREEK 1102CB | BUCKS CREEK 1102 | NORTH VALLEY | 29.5609 | 73.8859 | 50.06% | 3 | 10 | 100% | 23.04% | 0 | 0.077422 | 0.077422 | 0.91112 | 0.07054 | High | High | Low
FULTON 1102CB | 2036 |  |  |  |  | FULTON 1102CB | FULTON 1102 | SONOMA | 1.3424 | 10 | 29.14% | 0 | 0 | 30.03% | 82.09% | 0 | 0.02998 | 0.02998 | 2.351 | 0.070482 | Medium | Medium | Medium
OREGON TRAIL 11021382 | 2037 |  |  |  |  | OREGON TRAIL 11021382 | OREGON TRAIL 1102 | NORTH VALLEY | 5.4732 | 13.8429 | 96.06% | 0 | 1 | 100% | 0% | 0 | 0.03292 | 0.03292 | 2.141 | 0.070481 | Medium | Medium | Low
ALTO 11251256 | 2038 |  |  |  |  | ALTO 11251256 | ALTO 1125 | NORTH BAY | 1.3805 | 10 | 15.55% | 1 | 0 | 94.69% | 19.69% | 0 | 0.018993 | 0.018993 | 3.7099 | 0.070461 | Low | Low | High
CEDAR CREEK 11011656 | 2039 |  |  |  |  | CEDAR CREEK 11011656 | CEDAR CREEK 1101 | NORTH VALLEY | 32.2585 | 60.8127 | 100% | 10 | 9 | 100% | 0% | 0 | 0.10049 | 0.10049 | 0.70111 | 0.070453 | High | High | Low
LLAGAS 21011451 | 2040 |  |  |  |  | LLAGAS 21011451 | LLAGAS 2101 | SAN JOSE | 5.288 | 70.7589 | 100% | 0 | 0 | 57.46% | 0% | 0 | 0.028219 | 0.028219 | 2.4961 | 0.070438 | Medium | Medium | Medium
AUBERRY 1102R309 | 2041 |  |  |  |  | AUBERRY 1102R309 | AUBERRY 1102 | FRESNO | 8.5895 | 21.9499 | 78.92% | 1 | 2 | 100% | 0% | 0 | 0.04051 | 0.04051 | 1.7362 | 0.070333 | Medium | Medium | Low
RIO DELL 110275970 | 2042 |  |  |  |  | RIO DELL 110275970 | RIO DELL 1102 | HUMBOLDT | 7.0738 | 89.4562 | 39.39% | 2 | 2 | 100% | 0% | 0 | 0.05303 | 0.05303 | 1.3258 | 0.07031 | Medium | Medium | Low
BEAR VALLEY 21014160 | 2043 |  |  |  |  | BEAR VALLEY 21014160 | BEAR VALLEY 2101 | YOSEMITE | 22.75 | 19.66 | 91.43% | 0 | 7 | 99.99% | 0% | 0 | 0.032723 | 0.032723 | 2.1443 | 0.070169 | Medium | Medium | Low
VIEJO 22019698 | 2044 |  |  |  |  | VIEJO 22019698 | VIEJO 2201 | CENTRAL COAST | 0.90136 | 10 | 0% | 2 | 3 | 100% | 0% | 0 | 0.018036 | 0.018036 | 3.8848 | 0.070067 | Low | Low | High
TYLER 11051536 | 2045 |  |  |  |  | TYLER 11051536 | TYLER 1105 | NORTH VALLEY | 17.0203 | 70.2834 | 100% | 0 | 5 | 94.18% | 0% | 0 | 0.044384 | 0.044384 | 1.5772 | 0.070005 | Medium | Medium | Low
COLUMBIA HILL 110190730 | 2046 |  |  |  |  | COLUMBIA HILL 110190730 | COLUMBIA HILL 1101 | SIERRA | 8.3212 | 17.8031 | 100% | 1 | 4 | 100% | 5.083% | 1 | 0.040638 | 0.040638 | 1.7208 | 0.069929 | Medium | Medium | Low
HARTLEY 11011306 | 2047 |  |  |  |  | HARTLEY 11011306 | HARTLEY 1101 | HUMBOLDT | 8.9139 | 32.0441 | 81.66% | 1 | 4 | 70.23% | 0% | 0 | 0.026684 | 0.026684 | 2.6078 | 0.069587 | Medium | Medium | Medium
UKIAH 11151216 | 2048 |  |  |  |  | UKIAH 11151216 | UKIAH 1115 | HUMBOLDT | 13.2203 | 25.9617 | 80.05% | 1 | 10 | 70.13% | 0% | 0 | 0.028563 | 0.028563 | 2.4347 | 0.069541 | Medium | Medium | Medium
LAYTONVILLE 1101402 | 2049 |  |  |  |  | LAYTONVILLE 1101402 | LAYTONVILLE 1101 | HUMBOLDT | 22.8392 | 79.1892 | 99.99% | 6 | 8 | 96.88% | 0% | 0 | 0.070954 | 0.070954 | 0.97747 | 0.069355 | High | High | Low
WILDWOOD 11011576 | 2050 |  |  |  |  | WILDWOOD 11011576 | WILDWOOD 1101 | NORTH VALLEY | 8.159 | 75.9447 | 99.97% | 1 | 4 | 100% | 0% | 0 | 0.070451 | 0.070451 | 0.98125 | 0.06913 | High | High | Low
BIG RIVER 11011286 | 2051 |  |  |  |  | BIG RIVER 11011286 | BIG RIVER 1101 | HUMBOLDT | 4.4303 | 10 | 38.59% | 7 | 9 | 58.78% | 0% | 0 | 0.025767 | 0.025767 | 2.6794 | 0.06904 | Medium | Medium | Medium
DESCHUTES 11049718 | 2052 |  |  |  |  | DESCHUTES 11049718 | DESCHUTES 1104 | NORTH VALLEY | 6.0769 | 37.0786 | 75.84% | 1 | 1 | 34.09% | 0% | 0 | 0.025713 | 0.025713 | 2.6812 | 0.068942 | Medium | Medium | Medium
ATASCADERO 1103A14 | 2053 |  |  |  |  | ATASCADERO 1103A14 | ATASCADERO 1103 | LOS PADRES | 25.1166 | 61.0387 | 72.56% | 0 | 2 | 99.83% | 36.1% | 0 | 0.058565 | 0.058565 | 1.1767 | 0.068916 | Medium | Medium | Low
PERRY 1101W12 | 2054 |  |  |  |  | PERRY 1101W12 | PERRY 1101 | LOS PADRES | 4.7971 | 10 | 2.793% | 5 | 9 | 75.15% | 0% | 0 | 0.01938 | 0.01938 | 3.5539 | 0.068874 | Low | Low | High
SOLEDAD 210242506 | 2055 |  |  |  |  | SOLEDAD 210242506 | SOLEDAD 2102 | CENTRAL COAST | 5.4144 | 74.2068 | 100% | 0 | 1 | 19.16% | 0% | 0 | 0.029952 | 0.029952 | 2.2961 | 0.068774 | Medium | Medium | Medium
HOLLISTER 21054048 | 2056 |  |  |  |  | HOLLISTER 21054048 | HOLLISTER 2105 | CENTRAL COAST | 15.0102 | 85.5727 | 83.97% | 1 | 0 | 53.3% | 0% | 0 | 0.034508 | 0.034508 | 1.9904 | 0.068686 | Medium | Medium | Low
ATASCADERO 1103A16 | 2057 |  |  |  |  | ATASCADERO 1103A16 | ATASCADERO 1103 | LOS PADRES | 18.5162 | 60.2309 | 48.27% | 0 | 1 | 91.95% | 38.05% | 0 | 0.045156 | 0.045156 | 1.5184 | 0.068565 | Medium | Medium | Low
BELL 11085703 | 2058 |  |  |  |  | BELL 11085703 | BELL 1108 | SIERRA | 4.5516 | 23.9501 | 96.07% | 0 | 3 | 57.44% | 0% | 0 | 0.024235 | 0.024235 | 2.8219 | 0.068387 | Medium | Medium | Medium
WYANDOTTE 11101954 | 2059 |  |  |  |  | WYANDOTTE 11101954 | WYANDOTTE 1110 | NORTH VALLEY | 13.197 | 10 | 59.13% | 1 | 2 | 48.67% | 0% | 0 | 0.019374 | 0.019374 | 3.5192 | 0.068181 | Low | Low | High
OLETA 11014768 | 2060 |  |  |  |  | OLETA 11014768 | OLETA 1101 | STOCKTON | 12.2184 | 44.115 | 100% | 0 | 5 | 89.74% | 0% | 0 | 0.040719 | 0.040719 | 1.6733 | 0.068136 | Medium | Medium | Low
ORINDA 04013442 | 2061 |  |  |  |  | ORINDA 04013442 | ORINDA 0401 | DIABLO | 4.9574 | 14.2459 | 5.153% | 4 | 12 | 73.89% | 0% | 0 | 0.021076 | 0.021076 | 3.2283 | 0.068041 | Low | Low | High
GARBERVILLE 11011514 | 2062 | 2020 | 35050942 | 1.78 |  | GARBERVILLE 11011514 | GARBERVILLE 1101 | HUMBOLDT | 14.7707 | 71.7705 | 51.17% | 15 | 7 | 100% | 0% | 0 | 0.10959 | 0.10959 | 0.62013 | 0.067963 | High | High | Low
PENRYN 1107346 | 2063 |  |  |  |  | PENRYN 1107346 | PENRYN 1107 | SIERRA | 12.7652 | 20.7142 | 69.91% | 3 | 7 | 51.25% | 0% | 0 | 0.026474 | 0.026474 | 2.5635 | 0.067868 | Medium | Medium | Medium
LAURELES 1111CB | 2064 |  |  |  |  | LAURELES 1111CB | LAURELES 1111 | CENTRAL COAST | 7.0885 | 26.8874 | 36.65% | 2 | 3 | 86.44% | 0% | 0 | 0.023775 | 0.023775 | 2.8474 | 0.067697 | Medium | Medium | Medium
MOUNTAIN QUARRIES 21012422 | 2065 |  |  |  |  | MOUNTAIN QUARRIES 21012422 | MOUNTAIN QUARRIES 2101 | SIERRA | 8.6685 | 16.1435 | 71.9% | 2 | 3 | 100% | 0% | 0 | 0.029445 | 0.029445 | 2.2909 | 0.067454 | Medium | Medium | Medium
STILLWATER 110248952 | 2066 |  |  |  |  | STILLWATER 110248952 | STILLWATER 1102 | NORTH VALLEY | 10.5922 | 15.961 | 100% | 1 | 3 | 100% | 0% | 0 | 0.041312 | 0.041312 | 1.6325 | 0.067444 | Medium | Medium | Low
PEORIA 170570198 | 2067 |  |  |  |  | PEORIA 170570198 | PEORIA 1705 | YOSEMITE | 1.5831 | 45.3965 | 98.01% | 1 | 0 | 49.77% | 0% | 0 | 0.025104 | 0.025104 | 2.6852 | 0.067408 | Medium | Medium | Medium
BEAR VALLEY 210521160 | 2068 |  |  |  |  | BEAR VALLEY 210521160 | BEAR VALLEY 2105 | YOSEMITE | 23.7351 | 48.0267 | 99.88% | 2 | 5 | 100% | 3.193% | 0 | 0.043692 | 0.043692 | 1.5413 | 0.067341 | Medium | Medium | Low
KERCKHOFF 1101R353 | 2069 |  |  |  |  | KERCKHOFF 1101R353 | KERCKHOFF 1101 | YOSEMITE | 13.7831 | 33.1172 | 88.25% | 0 | 1 | 100% | 0% | 0 | 0.039955 | 0.039955 | 1.6842 | 0.067293 | Medium | Medium | Low
FITCH MOUNTAIN 111324550 | 2070 |  |  |  |  | FITCH MOUNTAIN 111324550 | FITCH MOUNTAIN 1113 | SONOMA | 9.0741 | 56.5036 | 70.47% | 3 | 1 | 41.6% | 1.605% | 0 | 0.024475 | 0.024475 | 2.7468 | 0.067228 | Medium | Medium | Medium
CLARKSVILLE 2109CB | 2071 |  |  |  |  | CLARKSVILLE 2109CB | CLARKSVILLE 2109 | SIERRA | 1.031 | 10 | 7.581% | 0 | 1 | 91.6% | 7.913% | 0 | 0.018738 | 0.018738 | 3.5876 | 0.067224 | Low | Low | High
SAN CARLOS 11048942 | 2072 |  |  |  |  | SAN CARLOS 11048942 | SAN CARLOS 1104 | PENINSULA | 1.591 | 10 | 52.6% | 0 | 5 | 59.7% | 0% | 0 | 0.016545 | 0.016545 | 4.0626 | 0.067215 | Low | Low | High
WEIMAR 1102CB | 2073 |  |  |  |  | WEIMAR 1102CB | WEIMAR 1102 | SIERRA | 12.1704 | 10.9563 | 65.6% | 3 | 8 | 100% | 0% | 0 | 0.030334 | 0.030334 | 2.2122 | 0.067104 | Medium | Medium | Low
JESSUP 11012839 | 2074 |  |  |  |  | JESSUP 11012839 | JESSUP 1101 | NORTH VALLEY | 1.47 | 10 | 100% | 0 | 3 | 100% | 0% | 0 | 0.030308 | 0.030308 | 2.2134 | 0.067083 | Medium | Medium | Low
EDES 1112CR308 | 2075 |  |  |  |  | EDES 1112CR308 | EDES 1112 | EAST BAY | 3.5907 | 10 | 15.92% | 2 | 4 | 100% | 0% | 0 | 0.020943 | 0.020943 | 3.1965 | 0.066942 | Low | Low | High
CLARK ROAD 110292622 | 2076 |  |  |  |  | CLARK ROAD 110292622 | CLARK ROAD 1102 | NORTH VALLEY | 30.8948 | 14.2994 | 87.09% | 2 | 9 | 100% | 0% | 0 | 0.032599 | 0.032599 | 2.0512 | 0.066867 | Medium | Medium | Low
CLAYTON 2215W531R | 2077 |  |  |  |  | CLAYTON 2215W531R | CLAYTON 2215 | DIABLO | 5.8394 | 49.6313 | 12.81% | 0 | 3 | 54.09% | 19.44% | 0 | 0.019385 | 0.019385 | 3.4465 | 0.06681 | Low | Low | High
HATTON 11012026 | 2078 |  |  |  |  | HATTON 11012026 | HATTON 1101 | CENTRAL COAST | 6.3396 | 38.9334 | 46.88% | 0 | 2 | 62.03% | 0% | 0 | 0.021035 | 0.021035 | 3.1737 | 0.06676 | Low | Low | High
PAUL SWEET 210612828 | 2079 |  |  |  |  | PAUL SWEET 210612828 | PAUL SWEET 2106 | CENTRAL COAST | 1.7112 | 10 | 38.85% | 0 | 0 | 34.49% | 21.63% | 0 | 0.014721 | 0.014721 | 4.5319 | 0.066716 | Low | Low | High
LAYTONVILLE 110237586 | 2080 |  |  |  |  | LAYTONVILLE 110237586 | LAYTONVILLE 1102 | HUMBOLDT | 13.9719 | 83.5514 | 97.33% | 7 | 7 | 100% | 0% | 0 | 0.064508 | 0.064508 | 1.0342 | 0.066716 | High | High | Low
ELECTRA 1101L3849 | 2081 |  |  |  |  | ELECTRA 1101L3849 | ELECTRA 1101 | STOCKTON | 5.7652 | 16.1295 | 95.19% | 1 | 1 | 100% | 0% | 0 | 0.033619 | 0.033619 | 1.9842 | 0.066706 | Medium | Medium | Low
GUALALA 1112662 | 2082 |  |  |  |  | GUALALA 1112662 | GUALALA 1112 | HUMBOLDT | 8.3014 | 33.9068 | 0.6489% | 13 | 22 | 98.43% | 0% | 0 | 0.031273 | 0.031273 | 2.1271 | 0.06652 | Medium | Medium | Low
SUNOL 1101MR650 | 2083 |  |  |  |  | SUNOL 1101MR650 | SUNOL 1101 | MISSION | 1.0325 | 10 | 30.92% | 0 | 2 | 64.08% | 55.43% | 0 | 0.028936 | 0.028936 | 2.294 | 0.066379 | Medium | Medium | Medium
WYANDOTTE 1110 | 2084 |  |  |  |  | WYANDOTTE 1110 | WYANDOTTE 1110 | NORTH VALLEY | 0.049002 | 10 | 100% | 0 | 0 | 100% | 0% | 0 | 0.028512 | 0.028512 | 2.324 | 0.066261 | Medium | Medium | Medium
FOOTHILL 110299432 | 2085 |  |  |  |  | FOOTHILL 110299432 | FOOTHILL 1102 | LOS PADRES | 0.73004 | 62.5798 | 100% | 0 | 3 | 16.66% | 0% | 0 | 0.021721 | 0.021721 | 3.048 | 0.066206 | Low | Low | Medium
VOLTA 1101CB | 2086 |  |  |  |  | VOLTA 1101CB | VOLTA 1101 | NORTH VALLEY | 9.2068 | 22.5796 | 72.56% | 6 | 5 | 100% | 27.96% | 0 | 0.059425 | 0.059425 | 1.1139 | 0.066194 | Medium | Medium | Low
SAN LUIS OBISPO 1104V14 | 2087 |  |  |  |  | SAN LUIS OBISPO 1104V14 | SAN LUIS OBISPO 1104 | LOS PADRES | 9.0673 | 22.9917 | 13.75% | 0 | 2 | 100% | 0% | 0 | 0.023923 | 0.023923 | 2.7612 | 0.066057 | Medium | Medium | Medium
LUCERNE 1106526 | 2088 |  |  |  |  | LUCERNE 1106526 | LUCERNE 1106 | HUMBOLDT | 9.9941 | 16.6965 | 53.92% | 1 | 9 | 92.11% | 0% | 0 | 0.026433 | 0.026433 | 2.4967 | 0.065996 | Medium | Medium | Medium
SAN LUIS OBISPO 1102597518 | 2089 |  |  |  |  | SAN LUIS OBISPO 1102597518 | SAN LUIS OBISPO 1102 | LOS PADRES | 0.61698 | 17.5901 | 98.92% | 0 | 1 | 28.41% | 0% | 0 | 0.015039 | 0.015039 | 4.3749 | 0.065794 | Low | Low | High
WILDWOOD 110185112 | 2090 |  |  |  |  | WILDWOOD 110185112 | WILDWOOD 1101 | NORTH VALLEY | 6.7175 | 80.7667 | 100% | 4 | 6 | 100% | 0% | 0 | 0.061113 | 0.061113 | 1.0754 | 0.065723 | Medium | Medium | Low
STAFFORD 11021019 | 2091 |  |  |  |  | STAFFORD 11021019 | STAFFORD 1102 | NORTH BAY | 0.54264 | 10 | 100% | 0 | 0 | 74.36% | 0% | 0 | 0.022194 | 0.022194 | 2.9612 | 0.065721 | Medium | Medium | Medium
RED BLUFF 110585632 | 2092 |  |  |  |  | RED BLUFF 110585632 | RED BLUFF 1105 | NORTH VALLEY | 13.6331 | 10 | 81.59% | 1 | 4 | 91.86% | 0% | 0 | 0.032365 | 0.032365 | 2.0302 | 0.065709 | Medium | Medium | Low
AUBERRY 1101R2839 | 2093 |  |  |  |  | AUBERRY 1101R2839 | AUBERRY 1101 | FRESNO | 12.6224 | 16.271 | 63.89% | 0 | 4 | 100% | 0% | 0 | 0.035608 | 0.035608 | 1.8413 | 0.065564 | Medium | Medium | Low
CAMP EVERS 210392582 | 2094 |  |  |  |  | CAMP EVERS 210392582 | CAMP EVERS 2103 | CENTRAL COAST | 0.22538 | 10 | 0% | 0 | 0 | 8.037% | 100% | 0 | 0.025436 | 0.025436 | 2.5772 | 0.065553 | Medium | Medium | Medium
HIGHLANDS 110275140 | 2095 |  |  |  |  | HIGHLANDS 110275140 | HIGHLANDS 1102 | HUMBOLDT | 8.7915 | 33.3312 | 88.94% | 0 | 4 | 43.92% | 0% | 0 | 0.019109 | 0.019109 | 3.4168 | 0.065291 | Low | Low | High
DIAMOND SPRINGS 110656026 | 2096 |  |  |  |  | DIAMOND SPRINGS 110656026 | DIAMOND SPRINGS 1106 | SIERRA | 15.0808 | 21.2538 | 81.61% | 2 | 7 | 100% | 0% | 0 | 0.031374 | 0.031374 | 2.0796 | 0.065246 | Medium | Medium | Low
INDIAN FLAT 110410270 | 2097 |  |  |  |  | INDIAN FLAT 110410270 | INDIAN FLAT 1104 | YOSEMITE | 3.8012 | 10 | 100% | 0 | 0 | 100% | 0% | 0 | 0.047687 | 0.047687 | 1.3662 | 0.065148 | Medium | Medium | Low
POTTER VALLEY P H 110576498 | 2098 | 2019 | 31209950 | 0.57 |  | POTTER VALLEY P H 110576498 | POTTER VALLEY P H 1105 | HUMBOLDT | 14.8769 | 81.1366 | 60.61% | 2 | 8 | 100% | 0% | 0 | 0.058866 | 0.058866 | 1.1067 | 0.065148 | Medium | Medium | Low
HAMILTON BRANCH 1101CB | 2099 |  |  |  |  | HAMILTON BRANCH 1101CB | HAMILTON BRANCH 1101 | NORTH VALLEY | 4.2457 | 27.0953 | 61.17% | 1 | 2 | 74.22% | 0% | 0 | 0.019168 | 0.019168 | 3.3969 | 0.065111 | Low | Low | High
BEAR VALLEY 210576694 | 2100 |  |  |  |  | BEAR VALLEY 210576694 | BEAR VALLEY 2105 | YOSEMITE | 4.546 | 19.6129 | 100% | 0 | 0 | 100% | 0% | 0 | 0.030391 | 0.030391 | 2.1365 | 0.064928 | Medium | Medium | Low
PEORIA 1704877670 | 2101 |  |  |  |  | PEORIA 1704877670 | PEORIA 1704 | YOSEMITE | 6.3096 | 69.9259 | 47.8% | 1 | 5 | 95.84% | 0% | 0 | 0.030095 | 0.030095 | 2.1572 | 0.064921 | Medium | Medium | Low
COARSEGOLD 21046210 | 2102 |  |  |  |  | COARSEGOLD 21046210 | COARSEGOLD 2104 | YOSEMITE | 10.6712 | 44.0621 | 48.52% | 0 | 11 | 100% | 0% | 0 | 0.033703 | 0.033703 | 1.9204 | 0.064723 | Medium | Medium | Low
OAKLAND X 1104CB | 2103 |  |  |  |  | OAKLAND X 1104CB | OAKLAND X 1104 | EAST BAY | 1.3072 | 10 | 2.074% | 0 | 2 | 53.76% | 24.1% | 0 | 0.014319 | 0.014319 | 4.5195 | 0.064715 | Low | Low | High
CLOVERDALE 1102801904 | 2104 |  |  |  |  | CLOVERDALE 1102801904 | CLOVERDALE 1102 | SONOMA | 0.014995 | 10 | 100% | 0 | 0 | 100% | 0% | 0 | 0.028512 | 0.028512 | 2.2691 | 0.064697 | Medium | Medium | Medium
BROWNS VALLEY 110197188 | 2105 |  |  |  |  | BROWNS VALLEY 110197188 | BROWNS VALLEY 1101 | SIERRA | 6.5763 | 19.9978 | 93.03% | 2 | 3 | 95.83% | 0% | 0 | 0.03906 | 0.03906 | 1.6554 | 0.064659 | Medium | Medium | Low
SAND CREEK 11037070 | 2106 |  |  |  |  | SAND CREEK 11037070 | SAND CREEK 1103 | FRESNO | 17.8283 | 24.5064 | 100% | 1 | 3 | 100% | 0% | 0 | 0.049625 | 0.049625 | 1.3027 | 0.064648 | Medium | Medium | Low
PHILO 1102CB | 2107 |  |  |  |  | PHILO 1102CB | PHILO 1102 | HUMBOLDT | 5.5805 | 58.9475 | 61.62% | 10 | 11 | 44.58% | 0% | 0 | 0.027409 | 0.027409 | 2.3552 | 0.064554 | Medium | Medium | Medium
GREEN VALLEY 210112106 | 2108 |  |  |  |  | GREEN VALLEY 210112106 | GREEN VALLEY 2101 | CENTRAL COAST | 6.3447 | 10 | 54.91% | 5 | 0 | 33.81% | 31.75% | 0 | 0.018337 | 0.018337 | 3.5176 | 0.064501 | Low | Low | High
STELLING 111060090 | 2109 |  |  |  |  | STELLING 111060090 | STELLING 1110 | DE ANZA | 6.0088 | 10 | 51.27% | 4 | 1 | 91.55% | 0% | 0 | 0.019051 | 0.019051 | 3.3845 | 0.064479 | Low | Low | High
DESCHUTES 11011652 | 2110 |  |  |  |  | DESCHUTES 11011652 | DESCHUTES 1101 | NORTH VALLEY | 22.782 | 45.1857 | 96.26% | 0 | 4 | 93.2% | 0% | 0 | 0.035474 | 0.035474 | 1.8172 | 0.064462 | Medium | Medium | Low
JESSUP 11011496 | 2111 |  |  |  |  | JESSUP 11011496 | JESSUP 1101 | NORTH VALLEY | 14.7255 | 17.8878 | 100% | 1 | 3 | 90.72% | 1.915% | 1 | 0.030466 | 0.030466 | 2.1149 | 0.064433 | Medium | Medium | Low
SAN LEANDRO U 1114MR545 | 2112 |  |  |  |  | SAN LEANDRO U 1114MR545 | SAN LEANDRO U 1114 | MISSION | 2.8053 | 10 | 16.34% | 0 | 2 | 62.83% | 0% | 0 | 0.01772 | 0.01772 | 3.623 | 0.0642 | Low | Low | High
COTTONWOOD 110168190 | 2113 |  |  |  |  | COTTONWOOD 110168190 | COTTONWOOD 1101 | NORTH VALLEY | 22.7429 | 39.5713 | 100% | 3 | 4 | 90.15% | 0% | 0 | 0.045908 | 0.045908 | 1.3967 | 0.064119 | Medium | Medium | Low
AUBERRY 1101R322 | 2114 |  |  |  |  | AUBERRY 1101R322 | AUBERRY 1101 | FRESNO | 7.483 | 34.3076 | 99.18% | 0 | 0 | 100% | 0% | 0 | 0.033278 | 0.033278 | 1.9251 | 0.064062 | Medium | Medium | Low
SAUSALITO 1102410 | 2115 |  |  |  |  | SAUSALITO 1102410 | SAUSALITO 1102 | NORTH BAY | 1.0698 | 10 | 84.58% | 1 | 1 | 48.49% | 0% | 0 | 0.017913 | 0.017913 | 3.5643 | 0.063846 | Low | Low | High
ROB ROY 210412596 | 2116 |  |  |  |  | ROB ROY 210412596 | ROB ROY 2104 | CENTRAL COAST | 7.6393 | 10 | 59% | 3 | 3 | 72.22% | 0.5428% | 0 | 0.019837 | 0.019837 | 3.2178 | 0.063833 | Low | Low | High
SAN RAFAEL 1105344 | 2117 |  |  |  |  | SAN RAFAEL 1105344 | SAN RAFAEL 1105 | NORTH BAY | 2.2778 | 10 | 70.24% | 0 | 2 | 30.4% | 0% | 0 | 0.015331 | 0.015331 | 4.1625 | 0.063813 | Low | Low | High
APPLE HILL 210212025 | 2118 |  |  |  |  | APPLE HILL 210212025 | APPLE HILL 2102 | SIERRA | 9.1227 | 10 | 100% | 3 | 0 | 100% | 0% | 0 | 0.033724 | 0.033724 | 1.8915 | 0.063789 | Medium | Medium | Low
CALPELLA 11011204 | 2119 |  |  |  |  | CALPELLA 11011204 | CALPELLA 1101 | HUMBOLDT | 9.1784 | 21.5734 | 72.42% | 2 | 10 | 70.57% | 0% | 0 | 0.030223 | 0.030223 | 2.1101 | 0.063774 | Medium | Medium | Low
FORT SEWARD 1122CB | 2120 |  |  |  |  | FORT SEWARD 1122CB | FORT SEWARD 1122 | HUMBOLDT | 17.3427 | 75.2963 | 100% | 3 | 11 | 79.07% | 0% | 0 | 0.067846 | 0.067846 | 0.93948 | 0.06374 | High | High | Low
CURTIS 1703CB | 2121 |  |  |  |  | CURTIS 1703CB | CURTIS 1703 | YOSEMITE | 8.4941 | 16.7987 | 53.44% | 0 | 2 | 77.88% | 0% | 0 | 0.0196 | 0.0196 | 3.2518 | 0.063736 | Low | Low | High
SUNOL 1101MR387 | 2122 |  |  |  |  | SUNOL 1101MR387 | SUNOL 1101 | MISSION | 4.657 | 55.0854 | 92.88% | 0 | 1 | 93.35% | 0% | 0 | 0.03951 | 0.03951 | 1.6108 | 0.063643 | Medium | Medium | Low
SOBRANTE 1101L534R | 2123 |  |  |  |  | SOBRANTE 1101L534R | SOBRANTE 1101 | DIABLO | 1.5331 | 10 | 22.75% | 1 | 1 | 80.03% | 7.584% | 0 | 0.016712 | 0.016712 | 3.8056 | 0.0636 | Low | Low | High
PHILO 11013700 | 2124 |  |  |  |  | PHILO 11013700 | PHILO 1101 | HUMBOLDT | 18.1219 | 64.058 | 52.24% | 7 | 7 | 100% | 0% | 0 | 0.039935 | 0.039935 | 1.5874 | 0.063395 | Medium | Medium | Low
MENLO 11037902 | 2125 |  |  |  |  | MENLO 11037902 | MENLO 1103 | PENINSULA | 11.6802 | 47.4802 | 20.98% | 8 | 4 | 71.01% | 0% | 0 | 0.022804 | 0.022804 | 2.779 | 0.063373 | Medium | Medium | Medium
OREGON TRAIL 11031448 | 2126 |  |  |  |  | OREGON TRAIL 11031448 | OREGON TRAIL 1103 | NORTH VALLEY | 30.932 | 14.1761 | 100% | 1 | 10 | 100% | 0% | 0 | 0.041357 | 0.041357 | 1.5321 | 0.063365 | Medium | Medium | Low
GOLDTREE 1108CB | 2127 |  |  |  |  | GOLDTREE 1108CB | GOLDTREE 1108 | LOS PADRES | 2.5563 | 36.4917 | 29.18% | 2 | 3 | 52.35% | 0% | 0 | 0.022193 | 0.022193 | 2.85 | 0.063249 | Medium | Medium | Medium
SAND CREEK 110397354 | 2128 |  |  |  |  | SAND CREEK 110397354 | SAND CREEK 1103 | FRESNO | 8.1104 | 10 | 100% | 0 | 1 | 80.11% | 0% | 0 | 0.035362 | 0.035362 | 1.7829 | 0.063047 | Medium | Medium | Low
CLARK ROAD 11022584 | 2129 |  |  |  |  | CLARK ROAD 11022584 | CLARK ROAD 1102 | NORTH VALLEY | 7.9946 | 18.0642 | 99.96% | 1 | 2 | 85.31% | 0% | 0 | 0.0275 | 0.0275 | 2.2918 | 0.063027 | Medium | Medium | Medium
MONTICELLO 110193384 | 2130 |  |  |  |  | MONTICELLO 110193384 | MONTICELLO 1101 | NORTH BAY | 15.2847 | 55.7693 | 100% | 0 | 3 | 88.22% | 0% | 0 | 0.047273 | 0.047273 | 1.3315 | 0.062941 | Medium | Medium | Low
MOUNTAIN QUARRIES 210135466 | 2131 |  |  |  |  | MOUNTAIN QUARRIES 210135466 | MOUNTAIN QUARRIES 2101 | SIERRA | 7.4036 | 10 | 90.3% | 2 | 0 | 100% | 0% | 0 | 0.030814 | 0.030814 | 2.0397 | 0.062851 | Medium | Medium | Low
CHOLAME 21025597 | 2132 |  |  |  |  | CHOLAME 21025597 | CHOLAME 2102 | LOS PADRES | 5.1199 | 69.1665 | 100% | 0 | 2 | 100% | 0% | 0 | 0.049821 | 0.049821 | 1.2615 | 0.062847 | Medium | Medium | Low
DOBBINS 1101CB | 2133 |  |  |  |  | DOBBINS 1101CB | DOBBINS 1101 | SIERRA | 0.67055 | 10 | 81.76% | 0 | 0 | 100% | 0% | 0 | 0.028046 | 0.028046 | 2.2347 | 0.062675 | Medium | Medium | Medium
REDBUD 110191960 | 2134 |  |  |  |  | REDBUD 110191960 | REDBUD 1101 | HUMBOLDT | 7.0156 | 10 | 50% | 3 | 16 | 100% | 0% | 0 | 0.0275 | 0.0275 | 2.2782 | 0.062653 | Medium | Medium | Medium
SAND CREEK 11037823F | 2135 |  |  |  |  | SAND CREEK 11037823F | SAND CREEK 1103 | FRESNO | 4.6802 | 10 | 100% | 0 | 1 | 100% | 0% | 0 | 0.029099 | 0.029099 | 2.1489 | 0.062531 | Medium | Medium | Low
CALAVERAS CEMENT 110111188 | 2136 |  |  |  |  | CALAVERAS CEMENT 110111188 | CALAVERAS CEMENT 1101 | STOCKTON | 6.2741 | 29.7373 | 82.62% | 0 | 1 | 100% | 0% | 0 | 0.032851 | 0.032851 | 1.9023 | 0.062494 | Medium | Medium | Low
NARROWS 210276952 | 2137 |  |  |  |  | NARROWS 210276952 | NARROWS 2102 | SIERRA | 3.581 | 10 | 96.43% | 1 | 1 | 31.95% | 0% | 0 | 0.016756 | 0.016756 | 3.7233 | 0.062386 | Low | Low | High
BURNEY 110145984 | 2138 |  |  |  |  | BURNEY 110145984 | BURNEY 1101 | NORTH VALLEY | 4.7181 | 10 | 42.42% | 2 | 3 | 98.54% | 0% | 0 | 0.025045 | 0.025045 | 2.4898 | 0.062355 | Medium | Medium | Medium
HALSEY 11026129 | 2139 |  |  |  |  | HALSEY 11026129 | HALSEY 1102 | SIERRA | 3.2034 | 10 | 99.84% | 0 | 1 | 100% | 0% | 0 | 0.029062 | 0.029062 | 2.1446 | 0.062326 | Medium | Medium | Low
PUEBLO 1104640 | 2140 |  |  |  |  | PUEBLO 1104640 | PUEBLO 1104 | NORTH BAY | 1.0277 | 10 | 45.71% | 1 | 4 | 32.52% | 0% | 0 | 0.02008 | 0.02008 | 3.1015 | 0.06228 | Low | Low | High
LONE TREE 210521210 | 2141 |  |  |  |  | LONE TREE 210521210 | LONE TREE 2105 | DIABLO | 9.5646 | 10 | 95.6% | 0 | 2 | 59.2% | 0% | 0 | 0.019234 | 0.019234 | 3.2356 | 0.062233 | Low | Low | High
HALF MOON BAY 110369412 | 2142 |  |  |  |  | HALF MOON BAY 110369412 | HALF MOON BAY 1103 | PENINSULA | 16.9285 | 23.3773 | 24.92% | 11 | 5 | 79.06% | 0% | 0 | 0.038624 | 0.038624 | 1.6101 | 0.062188 | Medium | Medium | Low
FROGTOWN 17027108 | 2143 |  |  |  |  | FROGTOWN 17027108 | FROGTOWN 1702 | STOCKTON | 10.0437 | 39.0873 | 66.95% | 0 | 1 | 78.26% | 0% | 0 | 0.024952 | 0.024952 | 2.4898 | 0.062125 | Medium | Medium | Medium
RED BLUFF 11041302 | 2144 |  |  |  |  | RED BLUFF 11041302 | RED BLUFF 1104 | NORTH VALLEY | 14.0918 | 39.8066 | 84.84% | 0 | 4 | 98.04% | 0% | 0 | 0.03726 | 0.03726 | 1.6666 | 0.062097 | Medium | Medium | Low
IGNACIO 1104450582 | 2145 |  |  |  |  | IGNACIO 1104450582 | IGNACIO 1104 | NORTH BAY | 3.8063 | 10 | 29.85% | 0 | 4 | 90.17% | 0% | 0 | 0.020738 | 0.020738 | 2.9935 | 0.062078 | Low | Low | Medium
CAMBRIA 1102CB | 2146 |  |  |  |  | CAMBRIA 1102CB | CAMBRIA 1102 | LOS PADRES | 14.9946 | 41.8579 | 39.26% | 1 | 1 | 64.1% | 0% | 0 | 0.026518 | 0.026518 | 2.3401 | 0.062055 | Medium | Medium | Medium
MENLO 110212249 | 2147 |  |  |  |  | MENLO 110212249 | MENLO 1102 | PENINSULA | 2.4062 | 33.867 | 49.86% | 2 | 1 | 100% | 0% | 0 | 0.02665 | 0.02665 | 2.3278 | 0.062037 | Medium | Medium | Medium
VALLEY VIEW 1105P190 | 2148 |  |  |  |  | VALLEY VIEW 1105P190 | VALLEY VIEW 1105 | EAST BAY | 3.5037 | 10 | 43.53% | 0 | 2 | 59.31% | 0% | 0 | 0.014389 | 0.014389 | 4.3115 | 0.062036 | Low | Low | High
CASTRO VALLEY 1108MR525 | 2149 |  |  |  |  | CASTRO VALLEY 1108MR525 | CASTRO VALLEY 1108 | MISSION | 0.061081 | 10 | 0% | 0 | 3 | 100% | 0% | 0 | 0.017573 | 0.017573 | 3.5299 | 0.062033 | Low | Low | High
WEIMAR 11022038 | 2150 |  |  |  |  | WEIMAR 11022038 | WEIMAR 1102 | SIERRA | 8.1278 | 10 | 76.79% | 4 | 4 | 100% | 0% | 0 | 0.030781 | 0.030781 | 2.0149 | 0.062021 | Medium | Medium | Low
NORTH BRANCH 110111158 | 2151 |  |  |  |  | NORTH BRANCH 110111158 | NORTH BRANCH 1101 | STOCKTON | 11.9363 | 47.5829 | 78.02% | 0 | 4 | 41.95% | 0% | 0 | 0.024519 | 0.024519 | 2.528 | 0.061986 | Medium | Medium | Medium
MARIPOSA 2102CB | 2152 |  |  |  |  | MARIPOSA 2102CB | MARIPOSA 2102 | YOSEMITE | 6.6916 | 39.3684 | 36.18% | 1 | 6 | 63.39% | 0% | 0 | 0.024571 | 0.024571 | 2.5225 | 0.061982 | Medium | Medium | Medium
WHITMORE 110145262 | 2153 |  |  |  |  | WHITMORE 110145262 | WHITMORE 1101 | NORTH VALLEY | 28.7585 | 25.719 | 87.63% | 2 | 2 | 100% | 0% | 0 | 0.03964 | 0.03964 | 1.5616 | 0.061901 | Medium | Medium | Low
MC KEE 110870535 | 2154 |  |  |  |  | MC KEE 110870535 | MC KEE 1108 | SAN JOSE | 1.0836 | 23.5844 | 100% | 0 | 0 | 32.92% | 0% | 0 | 0.016178 | 0.016178 | 3.8247 | 0.061876 | Low | Low | High
OAKLAND X 1106CB | 2155 |  |  |  |  | OAKLAND X 1106CB | OAKLAND X 1106 | EAST BAY | 4.876 | 10 | 15.55% | 5 | 5 | 41.41% | 19.42% | 0 | 0.014897 | 0.014897 | 4.146 | 0.061764 | Low | Low | High
HIGHLANDS 110484640 | 2156 |  |  |  |  | HIGHLANDS 110484640 | HIGHLANDS 1104 | HUMBOLDT | 0.56405 | 10 | 72.8% | 1 | 1 | 76.24% | 0% | 0 | 0.021388 | 0.021388 | 2.8868 | 0.061742 | Low | Low | Medium
GUALALA 1111445166 | 2157 |  |  |  |  | GUALALA 1111445166 | GUALALA 1111 | HUMBOLDT | 7.5421 | 19.2895 | 4.143% | 11 | 12 | 79.44% | 0% | 0 | 0.036855 | 0.036855 | 1.6737 | 0.061683 | Medium | Medium | Low
PASO ROBLES 1103N52 | 2158 |  |  |  |  | PASO ROBLES 1103N52 | PASO ROBLES 1103 | LOS PADRES | 6.5425 | 67.4375 | 22.89% | 0 | 0 | 100% | 0% | 0 | 0.025622 | 0.025622 | 2.4074 | 0.061683 | Medium | Medium | Medium
EDES 1112CR282 | 2159 |  |  |  |  | EDES 1112CR282 | EDES 1112 | EAST BAY | 3.4204 | 10 | 46.24% | 0 | 3 | 83.7% | 0% | 0 | 0.019097 | 0.019097 | 3.2289 | 0.061662 | Low | Low | High
GONZALES 11013094 | 2160 |  |  |  |  | GONZALES 11013094 | GONZALES 1101 | CENTRAL COAST | 3.5612 | 68.6689 | 100% | 1 | 1 | 39.42% | 0% | 0 | 0.027478 | 0.027478 | 2.2388 | 0.061516 | Medium | Medium | Medium
OLETA 110151740 | 2161 |  |  |  |  | OLETA 110151740 | OLETA 1101 | STOCKTON | 9.506 | 52.4452 | 97.68% | 1 | 4 | 44.88% | 0% | 0 | 0.023833 | 0.023833 | 2.5749 | 0.061369 | Medium | Medium | Medium
SAN RAFAEL 1109418 | 2162 |  |  |  |  | SAN RAFAEL 1109418 | SAN RAFAEL 1109 | NORTH BAY | 4.3553 | 10 | 55.54% | 4 | 2 | 35.66% | 0% | 0 | 0.013234 | 0.013234 | 4.6368 | 0.061362 | Low | Low | High
HIGGINS 11097863 | 2163 |  |  |  |  | HIGGINS 11097863 | HIGGINS 1109 | SIERRA | 4.2214 | 12.2843 | 100% | 0 | 0 | 100% | 0% | 0 | 0.028948 | 0.028948 | 2.1193 | 0.06135 | Medium | Medium | Low
SAN LUIS OBISPO 1104V40 | 2164 |  |  |  |  | SAN LUIS OBISPO 1104V40 | SAN LUIS OBISPO 1104 | LOS PADRES | 11.8926 | 26.5582 | 47.13% | 0 | 7 | 51.44% | 0% | 0 | 0.028654 | 0.028654 | 2.1403 | 0.061327 | Medium | Medium | Low
BURNEY 11011358 | 2165 |  |  |  |  | BURNEY 11011358 | BURNEY 1101 | NORTH VALLEY | 7.0165 | 60.5885 | 76.98% | 1 | 3 | 74.4% | 0% | 0 | 0.0317 | 0.0317 | 1.9333 | 0.061286 | Medium | Medium | Low
NARROWS 2101CB | 2166 |  |  |  |  | NARROWS 2101CB | NARROWS 2101 | SIERRA | 15.6172 | 42.314 | 50.34% | 2 | 7 | 100% | 0% | 0 | 0.031975 | 0.031975 | 1.9092 | 0.061047 | Medium | Medium | Low
BRUNSWICK 111061602 | 2167 |  |  |  |  | BRUNSWICK 111061602 | BRUNSWICK 1110 | SIERRA | 9.4416 | 27.4436 | 52.21% | 4 | 4 | 73.99% | 0% | 0 | 0.022016 | 0.022016 | 2.7653 | 0.06088 | Medium | Medium | Medium
KONOCTI 1102948 | 2168 |  |  |  |  | KONOCTI 1102948 | KONOCTI 1102 | HUMBOLDT | 6.065 | 30.1749 | 46.64% | 1 | 1 | 78.59% | 0% | 0 | 0.02028 | 0.02028 | 2.9925 | 0.060688 | Low | Low | Medium
KONOCTI 1108CB | 2169 |  |  |  |  | KONOCTI 1108CB | KONOCTI 1108 | HUMBOLDT | 6.6517 | 32.6717 | 74.99% | 0 | 6 | 75.6% | 0% | 0 | 0.024164 | 0.024164 | 2.5096 | 0.060644 | Medium | Medium | Medium
ELK CREEK 11012032 | 2170 |  |  |  |  | ELK CREEK 11012032 | ELK CREEK 1101 | NORTH VALLEY | 9.5675 | 53.63 | 100% | 0 | 1 | 99.9% | 0% | 0 | 0.044086 | 0.044086 | 1.3752 | 0.060626 | Medium | Medium | Low
TIVY VALLEY 11077370 | 2171 |  |  |  |  | TIVY VALLEY 11077370 | TIVY VALLEY 1107 | FRESNO | 11.4788 | 20.0364 | 68.04% | 0 | 4 | 63.49% | 0% | 0 | 0.030142 | 0.030142 | 2.0098 | 0.060577 | Medium | Medium | Low
BURNEY 11011340 | 2172 |  |  |  |  | BURNEY 11011340 | BURNEY 1101 | NORTH VALLEY | 18.024 | 21.8274 | 89.51% | 4 | 2 | 100% | 0% | 0 | 0.045714 | 0.045714 | 1.3248 | 0.060564 | Medium | Medium | Low
REDBUD 1102922 | 2173 |  |  |  |  | REDBUD 1102922 | REDBUD 1102 | HUMBOLDT | 3.3 | 10 | 97% | 1 | 5 | 42.49% | 0% | 0 | 0.026319 | 0.026319 | 2.2985 | 0.060493 | Medium | Medium | Medium
CAYETANO 2109MR572 | 2174 |  |  |  |  | CAYETANO 2109MR572 | CAYETANO 2109 | MISSION | 8.1822 | 10 | 47.67% | 0 | 2 | 66.51% | 19.49% | 0 | 0.021821 | 0.021821 | 2.7701 | 0.060448 | Medium | Medium | Medium
EL CERRITO G 1110BR236 | 2175 |  |  |  |  | EL CERRITO G 1110BR236 | EL CERRITO G 1110 | EAST BAY | 0.52869 | 10 | 0% | 0 | 0 | 100% | 0% | 0 | 0.012695 | 0.012695 | 4.7576 | 0.0604 | Low | Low | High
SAN RAFAEL 1104CB | 2176 |  |  |  |  | SAN RAFAEL 1104CB | SAN RAFAEL 1104 | NORTH BAY | 2.4428 | 10 | 2.078% | 0 | 0 | 23.27% | 19.55% | 0 | 0.012295 | 0.012295 | 4.9116 | 0.060389 | Low | Low | High
BELL 1109CB | 2177 |  |  |  |  | BELL 1109CB | BELL 1109 | SIERRA | 13.433 | 10 | 50.92% | 4 | 3 | 76.11% | 0% | 0 | 0.022099 | 0.022099 | 2.7321 | 0.060377 | Medium | Medium | Medium
MORAGA 1103E510R | 2178 |  |  |  |  | MORAGA 1103E510R | MORAGA 1103 | DIABLO | 1.3196 | 10 | 100% | 0 | 1 | 21.61% | 0% | 0 | 0.013477 | 0.013477 | 4.475 | 0.060311 | Low | Low | High
LAS AROMAS 0401LA401R | 2179 |  |  |  |  | LAS AROMAS 0401LA401R | LAS AROMAS 0401 | DIABLO | 3.6951 | 10 | 0.309% | 3 | 6 | 93.3% | 0% | 0 | 0.018243 | 0.018243 | 3.3031 | 0.060258 | Low | Low | High
PEORIA 170590374 | 2180 |  |  |  |  | PEORIA 170590374 | PEORIA 1705 | YOSEMITE | 3.6064 | 10 | 81.75% | 0 | 1 | 81.35% | 0% | 0 | 0.020938 | 0.020938 | 2.8737 | 0.060168 | Low | Low | Medium
PLACER 1103CB | 2181 |  |  |  |  | PLACER 1103CB | PLACER 1103 | SIERRA | 12.2492 | 28.3994 | 44.01% | 5 | 11 | 41.67% | 0% | 0 | 0.020134 | 0.020134 | 2.9879 | 0.060157 | Low | Low | Medium
SAN LUIS OBISPO 1103V82 | 2182 |  |  |  |  | SAN LUIS OBISPO 1103V82 | SAN LUIS OBISPO 1103 | LOS PADRES | 6.5219 | 24.8763 | 65.03% | 1 | 11 | 46.53% | 0% | 0 | 0.026432 | 0.026432 | 2.2734 | 0.060091 | Medium | Medium | Medium
NORTH BRANCH 1101TS1115 | 2183 |  |  |  |  | NORTH BRANCH 1101TS1115 | NORTH BRANCH 1101 | STOCKTON | 17.6104 | 17.7152 | 77.63% | 1 | 0 | 100% | 0% | 0 | 0.025404 | 0.025404 | 2.3625 | 0.060018 | Medium | Medium | Medium
SNEATH LANE 110134438 | 2184 |  |  |  |  | SNEATH LANE 110134438 | SNEATH LANE 1101 | PENINSULA | 1.6791 | 10 | 46% | 1 | 0 | 33.32% | 0% | 0 | 0.014366 | 0.014366 | 4.1734 | 0.059955 | Low | Low | High
SYCAMORE CREEK 1111CB | 2185 |  |  |  |  | SYCAMORE CREEK 1111CB | SYCAMORE CREEK 1111 | NORTH VALLEY | 8.3942 | 56.8563 | 45.31% | 1 | 3 | 47.06% | 0% | 0 | 0.020907 | 0.020907 | 2.8652 | 0.059903 | Low | Low | Medium
BOLINAS 11011236 | 2186 |  |  |  |  | BOLINAS 11011236 | BOLINAS 1101 | NORTH BAY | 3.0037 | 58.0295 | 0% | 0 | 0 | 73.67% | 0% | 0 | 0.017604 | 0.017604 | 3.3892 | 0.059663 | Low | Low | High
ECHO SUMMIT 110155262 | 2187 |  |  |  |  | ECHO SUMMIT 110155262 | ECHO SUMMIT 1101 | (blank) | 0.16554 | 10 | 100% | 0 | 0 | 100% | 0% | 0 | 0.028512 | 0.028512 | 2.0866 | 0.059493 | Medium | Medium | Low
DIAMOND SPRINGS 110740353 | 2188 |  |  |  |  | DIAMOND SPRINGS 110740353 | DIAMOND SPRINGS 1107 | SIERRA | 2.2415 | 10 | 74.48% | 1 | 0 | 87.31% | 0% | 0 | 0.023671 | 0.023671 | 2.5112 | 0.059443 | Medium | Medium | Medium
HARTLEY 11014710 | 2189 |  |  |  |  | HARTLEY 11014710 | HARTLEY 1101 | HUMBOLDT | 1.5005 | 10 | 52.07% | 1 | 0 | 100% | 0% | 0 | 0.019631 | 0.019631 | 3.0245 | 0.059375 | Low | Low | Medium
VOLTA 11011516 | 2190 |  |  |  |  | VOLTA 11011516 | VOLTA 1101 | NORTH VALLEY | 25.7297 | 67.2634 | 100% | 4 | 8 | 100% | 0% | 0 | 0.084582 | 0.084582 | 0.70197 | 0.059374 | High | High | Low
SAN JOAQUIN #2 110310320 | 2191 |  |  |  |  | SAN JOAQUIN #2 110310320 | SAN JOAQUIN #2 1103 | YOSEMITE | 11.8104 | 12.4719 | 98.89% | 1 | 18 | 100% | 0% | 0 | 0.047599 | 0.047599 | 1.2459 | 0.059305 | Medium | Medium | Low
OILFIELDS 110383158 | 2192 |  |  |  |  | OILFIELDS 110383158 | OILFIELDS 1103 | CENTRAL COAST | 18.1787 | 60.504 | 100% | 0 | 4 | 93.79% | 0% | 0 | 0.067417 | 0.067417 | 0.87957 | 0.059298 | High | High | Low
PEORIA 170567898 | 2193 |  |  |  |  | PEORIA 170567898 | PEORIA 1705 | YOSEMITE | 5.0246 | 20.73 | 47.42% | 1 | 2 | 80.37% | 0% | 0 | 0.0199 | 0.0199 | 2.9757 | 0.059217 | Low | Low | Medium
RINCON 1101CB | 2194 |  |  |  |  | RINCON 1101CB | RINCON 1101 | SONOMA | 2.1293 | 20.6419 | 39.27% | 1 | 4 | 43.97% | 11.03% | 0 | 0.018447 | 0.018447 | 3.2011 | 0.05905 | Low | Low | High
MIRABEL 1101CB | 2195 |  |  |  |  | MIRABEL 1101CB | MIRABEL 1101 | SONOMA | 2.6279 | 19.2673 | 59.3% | 0 | 2 | 31.12% | 21.2% | 0 | 0.016241 | 0.016241 | 3.6316 | 0.058979 | Low | Low | High
ANNAPOLIS 1101CB | 2196 |  |  |  |  | ANNAPOLIS 1101CB | ANNAPOLIS 1101 | HUMBOLDT | 0.65809 | 81.2301 | 84.52% | 1 | 1 | 100% | 0% | 0 | 0.041698 | 0.041698 | 1.4144 | 0.058979 | Medium | Medium | Low
PALMER 110198478 | 2197 |  |  |  |  | PALMER 110198478 | PALMER 1101 | LOS PADRES | 4.9874 | 64.4051 | 90.52% | 0 | 0 | 100% | 0% | 0 | 0.05552 | 0.05552 | 1.0612 | 0.058918 | Medium | Medium | Low
MORGAN HILL 210940000 | 2198 |  |  |  |  | MORGAN HILL 210940000 | MORGAN HILL 2109 | SAN JOSE | 1.7684 | 10 | 99.47% | 0 | 0 | 59.08% | 0% | 0 | 0.019023 | 0.019023 | 3.095 | 0.058876 | Low | Low | High
GEYSERVILLE 1102522 | 2199 |  |  |  |  | GEYSERVILLE 1102522 | GEYSERVILLE 1102 | SONOMA | 8.3806 | 11.5615 | 69.84% | 1 | 7 | 78.98% | 12.25% | 0 | 0.038533 | 0.038533 | 1.5258 | 0.058796 | Medium | Medium | Low
KONOCTI 11084039 | 2200 |  |  |  |  | KONOCTI 11084039 | KONOCTI 1108 | HUMBOLDT | 1.6026 | 10 | 100% | 0 | 2 | 69.54% | 0% | 0 | 0.022058 | 0.022058 | 2.6616 | 0.05871 | Medium | Medium | Medium
MORAGA 11017616 | 2201 |  |  |  |  | MORAGA 11017616 | MORAGA 1101 | DIABLO | 1.1725 | 14.9864 | 34.86% | 0 | 4 | 82.16% | 0% | 0 | 0.015878 | 0.015878 | 3.6873 | 0.058547 | Low | Low | High
EL DORADO PH 210152456 | 2202 |  |  |  |  | EL DORADO PH 210152456 | EL DORADO PH 2101 | SIERRA | 10.1963 | 62.6198 | 100% | 3 | 10 | 100% | 0% | 0 | 0.058118 | 0.058118 | 1.007 | 0.058524 | Medium | Medium | Low
JESSUP 11021550 | 2203 |  |  |  |  | JESSUP 11021550 | JESSUP 1102 | NORTH VALLEY | 17.7067 | 29.9161 | 71.58% | 1 | 0 | 80.02% | 0% | 0 | 0.024597 | 0.024597 | 2.3755 | 0.05843 | Medium | Medium | Medium
WILLOW CREEK 11033090 | 2204 | 2019 | 35043296 | 1.19 |  | WILLOW CREEK 11033090 | WILLOW CREEK 1103 | HUMBOLDT | 10.7823 | 82.4459 | 100% | 5 | 3 | 100% | 0% | 0 | 0.058956 | 0.058956 | 0.99063 | 0.058403 | Medium | Medium | Low
STAFFORD 1102908 | 2205 |  |  |  |  | STAFFORD 1102908 | STAFFORD 1102 | NORTH BAY | 0.96495 | 10 | 77.17% | 0 | 3 | 21.89% | 0% | 0 | 0.01736 | 0.01736 | 3.3591 | 0.058315 | Low | Low | High
BEAR VALLEY 21054609 | 2206 |  |  |  |  | BEAR VALLEY 21054609 | BEAR VALLEY 2105 | YOSEMITE | 4.5488 | 18.0167 | 100% | 1 | 5 | 100% | 0% | 0 | 0.033715 | 0.033715 | 1.728 | 0.058259 | Medium | Medium | Low
VIEJO 22022606 | 2207 |  |  |  |  | VIEJO 22022606 | VIEJO 2202 | CENTRAL COAST | 0.94683 | 10 | 0% | 1 | 1 | 98.67% | 0% | 0 | 0.014784 | 0.014784 | 3.9289 | 0.058085 | Low | Low | High
CORNING 110253184 | 2208 |  |  |  |  | CORNING 110253184 | CORNING 1102 | NORTH VALLEY | 31.925 | 68.303 | 86.89% | 0 | 7 | 100% | 0% | 0 | 0.049388 | 0.049388 | 1.1736 | 0.05796 | Medium | Medium | Low
MORGAN HILL 2105XR564 | 2209 |  |  |  |  | MORGAN HILL 2105XR564 | MORGAN HILL 2105 | SAN JOSE | 5.4316 | 26.8638 | 49.46% | 0 | 4 | 75.02% | 0% | 0 | 0.023443 | 0.023443 | 2.4719 | 0.057948 | Medium | Medium | Medium
CMC 1101CB | 2210 |  |  |  |  | CMC 1101CB | CMC 1101 | LOS PADRES | 2.0609 | 25.5297 | 52.24% | 0 | 0 | 100% | 0% | 0 | 0.021532 | 0.021532 | 2.6866 | 0.057849 | Low | Low | Medium
RIDGE 0402CB | 2211 |  |  |  |  | RIDGE 0402CB | RIDGE 0402 | EAST BAY | 1.6674 | 10 | 31.81% | 1 | 0 | 69.66% | 0% | 0 | 0.014084 | 0.014084 | 4.0946 | 0.05767 | Low | Low | High
LAS PULGAS 0401CB | 2212 |  |  |  |  | LAS PULGAS 0401CB | LAS PULGAS 0401 | PENINSULA | 0.063561 | 10 | 100% | 0 | 1 | 1.053% | 0% | 0 | 0.012548 | 0.012548 | 4.5955 | 0.057664 | Low | Low | High
FLORENCE 0401CR220 | 2213 |  |  |  |  | FLORENCE 0401CR220 | FLORENCE 0401 | EAST BAY | 0.0014212 | 10 | 0% | 0 | 0 | 100% | 0% | 0 | 0.012695 | 0.012695 | 4.5363 | 0.057589 | Low | Low | High
LLAGAS 21011449 | 2214 |  |  |  |  | LLAGAS 21011449 | LLAGAS 2101 | SAN JOSE | 7.6142 | 50.4014 | 99.39% | 2 | 1 | 54.33% | 0% | 0 | 0.024906 | 0.024906 | 2.3109 | 0.057555 | Medium | Medium | Medium
TAR FLAT 0401CB | 2215 |  |  |  |  | TAR FLAT 0401CB | TAR FLAT 0401 | YOSEMITE | 3.4825 | 10 | 7.176% | 1 | 2 | 94.76% | 17.84% | 1 | 0.017966 | 0.017966 | 3.199 | 0.057473 | Low | Low | High
SALMON CREEK 110137368 | 2216 |  |  |  |  | SALMON CREEK 110137368 | SALMON CREEK 1101 | SONOMA | 7.013 | 10 | 3.2% | 1 | 7 | 100% | 0% | 0 | 0.029331 | 0.029331 | 1.9591 | 0.057461 | Medium | Medium | Low
CLOVERDALE 1102CB | 2217 |  |  |  |  | CLOVERDALE 1102CB | CLOVERDALE 1102 | SONOMA | 0.24384 | 33.3215 | 52.03% | 0 | 0 | 8.095% | 59.2% | 0 | 0.023631 | 0.023631 | 2.4298 | 0.05742 | Medium | Medium | Medium
POINT ARENA 11012637 | 2218 |  |  |  |  | POINT ARENA 11012637 | POINT ARENA 1101 | HUMBOLDT | 4.0404 | 84.4232 | 59.73% | 1 | 2 | 100% | 0% | 0 | 0.046116 | 0.046116 | 1.2415 | 0.057252 | Medium | Medium | Low
VALLEY VIEW 1106P176 | 2219 |  |  |  |  | VALLEY VIEW 1106P176 | VALLEY VIEW 1106 | EAST BAY | 0.884 | 14.838 | 80.1% | 1 | 0 | 21.45% | 0% | 0 | 0.013387 | 0.013387 | 4.2737 | 0.057211 | Low | Low | High
ROSSMOOR 110845268 | 2220 |  |  |  |  | ROSSMOOR 110845268 | ROSSMOOR 1108 | DIABLO | 3.7726 | 24.3862 | 31.05% | 0 | 7 | 47.92% | 0% | 0 | 0.014195 | 0.014195 | 4.0289 | 0.057189 | Low | Low | High
SAUSALITO 11021500 | 2221 |  |  |  |  | SAUSALITO 11021500 | SAUSALITO 1102 | NORTH BAY | 1.1513 | 69.0338 | 0% | 0 | 0 | 90.51% | 0% | 0 | 0.017208 | 0.017208 | 3.3211 | 0.05715 | Low | Low | High
SARATOGA 11076867 | 2222 |  |  |  |  | SARATOGA 11076867 | SARATOGA 1107 | DE ANZA | 0.24862 | 10 | 100% | 0 | 2 | 30.1% | 0% | 0 | 0.014963 | 0.014963 | 3.817 | 0.057115 | Low | Low | High
MONTICELLO 1101654 | 2223 |  |  |  |  | MONTICELLO 1101654 | MONTICELLO 1101 | NORTH BAY | 8.1004 | 46.4584 | 35.79% | 0 | 2 | 92.66% | 0% | 0 | 0.031073 | 0.031073 | 1.8356 | 0.057038 | Medium | Medium | Low
PURISIMA 1101CB | 2224 |  |  |  |  | PURISIMA 1101CB | PURISIMA 1101 | LOS PADRES | 3.8284 | 30.5658 | 4.848% | 1 | 0 | 83.25% | 0% | 0 | 0.014861 | 0.014861 | 3.8367 | 0.057017 | Low | Low | High
HIGGINS 1110CB | 2225 |  |  |  |  | HIGGINS 1110CB | HIGGINS 1110 | SIERRA | 11.6416 | 10 | 74.55% | 3 | 1 | 64.03% | 0% | 0 | 0.01732 | 0.01732 | 3.2906 | 0.056995 | Low | Low | High
PUEBLO 21031970 | 2226 |  |  |  |  | PUEBLO 21031970 | PUEBLO 2103 | NORTH BAY | 3.678 | 37.2305 | 48.19% | 3 | 0 | 44.65% | 0% | 0 | 0.017676 | 0.017676 | 3.2222 | 0.056955 | Low | Low | High
DUNLAP 11037220 | 2227 |  |  |  |  | DUNLAP 11037220 | DUNLAP 1103 | FRESNO | 24.8173 | 17.858 | 99.97% | 1 | 5 | 100% | 0% | 0 | 0.0383 | 0.0383 | 1.4867 | 0.056942 | Medium | Medium | Low
PINE GROVE 110152088 | 2228 |  |  |  |  | PINE GROVE 110152088 | PINE GROVE 1101 | STOCKTON | 2.528 | 10 | 68.63% | 1 | 3 | 100% | 0% | 0 | 0.023865 | 0.023865 | 2.3857 | 0.056935 | Medium | Medium | Medium
REDBUD 1102510 | 2229 |  |  |  |  | REDBUD 1102510 | REDBUD 1102 | HUMBOLDT | 6.0638 | 23.833 | 59.82% | 2 | 2 | 75.22% | 0% | 0 | 0.02163 | 0.02163 | 2.6321 | 0.056933 | Low | Low | Medium
HALSEY 11012412 | 2230 |  |  |  |  | HALSEY 11012412 | HALSEY 1101 | SIERRA | 5.321 | 10 | 60.58% | 4 | 4 | 100% | 0% | 0 | 0.023732 | 0.023732 | 2.3931 | 0.056792 | Medium | Medium | Medium
MORAGA 1103CB | 2231 |  |  |  |  | MORAGA 1103CB | MORAGA 1103 | DIABLO | 1.341 | 16.5323 | 0% | 6 | 3 | 21.01% | 11.54% | 0 | 0.01426 | 0.01426 | 3.9729 | 0.056652 | Low | Low | High
COARSEGOLD 2103 | 2232 |  |  |  |  | COARSEGOLD 2103 | COARSEGOLD 2103 | YOSEMITE | 0.14838 | 10 | 100% | 0 | 0 | 100% | 0% | 0 | 0.028512 | 0.028512 | 1.9847 | 0.056588 | Medium | Medium | Low
OAKLAND K 1103CR422 | 2233 |  |  |  |  | OAKLAND K 1103CR422 | OAKLAND K 1103 | EAST BAY | 1.8547 | 10 | 4.055% | 0 | 3 | 90.41% | 0% | 0 | 0.0127 | 0.0127 | 4.4523 | 0.056544 | Low | Low | High
POINT ARENA 11014923 | 2234 |  |  |  |  | POINT ARENA 11014923 | POINT ARENA 1101 | HUMBOLDT | 2.8662 | 57.1036 | 19.76% | 5 | 5 | 100% | 0% | 0 | 0.031366 | 0.031366 | 1.8015 | 0.056505 | Medium | Medium | Low
NEWBURG 1133CB | 2235 |  |  |  |  | NEWBURG 1133CB | NEWBURG 1133 | HUMBOLDT | 3.7712 | 37.8079 | 38.51% | 2 | 0 | 41.21% | 0% | 0 | 0.020349 | 0.020349 | 2.7759 | 0.056485 | Low | Low | Medium
VALLEY VIEW 1106CB | 2236 |  |  |  |  | VALLEY VIEW 1106CB | VALLEY VIEW 1106 | EAST BAY | 3.4767 | 45.2583 | 0.9386% | 0 | 1 | 68.92% | 0% | 0 | 0.013903 | 0.013903 | 4.0593 | 0.056436 | Low | Low | High
FRENCH GULCH 11011892 | 2237 |  |  |  |  | FRENCH GULCH 11011892 | FRENCH GULCH 1101 | NORTH VALLEY | 2.9079 | 75.8107 | 100% | 0 | 0 | 100% | 0% | 0 | 0.044011 | 0.044011 | 1.2823 | 0.056435 | Medium | Medium | Low
SAN CARLOS 11049048 | 2238 |  |  |  |  | SAN CARLOS 11049048 | SAN CARLOS 1104 | PENINSULA | 0.01529 | 10 | 0% | 0 | 0 | 100% | 0% | 0 | 0.012695 | 0.012695 | 4.4369 | 0.056328 | Low | Low | High
HARTLEY 1101698 | 2239 |  |  |  |  | HARTLEY 1101698 | HARTLEY 1101 | HUMBOLDT | 6.3129 | 57.2881 | 69.42% | 1 | 7 | 61.15% | 0% | 0 | 0.027842 | 0.027842 | 2.0226 | 0.056312 | Medium | Medium | Low
VACAVILLE 1104CB | 2240 |  |  |  |  | VACAVILLE 1104CB | VACAVILLE 1104 | SACRAMENTO | 0.88859 | 38.1521 | 69.79% | 0 | 1 | 28.2% | 0% | 0 | 0.017694 | 0.017694 | 3.1813 | 0.056289 | Low | Low | High
OAKLAND K 1104468 | 2241 |  |  |  |  | OAKLAND K 1104468 | OAKLAND K 1104 | EAST BAY | 0.0028424 | 10 | 0% | 0 | 0 | 100% | 0% | 0 | 0.012695 | 0.012695 | 4.4321 | 0.056268 | Low | Low | High
FROGTOWN 170211212 | 2242 |  |  |  |  | FROGTOWN 170211212 | FROGTOWN 1702 | STOCKTON | 22.4074 | 27.4478 | 70.17% | 2 | 7 | 100% | 0% | 0 | 0.033949 | 0.033949 | 1.6518 | 0.056076 | Medium | Medium | Low
PIT NO 1 110170952 | 2243 |  |  |  |  | PIT NO 1 110170952 | PIT NO 1 1101 | NORTH VALLEY | 1.5383 | 10 | 71.41% | 1 | 1 | 89.97% | 0% | 0 | 0.024193 | 0.024193 | 2.3158 | 0.056027 | Medium | Medium | Medium
SAND CREEK 1103 | 2244 |  |  |  |  | SAND CREEK 1103 | SAND CREEK 1103 | FRESNO | 0.037983 | 10 | 100% | 0 | 0 | 100% | 0% | 0 | 0.028512 | 0.028512 | 1.9649 | 0.056022 | Medium | Medium | Low
UKIAH 111129452 | 2245 |  |  |  |  | UKIAH 111129452 | UKIAH 1111 | HUMBOLDT | 3.6752 | 77.2683 | 100% | 0 | 0 | 30.05% | 0% | 0 | 0.022547 | 0.022547 | 2.4814 | 0.055947 | Medium | Medium | Medium
ELK CREEK 110193504 | 2246 |  |  |  |  | ELK CREEK 110193504 | ELK CREEK 1101 | NORTH VALLEY | 2.2601 | 54.3949 | 100% | 0 | 0 | 90.07% | 0% | 0 | 0.034745 | 0.034745 | 1.6101 | 0.055942 | Medium | Medium | Low
SO. CAL. EDISON #3 1101CB | 2247 |  |  |  |  | SO. CAL. EDISON #3 1101CB | SO. CAL. EDISON #3 1101 | FRESNO | 6.4255 | 72.2284 | 15.88% | 0 | 1 | 100% | 34.58% | 0 | 0.038701 | 0.038701 | 1.4452 | 0.055932 | Medium | Medium | Low
FORT BRAGG A 11013100 | 2248 |  |  |  |  | FORT BRAGG A 11013100 | FORT BRAGG A 1101 | HUMBOLDT | 12.9058 | 10 | 7.343% | 8 | 11 | 88.01% | 0% | 0 | 0.021681 | 0.021681 | 2.5776 | 0.055885 | Low | Low | Medium
SAN LEANDRO U 1114MR218 | 2249 |  |  |  |  | SAN LEANDRO U 1114MR218 | SAN LEANDRO U 1114 | MISSION | 6.9334 | 10 | 55.46% | 3 | 0 | 61.53% | 0% | 0 | 0.01617 | 0.01617 | 3.4495 | 0.055778 | Low | Low | High
LUCERNE 11062355 | 2250 |  |  |  |  | LUCERNE 11062355 | LUCERNE 1106 | HUMBOLDT | 0.92313 | 10 | 100% | 1 | 0 | 88.59% | 0% | 0 | 0.02584 | 0.02584 | 2.1572 | 0.055742 | Medium | Medium | Low
EL CERRITO G 1113CB | 2251 |  |  |  |  | EL CERRITO G 1113CB | EL CERRITO G 1113 | EAST BAY | 0.20892 | 10 | 100% | 0 | 0 | 4.98% | 0% | 0 | 0.011198 | 0.011198 | 4.968 | 0.055631 | Low | Low | High
HAMILTON BRANCH 11012436 | 2252 |  |  |  |  | HAMILTON BRANCH 11012436 | HAMILTON BRANCH 1101 | NORTH VALLEY | 1.2668 | 10 | 100% | 0 | 1 | 100% | 0% | 0 | 0.029099 | 0.029099 | 1.9087 | 0.055542 | Medium | Medium | Low
RESERVATION ROAD 11023030 | 2253 |  |  |  |  | RESERVATION ROAD 11023030 | RESERVATION ROAD 1102 | CENTRAL COAST | 4.2831 | 56.4796 | 100% | 0 | 1 | 16.48% | 0% | 0 | 0.038229 | 0.038229 | 1.4511 | 0.055473 | Medium | Medium | Low
CORRAL 110213498 | 2254 |  |  |  |  | CORRAL 110213498 | CORRAL 1102 | STOCKTON | 0.99648 | 10 | 14.99% | 0 | 1 | 100% | 0% | 0 | 0.0167 | 0.0167 | 3.3092 | 0.055263 | Low | Low | High
OLETA 11011208 | 2255 |  |  |  |  | OLETA 11011208 | OLETA 1101 | STOCKTON | 32.4243 | 51.211 | 80.1% | 0 | 12 | 85.11% | 0% | 0 | 0.040132 | 0.040132 | 1.3763 | 0.055235 | Medium | Medium | Low
CEDAR CREEK 11011608 | 2256 |  |  |  |  | CEDAR CREEK 11011608 | CEDAR CREEK 1101 | NORTH VALLEY | 33.3899 | 31.7775 | 100% | 3 | 12 | 100% | 36.09% | 1 | 0.10917 | 0.10917 | 0.50558 | 0.055196 | High | High | Low
SISQUOC 1103M98 | 2257 |  |  |  |  | SISQUOC 1103M98 | SISQUOC 1103 | LOS PADRES | 6.4595 | 29.4274 | 100% | 0 | 1 | 65.51% | 60.21% | 1 | 0.060705 | 0.060705 | 0.90853 | 0.055153 | Medium | Medium | Low
SUNOL 1101MR297 | 2258 |  |  |  |  | SUNOL 1101MR297 | SUNOL 1101 | MISSION | 6.0465 | 17.8817 | 28.91% | 0 | 2 | 100% | 17.46% | 0 | 0.023322 | 0.023322 | 2.3616 | 0.055077 | Medium | Medium | Medium
BIG RIVER 1101CB | 2259 |  |  |  |  | BIG RIVER 1101CB | BIG RIVER 1101 | HUMBOLDT | 1.8594 | 10 | 0.4258% | 5 | 2 | 94.21% | 0% | 0 | 0.01527 | 0.01527 | 3.6 | 0.054971 | Low | Low | High
MORRO BAY 110248384 | 2260 |  |  |  |  | MORRO BAY 110248384 | MORRO BAY 1102 | LOS PADRES | 0.22159 | 10 | 0% | 1 | 1 | 100% | 0% | 0 | 0.013132 | 0.013132 | 4.1848 | 0.054953 | Low | Low | High
FORT BRAGG A 1102816 | 2261 |  |  |  |  | FORT BRAGG A 1102816 | FORT BRAGG A 1102 | HUMBOLDT | 2.5631 | 10 | 6.097% | 3 | 2 | 100% | 0% | 0 | 0.018806 | 0.018806 | 2.916 | 0.054838 | Low | Low | Medium
MORRO BAY 110298906 | 2262 |  |  |  |  | MORRO BAY 110298906 | MORRO BAY 1102 | LOS PADRES | 0.034162 | 10 | 0% | 0 | 0 | 100% | 0% | 0 | 0.012695 | 0.012695 | 4.3164 | 0.054798 | Low | Low | High
ARCATA 11211206 | 2263 |  |  |  |  | ARCATA 11211206 | ARCATA 1121 | HUMBOLDT | 6.629 | 50.041 | 6.756% | 12 | 6 | 42.25% | 0% | 0 | 0.022231 | 0.022231 | 2.4644 | 0.054786 | Medium | Medium | Medium
HOPLAND 110194006 | 2264 |  |  |  |  | HOPLAND 110194006 | HOPLAND 1101 | HUMBOLDT | 13.3558 | 51.6995 | 99.02% | 0 | 1 | 84.05% | 0% | 0 | 0.032603 | 0.032603 | 1.676 | 0.054643 | Medium | Medium | Low
BEAR VALLEY 21059480 | 2265 |  |  |  |  | BEAR VALLEY 21059480 | BEAR VALLEY 2105 | YOSEMITE | 12.4081 | 50.2702 | 94.93% | 2 | 0 | 100% | 0% | 0 | 0.041692 | 0.041692 | 1.3091 | 0.054581 | Medium | Medium | Low
PETALUMA C 1108632 | 2266 |  |  |  |  | PETALUMA C 1108632 | PETALUMA C 1108 | SONOMA | 14.7325 | 83.7221 | 19.94% | 0 | 2 | 100% | 0% | 0 | 0.033063 | 0.033063 | 1.6482 | 0.054496 | Medium | Medium | Low
OAKLAND J 1102CR184 | 2267 |  |  |  |  | OAKLAND J 1102CR184 | OAKLAND J 1102 | EAST BAY | 3.4622 | 10 | 2.127% | 3 | 2 | 100% | 0% | 0 | 0.01597 | 0.01597 | 3.4089 | 0.054442 | Low | Low | High
FORT SEWARD 11211663 | 2268 |  |  |  |  | FORT SEWARD 11211663 | FORT SEWARD 1121 | HUMBOLDT | 1.9431 | 10 | 100% | 1 | 4 | 100% | 0% | 0 | 0.03133 | 0.03133 | 1.7358 | 0.054383 | Medium | Medium | Low
WISE 1101CB | 2269 |  |  |  |  | WISE 1101CB | WISE 1101 | SIERRA | 5.8467 | 15.7551 | 45.1% | 2 | 5 | 65.21% | 0% | 0 | 0.01999 | 0.01999 | 2.7196 | 0.054364 | Low | Low | Medium
PHILO 110137222 | 2270 |  |  |  |  | PHILO 110137222 | PHILO 1101 | HUMBOLDT | 25.4322 | 53.3862 | 64.87% | 9 | 12 | 100% | 0% | 0 | 0.060092 | 0.060092 | 0.9025 | 0.054233 | Medium | Medium | Low
FROGTOWN 17028482 | 2271 |  |  |  |  | FROGTOWN 17028482 | FROGTOWN 1702 | STOCKTON | 14.6236 | 52.3445 | 57.04% | 0 | 2 | 100% | 0% | 0 | 0.027885 | 0.027885 | 1.9388 | 0.054064 | Medium | Medium | Low
SAN CARLOS 110475210 | 2272 |  |  |  |  | SAN CARLOS 110475210 | SAN CARLOS 1104 | PENINSULA | 0.38485 | 10 | 11.56% | 0 | 1 | 100% | 0% | 0 | 0.01424 | 0.01424 | 3.7871 | 0.053927 | Low | Low | High
CRESCENT MILLS 21012562 | 2273 |  |  |  |  | CRESCENT MILLS 21012562 | CRESCENT MILLS 2101 | NORTH VALLEY | 17.3839 | 76.7012 | 88.81% | 4 | 1 | 50.76% | 0% | 0 | 0.034993 | 0.034993 | 1.5371 | 0.053789 | Medium | Medium | Low
MORRO BAY 110242062 | 2274 |  |  |  |  | MORRO BAY 110242062 | MORRO BAY 1102 | LOS PADRES | 0.13997 | 10 | 0% | 0 | 0 | 100% | 0% | 0 | 0.012695 | 0.012695 | 4.236 | 0.053777 | Low | Low | High
CASTRO VALLEY 1101MR204 | 2275 |  |  |  |  | CASTRO VALLEY 1101MR204 | CASTRO VALLEY 1101 | MISSION | 2.1197 | 29.3697 | 13.12% | 0 | 1 | 73.48% | 0% | 0 | 0.012645 | 0.012645 | 4.251 | 0.053753 | Low | Low | High
OTTER 1101440 | 2276 |  |  |  |  | OTTER 1101440 | OTTER 1101 | CENTRAL COAST | 8.556 | 21.3917 | 0.8557% | 24 | 4 | 77.84% | 0% | 0 | 0.021414 | 0.021414 | 2.508 | 0.053708 | Low | Low | Medium
ANTLER 1101CB | 2277 |  |  |  |  | ANTLER 1101CB | ANTLER 1101 | NORTH VALLEY | 1.601 | 30.2969 | 97.79% | 1 | 1 | 100% | 0% | 0 | 0.042837 | 0.042837 | 1.2522 | 0.053641 | Medium | Medium | Low
WEIMAR 11012764 | 2278 |  |  |  |  | WEIMAR 11012764 | WEIMAR 1101 | SIERRA | 6.0658 | 10 | 51% | 1 | 6 | 100% | 0% | 0 | 0.028566 | 0.028566 | 1.8747 | 0.053554 | Medium | Medium | Low
LOS GATOS 1102CB | 2279 |  |  |  |  | LOS GATOS 1102CB | LOS GATOS 1102 | DE ANZA | 1.1034 | 10 | 59.61% | 1 | 4 | 18.46% | 0% | 0 | 0.013194 | 0.013194 | 4.0562 | 0.053517 | Low | Low | High
GARBERVILLE 11011604 | 2280 |  |  |  |  | GARBERVILLE 11011604 | GARBERVILLE 1101 | HUMBOLDT | 4.3333 | 50.687 | 100% | 0 | 3 | 25.13% | 0% | 0 | 0.024833 | 0.024833 | 2.1532 | 0.053469 | Medium | Medium | Low
SARATOGA 1115LC20 | 2281 |  |  |  |  | SARATOGA 1115LC20 | SARATOGA 1115 | DE ANZA | 2.7261 | 10 | 38.53% | 0 | 1 | 56.79% | 0% | 0 | 0.015057 | 0.015057 | 3.5487 | 0.053432 | Low | Low | High
TEMPLETON 2113A08 | 2282 |  |  |  |  | TEMPLETON 2113A08 | TEMPLETON 2113 | LOS PADRES | 9.9198 | 65.213 | 45.79% | 1 | 2 | 40.4% | 37.28% | 0 | 0.032324 | 0.032324 | 1.6527 | 0.053421 | Medium | Medium | Low
LUCERNE 11034200 | 2283 |  |  |  |  | LUCERNE 11034200 | LUCERNE 1103 | HUMBOLDT | 4.2514 | 45.4735 | 81.38% | 0 | 1 | 86.14% | 0% | 0 | 0.027721 | 0.027721 | 1.9269 | 0.053416 | Medium | Medium | Low
REDBUD 1101400 | 2284 |  |  |  |  | REDBUD 1101400 | REDBUD 1101 | HUMBOLDT | 1.0177 | 10 | 44.91% | 0 | 5 | 100% | 0% | 0 | 0.020268 | 0.020268 | 2.632 | 0.053346 | Low | Low | Medium
PEORIA 170169124 | 2285 |  |  |  |  | PEORIA 170169124 | PEORIA 1701 | YOSEMITE | 2.706 | 13.7023 | 100% | 0 | 2 | 100% | 0% | 0 | 0.039389 | 0.039389 | 1.3543 | 0.053345 | Medium | Medium | Low
FORT BRAGG A 110195294 | 2286 |  |  |  |  | FORT BRAGG A 110195294 | FORT BRAGG A 1101 | HUMBOLDT | 25.9363 | 28.0829 | 8.119% | 33 | 16 | 99.05% | 0% | 0 | 0.053875 | 0.053875 | 0.98845 | 0.053253 | Medium | Medium | Low
RIO DELL 11028852 | 2287 |  |  |  |  | RIO DELL 11028852 | RIO DELL 1102 | HUMBOLDT | 3.7546 | 61.6723 | 39.96% | 1 | 3 | 79.33% | 0% | 0 | 0.021849 | 0.021849 | 2.4325 | 0.053146 | Medium | Medium | Medium
NEWBURG 113190242 | 2288 |  |  |  |  | NEWBURG 113190242 | NEWBURG 1131 | HUMBOLDT | 3.4074 | 35.576 | 50.59% | 5 | 2 | 78.12% | 0% | 0 | 0.020383 | 0.020383 | 2.6054 | 0.053106 | Low | Low | Medium
VOLTA 110149742 | 2289 |  |  |  |  | VOLTA 110149742 | VOLTA 1101 | NORTH VALLEY | 3.4776 | 49.9174 | 84.98% | 0 | 1 | 100% | 0% | 0 | 0.038241 | 0.038241 | 1.3857 | 0.05299 | Medium | Medium | Low
HIGGINS 111051794 | 2290 |  |  |  |  | HIGGINS 111051794 | HIGGINS 1110 | SIERRA | 3.8902 | 22.6443 | 10.14% | 0 | 1 | 100% | 0% | 0 | 0.017481 | 0.017481 | 3.0277 | 0.052927 | Low | Low | Medium
HIGGINS 11041006 | 2291 |  |  |  |  | HIGGINS 11041006 | HIGGINS 1104 | SIERRA | 9.9734 | 10.2486 | 72.09% | 2 | 7 | 49.68% | 0% | 0 | 0.016495 | 0.016495 | 3.2059 | 0.052881 | Low | Low | High
FORT BRAGG A 11013113 | 2292 | 2019 | 31334291 | 0.36 |  | FORT BRAGG A 11013113 | FORT BRAGG A 1101 | HUMBOLDT | 10.0167 | 23.3659 | 35.03% | 10 | 7 | 100% | 0% | 0 | 0.031469 | 0.031469 | 1.6795 | 0.052853 | Medium | Medium | Low
WEIMAR 1101 | 2293 |  |  |  |  | WEIMAR 1101 | WEIMAR 1101 | SIERRA | 0.067365 | 10 | 100% | 0 | 0 | 100% | 0% | 0 | 0.028512 | 0.028512 | 1.8525 | 0.052817 | Medium | Medium | Low
PHILO 1102928 | 2294 |  |  |  |  | PHILO 1102928 | PHILO 1102 | HUMBOLDT | 13.0575 | 61.4578 | 77.17% | 8 | 4 | 85.6% | 0% | 0 | 0.058135 | 0.058135 | 0.90846 | 0.052813 | Medium | Medium | Low
LOS GATOS 110160052 | 2295 |  |  |  |  | LOS GATOS 110160052 | LOS GATOS 1101 | DE ANZA | 1.8727 | 10 | 24.39% | 0 | 1 | 100% | 0% | 0 | 0.015806 | 0.015806 | 3.3394 | 0.052781 | Low | Low | High
SHINGLE SPRINGS 210819622 | 2296 |  |  |  |  | SHINGLE SPRINGS 210819622 | SHINGLE SPRINGS 2108 | SIERRA | 4.5627 | 12.9837 | 69.35% | 2 | 3 | 39.08% | 0% | 0 | 0.015541 | 0.015541 | 3.3954 | 0.052766 | Low | Low | High
SAN RAFAEL 11042651 | 2297 |  |  |  |  | SAN RAFAEL 11042651 | SAN RAFAEL 1104 | NORTH BAY | 0.79099 | 10 | 0% | 1 | 1 | 96.62% | 0% | 0 | 0.0127 | 0.0127 | 4.1495 | 0.0527 | Low | Low | High
PERRY 1101V72 | 2298 |  |  |  |  | PERRY 1101V72 | PERRY 1101 | LOS PADRES | 5.7537 | 10 | 2.358% | 4 | 2 | 65.46% | 0% | 0 | 0.013146 | 0.013146 | 4.0035 | 0.052631 | Low | Low | High
HIGHLANDS 11034630 | 2299 |  |  |  |  | HIGHLANDS 11034630 | HIGHLANDS 1103 | HUMBOLDT | 1.4567 | 24.8899 | 80.52% | 0 | 2 | 42.07% | 0% | 0 | 0.015892 | 0.015892 | 3.3089 | 0.052584 | Low | Low | High
HOLLISTER 21044403 | 2300 |  |  |  |  | HOLLISTER 21044403 | HOLLISTER 2104 | CENTRAL COAST | 5.3706 | 82.3816 | 100% | 0 | 0 | 28.45% | 0% | 0 | 0.022969 | 0.022969 | 2.2884 | 0.052563 | Medium | Medium | Medium
BIG RIVER 1101954 | 2301 |  |  |  |  | BIG RIVER 1101954 | BIG RIVER 1101 | HUMBOLDT | 7.7476 | 11.9193 | 13.02% | 4 | 10 | 95.19% | 0% | 0 | 0.020135 | 0.020135 | 2.6074 | 0.0525 | Low | Low | Medium
EDENVALE 2107D80 | 2302 |  |  |  |  | EDENVALE 2107D80 | EDENVALE 2107 | SAN JOSE | 0.032033 | 71.8938 | 0% | 0 | 0 | 100% | 0% | 0 | 0.019259 | 0.019259 | 2.7189 | 0.052363 | Low | Low | Medium
CLAY 11037124 | 2303 |  |  |  |  | CLAY 11037124 | CLAY 1103 | STOCKTON | 8.9452 | 50.0578 | 97.24% | 0 | 1 | 27.91% | 0% | 0 | 0.020936 | 0.020936 | 2.4969 | 0.052275 | Low | Low | Medium
SAN JOAQUIN #2 1103157026 | 2304 |  |  |  |  | SAN JOAQUIN #2 1103157026 | SAN JOAQUIN #2 1103 | YOSEMITE | 3.2012 | 10 | 100% | 2 | 9 | 100% | 0% | 0 | 0.039941 | 0.039941 | 1.3059 | 0.052157 | Medium | Medium | Low
AUBURN 11028611 | 2305 |  |  |  |  | AUBURN 11028611 | AUBURN 1102 | SIERRA | 1.8383 | 10 | 16.6% | 1 | 2 | 100% | 0% | 0 | 0.017498 | 0.017498 | 2.9798 | 0.05214 | Low | Low | Medium
CALAVERAS CEMENT 1101 | 2306 |  |  |  |  | CALAVERAS CEMENT 1101 | CALAVERAS CEMENT 1101 | STOCKTON | 0.0029886 | 10 | 100% | 0 | 0 | 100% | 0% | 0 | 0.028512 | 0.028512 | 1.8278 | 0.052113 | Medium | Medium | Low
CALAVERAS CEMENT 110111236 | 2307 |  |  |  |  | CALAVERAS CEMENT 110111236 | CALAVERAS CEMENT 1101 | STOCKTON | 20.1179 | 16.0826 | 47.9% | 0 | 4 | 100% | 0% | 0 | 0.027497 | 0.027497 | 1.8952 | 0.052111 | Medium | Medium | Low
TASSAJARA 2104 | 2308 |  |  |  |  | TASSAJARA 2104 | TASSAJARA 2104 | DIABLO | 0.070201 | 10 | 0% | 0 | 0 | 100% | 0% | 0 | 0.012695 | 0.012695 | 4.0947 | 0.051984 | Low | Low | High
POINT ARENA 110183354 | 2309 |  |  |  |  | POINT ARENA 110183354 | POINT ARENA 1101 | HUMBOLDT | 5.1346 | 37.1787 | 0% | 2 | 5 | 100% | 0% | 0 | 0.025688 | 0.025688 | 2.0227 | 0.051961 | Medium | Medium | Low
DESCHUTES 11041370 | 2310 |  |  |  |  | DESCHUTES 11041370 | DESCHUTES 1104 | NORTH VALLEY | 12.2362 | 19.7367 | 98.52% | 1 | 1 | 55.17% | 0% | 0 | 0.022854 | 0.022854 | 2.271 | 0.051901 | Medium | Medium | Medium
POSO MOUNTAIN 21012181 | 2311 |  |  |  |  | POSO MOUNTAIN 21012181 | POSO MOUNTAIN 2101 | KERN | 17.1051 | 10 | 29.81% | 0 | 0 | 71.06% | 0% | 0 | 0.023433 | 0.023433 | 2.214 | 0.051879 | Medium | Medium | Low
SALT SPRINGS 21011232 | 2312 |  |  |  |  | SALT SPRINGS 21011232 | SALT SPRINGS 2101 | STOCKTON | 6.1779 | 10 | 100% | 4 | 2 | 68.77% | 0% | 0 | 0.064284 | 0.064284 | 0.80663 | 0.051853 | High | High | Low
ALTO 112265474 | 2313 |  |  |  |  | ALTO 112265474 | ALTO 1122 | NORTH BAY | 2.1481 | 10 | 21.89% | 2 | 1 | 58.84% | 6.137% | 0 | 0.013328 | 0.013328 | 3.89 | 0.051845 | Low | Low | High
PERRY 1101W52 | 2314 |  |  |  |  | PERRY 1101W52 | PERRY 1101 | LOS PADRES | 2.9028 | 10 | 12.36% | 3 | 2 | 69.83% | 0% | 0 | 0.014698 | 0.014698 | 3.5249 | 0.051807 | Low | Low | High
PENRYN 11072410 | 2315 |  |  |  |  | PENRYN 11072410 | PENRYN 1107 | SIERRA | 2.4145 | 10 | 87.13% | 0 | 1 | 32.14% | 0% | 0 | 0.015364 | 0.015364 | 3.3713 | 0.051797 | Low | Low | High
TIDEWATER 210614072 | 2316 |  |  |  |  | TIDEWATER 210614072 | TIDEWATER 2106 | DIABLO | 3.6661 | 10 | 16.78% | 0 | 0 | 95.56% | 0% | 0 | 0.013929 | 0.013929 | 3.718 | 0.051789 | Low | Low | High
PEORIA 170190090 | 2317 |  |  |  |  | PEORIA 170190090 | PEORIA 1701 | YOSEMITE | 29.5241 | 42.6688 | 45.08% | 1 | 8 | 98.45% | 0% | 0 | 0.050945 | 0.050945 | 1.0149 | 0.051705 | Medium | Medium | Low
COARSEGOLD 2102CB | 2318 |  |  |  |  | COARSEGOLD 2102CB | COARSEGOLD 2102 | YOSEMITE | 14.0621 | 38.5067 | 44.35% | 2 | 1 | 100% | 4.748% | 0 | 0.028352 | 0.028352 | 1.8189 | 0.051569 | Medium | Medium | Low
PERRY 110185870 | 2319 |  |  |  |  | PERRY 110185870 | PERRY 1101 | LOS PADRES | 13.2734 | 34.8685 | 24.59% | 0 | 0 | 72.93% | 0% | 0 | 0.018257 | 0.018257 | 2.8229 | 0.051539 | Low | Low | Medium
PEORIA 170510580 | 2320 |  |  |  |  | PEORIA 170510580 | PEORIA 1705 | YOSEMITE | 6.4351 | 24.7232 | 93.54% | 1 | 4 | 54.9% | 0% | 0 | 0.021125 | 0.021125 | 2.4388 | 0.051522 | Low | Low | Medium
WALDO 0402CB | 2321 |  |  |  |  | WALDO 0402CB | WALDO 0402 | EAST BAY | 3.0716 | 10 | 16.14% | 2 | 4 | 59.8% | 0% | 0 | 0.010847 | 0.010847 | 4.7456 | 0.051476 | Low | Low | High
PEORIA 170184318 | 2322 |  |  |  |  | PEORIA 170184318 | PEORIA 1701 | YOSEMITE | 9.9103 | 10 | 99.97% | 1 | 8 | 100% | 0% | 0 | 0.049883 | 0.049883 | 1.0313 | 0.051441 | Medium | Medium | Low
MENDOCINO 110131322 | 2323 |  |  |  |  | MENDOCINO 110131322 | MENDOCINO 1101 | HUMBOLDT | 4.4175 | 35.3153 | 77.6% | 2 | 7 | 15.42% | 0% | 0 | 0.01894 | 0.01894 | 2.7133 | 0.05139 | Low | Low | Medium
HOOPA 110137202 | 2324 |  |  |  |  | HOOPA 110137202 | HOOPA 1101 | HUMBOLDT | 23.7883 | 81.2571 | 100% | 8 | 3 | 82.1% | 0% | 0 | 0.045151 | 0.045151 | 1.1358 | 0.051283 | Medium | Medium | Low
HOLLISTER 21064004 | 2325 |  |  |  |  | HOLLISTER 21064004 | HOLLISTER 2106 | CENTRAL COAST | 7.4093 | 64.8641 | 59.97% | 2 | 1 | 36.51% | 0% | 0 | 0.019101 | 0.019101 | 2.6827 | 0.051242 | Low | Low | Medium
RACETRACK 17032553 | 2326 |  |  |  |  | RACETRACK 17032553 | RACETRACK 1703 | YOSEMITE | 1.2971 | 10 | 100% | 0 | 1 | 52.29% | 0% | 0 | 0.018242 | 0.018242 | 2.8066 | 0.051198 | Low | Low | Medium
SOLEDAD 21027048 | 2327 |  |  |  |  | SOLEDAD 21027048 | SOLEDAD 2102 | CENTRAL COAST | 16.945 | 59.8739 | 88.98% | 0 | 0 | 48.94% | 0% | 0 | 0.022097 | 0.022097 | 2.316 | 0.051176 | Medium | Medium | Medium
UKIAH 1115CB | 2328 |  |  |  |  | UKIAH 1115CB | UKIAH 1115 | HUMBOLDT | 4.3061 | 10 | 64.92% | 0 | 1 | 67.93% | 0% | 0 | 0.018255 | 0.018255 | 2.8014 | 0.051141 | Low | Low | Medium
PIT NO 1 11013312 | 2329 |  |  |  |  | PIT NO 1 11013312 | PIT NO 1 1101 | NORTH VALLEY | 7.449 | 11.3541 | 100% | 0 | 1 | 82.66% | 0% | 0 | 0.032143 | 0.032143 | 1.5906 | 0.051127 | Medium | Medium | Low
CAL WATER 1102920714 | 2330 |  |  |  |  | CAL WATER 1102920714 | CAL WATER 1102 | KERN | 2.9688 | 76.5947 | 100% | 0 | 0 | 34.42% | 0% | 0 | 0.023426 | 0.023426 | 2.1754 | 0.05096 | Medium | Medium | Low
BIG RIVER 11012183 | 2331 |  |  |  |  | BIG RIVER 11012183 | BIG RIVER 1101 | HUMBOLDT | 2.6396 | 37.6233 | 33.84% | 1 | 4 | 100% | 0% | 0 | 0.022133 | 0.022133 | 2.3018 | 0.050945 | Medium | Medium | Medium
PURISIMA 1101Y80 | 2332 |  |  |  |  | PURISIMA 1101Y80 | PURISIMA 1101 | LOS PADRES | 1.0399 | 27.8619 | 91.46% | 0 | 0 | 17.5% | 0% | 0 | 0.01334 | 0.01334 | 3.819 | 0.050944 | Low | Low | High
COTATI 110361736 | 2333 |  |  |  |  | COTATI 110361736 | COTATI 1103 | SONOMA | 9.9372 | 78.8786 | 12.09% | 0 | 11 | 59.74% | 0% | 0 | 0.02142 | 0.02142 | 2.3776 | 0.050928 | Low | Low | Medium
MC KEE 1107XR010 | 2334 |  |  |  |  | MC KEE 1107XR010 | MC KEE 1107 | SAN JOSE | 2.6945 | 34.7956 | 81.62% | 0 | 0 | 19.75% | 0% | 0 | 0.013193 | 0.013193 | 3.8599 | 0.050922 | Low | Low | High
SAN JUSTO 110136902 | 2335 |  |  |  |  | SAN JUSTO 110136902 | SAN JUSTO 1101 | CENTRAL COAST | 12.1218 | 14.481 | 44.84% | 5 | 5 | 82.09% | 0% | 0 | 0.024262 | 0.024262 | 2.0985 | 0.050914 | Medium | Medium | Low
LUCERNE 110693293 | 2336 |  |  |  |  | LUCERNE 110693293 | LUCERNE 1106 | HUMBOLDT | 0.10086 | 10 | 100% | 0 | 0 | 83.34% | 0% | 0 | 0.024233 | 0.024233 | 2.1005 | 0.050903 | Medium | Medium | Low
BERKELEY F 1105BR166 | 2337 |  |  |  |  | BERKELEY F 1105BR166 | BERKELEY F 1105 | EAST BAY | 0.038193 | 10 | 0% | 0 | 0 | 100% | 0% | 0 | 0.012695 | 0.012695 | 4.0059 | 0.050857 | Low | Low | High
ALTO 11201214 | 2338 |  |  |  |  | ALTO 11201214 | ALTO 1120 | NORTH BAY | 2.1973 | 49.1379 | 3.101% | 3 | 5 | 48.69% | 0% | 0 | 0.017477 | 0.017477 | 2.904 | 0.050753 | Low | Low | Medium
HALSEY 11025739 | 2339 |  |  |  |  | HALSEY 11025739 | HALSEY 1102 | SIERRA | 6.6683 | 10 | 67.05% | 2 | 3 | 100% | 0% | 0 | 0.027187 | 0.027187 | 1.8652 | 0.050708 | Medium | Medium | Low
EL CERRITO G 1105BR164 | 2340 |  |  |  |  | EL CERRITO G 1105BR164 | EL CERRITO G 1105 | EAST BAY | 0.056936 | 10 | 0% | 0 | 0 | 100% | 0% | 0 | 0.012695 | 0.012695 | 3.9936 | 0.0507 | Low | Low | High
ZACA 1101Y72 | 2341 |  |  |  |  | ZACA 1101Y72 | ZACA 1101 | LOS PADRES | 6.264 | 51.6717 | 31.17% | 0 | 0 | 97.2% | 23.49% | 0 | 0.039557 | 0.039557 | 1.2802 | 0.050641 | Medium | Medium | Low
FORT ROSS 1121CB | 2342 |  |  |  |  | FORT ROSS 1121CB | FORT ROSS 1121 | SONOMA | 13.6368 | 88.1189 | 22.5% | 13 | 2 | 100% | 0% | 0 | 0.036054 | 0.036054 | 1.4046 | 0.050641 | Medium | Medium | Low
SAN RAMON 21077742 | 2343 |  |  |  |  | SAN RAMON 21077742 | SAN RAMON 2107 | MISSION | 0.0028424 | 10 | 0% | 0 | 0 | 100% | 0% | 0 | 0.012695 | 0.012695 | 3.9835 | 0.050572 | Low | Low | High
HOLLISTER 2102855412 | 2344 |  |  |  |  | HOLLISTER 2102855412 | HOLLISTER 2102 | CENTRAL COAST | 25.5091 | 59.8315 | 42.36% | 0 | 0 | 81.28% | 0% | 0 | 0.020819 | 0.020819 | 2.4248 | 0.050482 | Low | Low | Medium
DIAMOND SPRINGS 110699658 | 2345 |  |  |  |  | DIAMOND SPRINGS 110699658 | DIAMOND SPRINGS 1106 | SIERRA | 5.0702 | 10 | 100% | 3 | 3 | 39.71% | 0% | 0 | 0.019909 | 0.019909 | 2.5296 | 0.050364 | Low | Low | Medium
MARTELL 110368192 | 2346 |  |  |  |  | MARTELL 110368192 | MARTELL 1103 | STOCKTON | 2.6279 | 35.8454 | 65.85% | 0 | 2 | 40.93% | 0% | 0 | 0.017124 | 0.017124 | 2.9408 | 0.05036 | Low | Low | Medium
CASTRO VALLEY 1101MR359 | 2347 |  |  |  |  | CASTRO VALLEY 1101MR359 | CASTRO VALLEY 1101 | MISSION | 0.81851 | 10 | 96.11% | 0 | 0 | 9.323% | 0% | 0 | 0.011325 | 0.011325 | 4.4348 | 0.050223 | Low | Low | High
DUNLAP 11027060 | 2348 |  |  |  |  | DUNLAP 11027060 | DUNLAP 1102 | FRESNO | 17.8164 | 21.4268 | 100% | 3 | 11 | 100% | 0% | 0 | 0.045381 | 0.045381 | 1.1057 | 0.050176 | Medium | Medium | Low
JOLON 11027068 | 2349 |  |  |  |  | JOLON 11027068 | JOLON 1102 | CENTRAL COAST | 3.8301 | 72.2303 | 100% | 0 | 0 | 100% | 0% | 0 | 0.042992 | 0.042992 | 1.1665 | 0.05015 | Medium | Medium | Low
TULUCAY 1101628 | 2350 |  |  |  |  | TULUCAY 1101628 | TULUCAY 1101 | NORTH BAY | 4.4167 | 65.2777 | 26.9% | 0 | 1 | 50.38% | 0% | 0 | 0.014345 | 0.014345 | 3.4912 | 0.050083 | Low | Low | High
FROGTOWN 170232556 | 2351 |  |  |  |  | FROGTOWN 170232556 | FROGTOWN 1702 | STOCKTON | 4.3373 | 25.6533 | 79.39% | 0 | 0 | 69.35% | 0% | 0 | 0.025794 | 0.025794 | 1.9369 | 0.049959 | Medium | Medium | Low
LAURELES 11112028 | 2352 |  |  |  |  | LAURELES 11112028 | LAURELES 1111 | CENTRAL COAST | 8.3353 | 36.2004 | 23.71% | 6 | 1 | 95.28% | 0% | 0 | 0.019345 | 0.019345 | 2.5818 | 0.049946 | Low | Low | Medium
PERRY 1101W26 | 2353 |  |  |  |  | PERRY 1101W26 | PERRY 1101 | LOS PADRES | 2.7324 | 25.8267 | 23.85% | 3 | 0 | 100% | 0% | 0 | 0.017829 | 0.017829 | 2.8 | 0.049922 | Low | Low | Medium
HALF MOON BAY 11036018 | 2354 |  |  |  |  | HALF MOON BAY 11036018 | HALF MOON BAY 1103 | PENINSULA | 14.4915 | 43.0242 | 18.48% | 5 | 3 | 79.35% | 0% | 0 | 0.022185 | 0.022185 | 2.2501 | 0.049917 | Medium | Medium | Medium
PALMER 1101M84 | 2355 |  |  |  |  | PALMER 1101M84 | PALMER 1101 | LOS PADRES | 19.4244 | 65.3938 | 31.64% | 0 | 6 | 79.33% | 0% | 0 | 0.042007 | 0.042007 | 1.1845 | 0.049756 | Medium | Medium | Low
ROB ROY 21045304 | 2356 |  |  |  |  | ROB ROY 21045304 | ROB ROY 2104 | CENTRAL COAST | 2.975 | 10 | 39.67% | 0 | 0 | 59.8% | 0% | 0 | 0.015337 | 0.015337 | 3.2417 | 0.049718 | Low | Low | High
MARTELL 1101CB | 2357 | 2019 | 35024926 | 0.13 |  | MARTELL 1101CB | MARTELL 1101 | STOCKTON | 6.3498 | 10 | 65.48% | 1 | 2 | 48.33% | 0% | 0 | 0.01783 | 0.01783 | 2.7857 | 0.049671 | Low | Low | Medium
WYANDOTTE 110737472 | 2358 |  |  |  |  | WYANDOTTE 110737472 | WYANDOTTE 1107 | NORTH VALLEY | 6.2847 | 13.7184 | 63.51% | 2 | 3 | 42.06% | 0% | 0 | 0.013447 | 0.013447 | 3.6893 | 0.049612 | Low | Low | High
LLAGAS 2101XR586 | 2359 |  |  |  |  | LLAGAS 2101XR586 | LLAGAS 2101 | SAN JOSE | 4.744 | 52.8351 | 95.8% | 0 | 1 | 35.43% | 0% | 0 | 0.019912 | 0.019912 | 2.4913 | 0.049608 | Low | Low | Medium
ELK CREEK 11012212 | 2360 |  |  |  |  | ELK CREEK 11012212 | ELK CREEK 1101 | NORTH VALLEY | 10.0272 | 85.6358 | 100% | 0 | 1 | 29.79% | 0% | 0 | 0.02765 | 0.02765 | 1.7915 | 0.049534 | Medium | Medium | Low
SUNOL 110148180 | 2361 |  |  |  |  | SUNOL 110148180 | SUNOL 1101 | MISSION | 0.015663 | 10 | 100% | 0 | 0 | 100% | 0% | 0 | 0.028512 | 0.028512 | 1.7365 | 0.049509 | Medium | Medium | Low
WYANDOTTE 11095607 | 2362 |  |  |  |  | WYANDOTTE 11095607 | WYANDOTTE 1109 | NORTH VALLEY | 3.9588 | 10 | 93.75% | 0 | 0 | 59.06% | 0% | 0 | 0.018157 | 0.018157 | 2.7246 | 0.049471 | Low | Low | Medium
POSO MOUNTAIN 2103CB | 2363 |  |  |  |  | POSO MOUNTAIN 2103CB | POSO MOUNTAIN 2103 | KERN | 2.3192 | 10 | 26.74% | 0 | 0 | 100% | 0% | 0 | 0.017995 | 0.017995 | 2.7452 | 0.0494 | Low | Low | Medium
FRANKLIN 1104P146 | 2364 |  |  |  |  | FRANKLIN 1104P146 | FRANKLIN 1104 | EAST BAY | 1.1753 | 10 | 98.96% | 0 | 2 | 31.88% | 0% | 0 | 0.015101 | 0.015101 | 3.2686 | 0.049359 | Low | Low | High
ANDERSON 1101CB | 2365 |  |  |  |  | ANDERSON 1101CB | ANDERSON 1101 | NORTH VALLEY | 1.7524 | 42.6703 | 99.35% | 0 | 2 | 19.42% | 0% | 0 | 0.016693 | 0.016693 | 2.9503 | 0.049249 | Low | Low | Medium
LINCOLN 11012310 | 2366 |  |  |  |  | LINCOLN 11012310 | LINCOLN 1101 | SIERRA | 10.0776 | 10 | 72.42% | 0 | 6 | 56.39% | 0% | 0 | 0.016835 | 0.016835 | 2.9232 | 0.049213 | Low | Low | Medium
ELK CREEK 11012002 | 2367 |  |  |  |  | ELK CREEK 11012002 | ELK CREEK 1101 | NORTH VALLEY | 17.647 | 82.0427 | 100% | 0 | 0 | 58.67% | 0% | 0 | 0.045253 | 0.045253 | 1.0865 | 0.049167 | Medium | Medium | Low
RALSTON 1102CB | 2368 |  |  |  |  | RALSTON 1102CB | RALSTON 1102 | PENINSULA | 1.0812 | 10 | 71.25% | 0 | 0 | 25.36% | 0% | 0 | 0.014111 | 0.014111 | 3.4704 | 0.04897 | Low | Low | High
CALAVERAS CEMENT 1101CB | 2369 |  |  |  |  | CALAVERAS CEMENT 1101CB | CALAVERAS CEMENT 1101 | STOCKTON | 11.1338 | 14.2948 | 43.85% | 0 | 4 | 60.61% | 0% | 0 | 0.02038 | 0.02038 | 2.3984 | 0.048881 | Low | Low | Medium
GUALALA 1111498 | 2370 |  |  |  |  | GUALALA 1111498 | GUALALA 1111 | HUMBOLDT | 2.9971 | 32.4304 | 1.089% | 0 | 12 | 100% | 0% | 0 | 0.024787 | 0.024787 | 1.9715 | 0.048867 | Medium | Medium | Low
ELECTRA 11024756 | 2371 |  |  |  |  | ELECTRA 11024756 | ELECTRA 1102 | STOCKTON | 8.9008 | 26.6489 | 52.03% | 0 | 4 | 75.65% | 0% | 0 | 0.018513 | 0.018513 | 2.637 | 0.048818 | Low | Low | Medium
JESSUP 11013383 | 2372 |  |  |  |  | JESSUP 11013383 | JESSUP 1101 | NORTH VALLEY | 1.283 | 10 | 88.48% | 0 | 0 | 68.06% | 0% | 0 | 0.021667 | 0.021667 | 2.2493 | 0.048737 | Low | Low | Medium
ANTLER 11011378 | 2373 |  |  |  |  | ANTLER 11011378 | ANTLER 1101 | NORTH VALLEY | 23.3437 | 22.2502 | 87.11% | 6 | 14 | 92.94% | 12.19% | 1 | 0.058255 | 0.058255 | 0.83529 | 0.04866 | Medium | Medium | Low
CABRILLO 1104CB | 2374 |  |  |  |  | CABRILLO 1104CB | CABRILLO 1104 | LOS PADRES | 4.9085 | 16.6076 | 47.38% | 0 | 1 | 28.73% | 0% | 0 | 0.012822 | 0.012822 | 3.7934 | 0.048641 | Low | Low | High
CLOVERDALE 1102262 | 2375 |  |  |  |  | CLOVERDALE 1102262 | CLOVERDALE 1102 | SONOMA | 1.062 | 28.5735 | 25.58% | 2 | 0 | 19.75% | 47.85% | 0 | 0.020231 | 0.020231 | 2.3861 | 0.048274 | Low | Low | Medium
HOLLYWOOD 0401CB | 2376 |  |  |  |  | HOLLYWOOD 0401CB | HOLLYWOOD 0401 | EAST BAY | 2.9599 | 10 | 0% | 0 | 1 | 55.84% | 0% | 0 | 0.010899 | 0.010899 | 4.4177 | 0.048147 | Low | Low | High
DESCHUTES 11041582 | 2377 |  |  |  |  | DESCHUTES 11041582 | DESCHUTES 1104 | NORTH VALLEY | 6.3252 | 21.3729 | 99.66% | 0 | 1 | 41.84% | 0% | 0 | 0.020198 | 0.020198 | 2.3806 | 0.048084 | Low | Low | Medium
GIRVAN 110280726 | 2378 |  |  |  |  | GIRVAN 110280726 | GIRVAN 1102 | NORTH VALLEY | 5.9722 | 10 | 96.6% | 0 | 5 | 31.79% | 0% | 0 | 0.017957 | 0.017957 | 2.6748 | 0.048032 | Low | Low | Medium
PANORAMA 11021632 | 2379 |  |  |  |  | PANORAMA 11021632 | PANORAMA 1102 | NORTH VALLEY | 8.5492 | 81.3182 | 43.52% | 0 | 3 | 100% | 0% | 0 | 0.040056 | 0.040056 | 1.1987 | 0.048014 | Medium | Medium | Low
SAN RAFAEL 1109CB | 2380 |  |  |  |  | SAN RAFAEL 1109CB | SAN RAFAEL 1109 | NORTH BAY | 0.026389 | 10 | 100% | 0 | 0 | 0.5374% | 0% | 0 | 0.013951 | 0.013951 | 3.4403 | 0.047995 | Low | Low | High
PEORIA 17019250 | 2381 |  |  |  |  | PEORIA 17019250 | PEORIA 1701 | YOSEMITE | 8.3271 | 28.832 | 87.97% | 0 | 3 | 100% | 0% | 0 | 0.035488 | 0.035488 | 1.35 | 0.047908 | Medium | Medium | Low
STAFFORD 1101CB | 2382 |  |  |  |  | STAFFORD 1101CB | STAFFORD 1101 | NORTH BAY | 2.6576 | 10 | 64.37% | 5 | 3 | 21.89% | 0% | 0 | 0.016699 | 0.016699 | 2.8654 | 0.047849 | Low | Low | Medium
HOPLAND 1101768 | 2383 |  |  |  |  | HOPLAND 1101768 | HOPLAND 1101 | HUMBOLDT | 16.1128 | 49.9055 | 90.85% | 1 | 4 | 80.79% | 0% | 0 | 0.03582 | 0.03582 | 1.3347 | 0.047808 | Medium | Medium | Low
HALSEY 11015731 | 2384 |  |  |  |  | HALSEY 11015731 | HALSEY 1101 | SIERRA | 3.1252 | 10 | 52.17% | 0 | 1 | 100% | 0% | 0 | 0.019797 | 0.019797 | 2.4133 | 0.047777 | Low | Low | Medium
PEORIA 170413490 | 2385 |  |  |  |  | PEORIA 170413490 | PEORIA 1704 | YOSEMITE | 4.0441 | 23.9004 | 44.53% | 0 | 0 | 76.49% | 0% | 0 | 0.018107 | 0.018107 | 2.6351 | 0.047714 | Low | Low | Medium
OAKLAND J 1105CR256 | 2386 |  |  |  |  | OAKLAND J 1105CR256 | OAKLAND J 1105 | EAST BAY | 1.5352 | 10 | 0.8551% | 1 | 0 | 83.22% | 0% | 0 | 0.014281 | 0.014281 | 3.3396 | 0.047692 | Low | Low | High
CABRILLO 1103Y10 | 2387 |  |  |  |  | CABRILLO 1103Y10 | CABRILLO 1103 | LOS PADRES | 4.0955 | 68.6545 | 11.89% | 0 | 1 | 43.98% | 0% | 0 | 0.012191 | 0.012191 | 3.9107 | 0.047675 | Low | Low | High
STAFFORD 11011298 | 2388 |  |  |  |  | STAFFORD 11011298 | STAFFORD 1101 | NORTH BAY | 2.4249 | 10 | 52.95% | 1 | 0 | 36.21% | 0% | 0 | 0.015641 | 0.015641 | 3.0475 | 0.047666 | Low | Low | Medium
HICKS 2101XR162 | 2389 |  |  |  |  | HICKS 2101XR162 | HICKS 2101 | SAN JOSE | 2.3563 | 22.9213 | 92.08% | 0 | 3 | 24.69% | 0% | 0 | 0.014813 | 0.014813 | 3.2145 | 0.047617 | Low | Low | High
TASSAJARA 2103CB | 2390 |  |  |  |  | TASSAJARA 2103CB | TASSAJARA 2103 | DIABLO | 1.7119 | 10 | 14.73% | 0 | 4 | 9.614% | 35.07% | 0 | 0.011177 | 0.011177 | 4.2565 | 0.047577 | Low | Low | High
REEDLEY 1104274990 | 2391 |  |  |  |  | REEDLEY 1104274990 | REEDLEY 1104 | FRESNO | 1.6643 | 56.3701 | 98.08% | 0 | 0 | 3.167% | 0% | 0 | 0.014809 | 0.014809 | 3.2104 | 0.047544 | Low | Low | High
MARIPOSA 210197142 | 2392 |  |  |  |  | MARIPOSA 210197142 | MARIPOSA 2101 | YOSEMITE | 4.6012 | 28.8872 | 53.68% | 0 | 6 | 100% | 0% | 0 | 0.025194 | 0.025194 | 1.8808 | 0.047384 | Medium | Medium | Low
GARBERVILLE 1103CB | 2393 |  |  |  |  | GARBERVILLE 1103CB | GARBERVILLE 1103 | HUMBOLDT | 1.3711 | 26.7284 | 20.19% | 10 | 1 | 61.39% | 0% | 0 | 0.017309 | 0.017309 | 2.7282 | 0.04722 | Low | Low | Medium
NOVATO 110455398 | 2394 |  |  |  |  | NOVATO 110455398 | NOVATO 1104 | NORTH BAY | 2.9149 | 74.0149 | 52.93% | 0 | 1 | 25.83% | 0% | 0 | 0.016828 | 0.016828 | 2.8041 | 0.047187 | Low | Low | Medium
GUALALA 1112CB | 2395 |  |  |  |  | GUALALA 1112CB | GUALALA 1112 | HUMBOLDT | 2.0288 | 40.2405 | 4.36% | 2 | 4 | 94.33% | 0% | 0 | 0.028665 | 0.028665 | 1.6458 | 0.047177 | Medium | Medium | Low
MONTICELLO 1101CB | 2396 |  |  |  |  | MONTICELLO 1101CB | MONTICELLO 1101 | NORTH BAY | 0.56293 | 10 | 41.7% | 0 | 0 | 100% | 0% | 0 | 0.020311 | 0.020311 | 2.3219 | 0.047161 | Low | Low | Medium
SNEATH LANE 110796530 | 2397 |  |  |  |  | SNEATH LANE 110796530 | SNEATH LANE 1107 | PENINSULA | 0.71298 | 10 | 94.87% | 0 | 0 | 32.23% | 0% | 0 | 0.014063 | 0.014063 | 3.3534 | 0.047158 | Low | Low | High
OILFIELDS 1103N64 | 2398 |  |  |  |  | OILFIELDS 1103N64 | OILFIELDS 1103 | CENTRAL COAST | 9.7922 | 31.0491 | 50.23% | 0 | 4 | 78.14% | 0% | 0 | 0.019257 | 0.019257 | 2.4471 | 0.047124 | Low | Low | Medium
LAURELES 11122768 | 2399 |  |  |  |  | LAURELES 11122768 | LAURELES 1112 | CENTRAL COAST | 6.6363 | 20.652 | 26.91% | 3 | 3 | 82.17% | 0% | 0 | 0.023337 | 0.023337 | 2.0172 | 0.047076 | Medium | Medium | Low
GREENBRAE 110388832 | 2400 |  |  |  |  | GREENBRAE 110388832 | GREENBRAE 1103 | NORTH BAY | 1.2167 | 10 | 6.453% | 0 | 0 | 88.72% | 0% | 0 | 0.011967 | 0.011967 | 3.9315 | 0.047049 | Low | Low | High
FLINT 1102CB | 2401 |  |  |  |  | FLINT 1102CB | FLINT 1102 | SIERRA | 0.092844 | 10 | 0% | 0 | 0 | 100% | 0% | 0 | 0.014483 | 0.014483 | 3.2339 | 0.046837 | Low | Low | High
DIAMOND SPRINGS 1107CB | 2402 |  |  |  |  | DIAMOND SPRINGS 1107CB | DIAMOND SPRINGS 1107 | SIERRA | 7.4424 | 10 | 84.55% | 2 | 3 | 62.03% | 0.42% | 0 | 0.019073 | 0.019073 | 2.4518 | 0.046763 | Low | Low | Medium
EL CERRITO G 1112BR196 | 2403 |  |  |  |  | EL CERRITO G 1112BR196 | EL CERRITO G 1112 | EAST BAY | 0.02286 | 10 | 100% | 0 | 0 | 0.6321% | 0% | 0 | 0.010725 | 0.010725 | 4.3473 | 0.046627 | Low | Low | High
VIEJO 220255787 | 2404 |  |  |  |  | VIEJO 220255787 | VIEJO 2202 | CENTRAL COAST | 0.036656 | 10 | 0% | 0 | 0 | 100% | 0% | 0 | 0.012695 | 0.012695 | 3.6721 | 0.046619 | Low | Low | High
SARATOGA 110413314 | 2405 |  |  |  |  | SARATOGA 110413314 | SARATOGA 1104 | DE ANZA | 1.7714 | 10 | 52.47% | 2 | 5 | 15.54% | 0% | 0 | 0.010963 | 0.010963 | 4.2395 | 0.046476 | Low | Low | High
OAKLAND K 1101CR172 | 2406 |  |  |  |  | OAKLAND K 1101CR172 | OAKLAND K 1101 | EAST BAY | 0.63886 | 10 | 27.9% | 0 | 1 | 30.68% | 23.7% | 0 | 0.011998 | 0.011998 | 3.8735 | 0.046474 | Low | Low | High
PLACERVILLE 11118582 | 2407 |  |  |  |  | PLACERVILLE 11118582 | PLACERVILLE 1111 | SIERRA | 7.7771 | 10 | 58.12% | 5 | 4 | 64.88% | 0% | 0 | 0.016693 | 0.016693 | 2.7827 | 0.046451 | Low | Low | Medium
LAURELES 1112438 | 2408 |  |  |  |  | LAURELES 1112438 | LAURELES 1112 | CENTRAL COAST | 5.2403 | 57.3236 | 0.9038% | 0 | 0 | 91.32% | 0% | 0 | 0.020992 | 0.020992 | 2.2111 | 0.046416 | Low | Low | Low
ROB ROY 210512586 | 2409 |  |  |  |  | ROB ROY 210512586 | ROB ROY 2105 | CENTRAL COAST | 3.2869 | 10 | 13.9% | 3 | 2 | 50.3% | 0% | 0 | 0.015967 | 0.015967 | 2.9067 | 0.046412 | Low | Low | Medium
CLARK ROAD 110281296 | 2410 |  |  |  |  | CLARK ROAD 110281296 | CLARK ROAD 1102 | NORTH VALLEY | 8.8512 | 53.0547 | 65.11% | 1 | 2 | 64.96% | 2.959% | 0 | 0.029241 | 0.029241 | 1.5871 | 0.046408 | Medium | Medium | Low
FAIRVIEW 220799096 | 2411 |  |  |  |  | FAIRVIEW 220799096 | FAIRVIEW 2207 | DIABLO | 9.9116 | 14.1017 | 19.38% | 0 | 2 | 100% | 0% | 0 | 0.015926 | 0.015926 | 2.9135 | 0.046399 | Low | Low | Medium
CLAY 110184572 | 2412 |  |  |  |  | CLAY 110184572 | CLAY 1101 | STOCKTON | 1.3752 | 10 | 53.62% | 0 | 0 | 60.97% | 0% | 0 | 0.013356 | 0.013356 | 3.473 | 0.046384 | Low | Low | High
RIO DELL 11027124 | 2413 |  |  |  |  | RIO DELL 11027124 | RIO DELL 1102 | HUMBOLDT | 0.67226 | 75.6649 | 100% | 0 | 0 | 100% | 0% | 0 | 0.043969 | 0.043969 | 1.0549 | 0.046383 | Medium | Medium | Low
ELK 11018779 | 2414 |  |  |  |  | ELK 11018779 | ELK 1101 | HUMBOLDT | 4.2672 | 21.5207 | 21.57% | 6 | 10 | 100% | 0% | 0 | 0.032081 | 0.032081 | 1.4446 | 0.046343 | Medium | Medium | Low
RALSTON 1101CB | 2415 |  |  |  |  | RALSTON 1101CB | RALSTON 1101 | PENINSULA | 5.2354 | 10 | 67.13% | 0 | 1 | 62.97% | 0% | 0 | 0.015521 | 0.015521 | 2.985 | 0.04633 | Low | Low | Medium
FORT BRAGG A 11014698 | 2416 |  |  |  |  | FORT BRAGG A 11014698 | FORT BRAGG A 1101 | HUMBOLDT | 7.9299 | 10 | 15.57% | 8 | 8 | 100% | 0% | 0 | 0.018863 | 0.018863 | 2.4544 | 0.046298 | Low | Low | Medium
CAMBRIA 1101V76 | 2417 |  |  |  |  | CAMBRIA 1101V76 | CAMBRIA 1101 | LOS PADRES | 20.0895 | 13.7459 | 1.828% | 1 | 2 | 100% | 0% | 0 | 0.039572 | 0.039572 | 1.1661 | 0.046144 | Medium | Medium | Low
LLAGAS 2104XR294 | 2418 |  |  |  |  | LLAGAS 2104XR294 | LLAGAS 2104 | SAN JOSE | 1.6348 | 49.1137 | 100% | 0 | 0 | 15.4% | 0% | 0 | 0.016162 | 0.016162 | 2.8487 | 0.046041 | Low | Low | Medium
KONOCTI 11081278 | 2419 |  |  |  |  | KONOCTI 11081278 | KONOCTI 1108 | HUMBOLDT | 3.9864 | 24.8046 | 63% | 1 | 3 | 49.95% | 0% | 0 | 0.017559 | 0.017559 | 2.6217 | 0.046036 | Low | Low | Medium
SAN CARLOS 110479774 | 2420 |  |  |  |  | SAN CARLOS 110479774 | SAN CARLOS 1104 | PENINSULA | 0.48017 | 10 | 65.63% | 1 | 1 | 30.37% | 0% | 0 | 0.011253 | 0.011253 | 4.0855 | 0.045976 | Low | Low | High
IGNACIO 1101CB | 2421 |  |  |  |  | IGNACIO 1101CB | IGNACIO 1101 | NORTH BAY | 1.394 | 10 | 18.69% | 0 | 2 | 76.2% | 0% | 0 | 0.013891 | 0.013891 | 3.3089 | 0.045965 | Low | Low | High
OAKLAND J 1105CR150 | 2422 |  |  |  |  | OAKLAND J 1105CR150 | OAKLAND J 1105 | EAST BAY | 0.4695 | 10 | 10.02% | 0 | 1 | 100% | 0% | 0 | 0.014063 | 0.014063 | 3.265 | 0.045915 | Low | Low | High
AUBURN 1101CB | 2423 |  |  |  |  | AUBURN 1101CB | AUBURN 1101 | SIERRA | 3.1166 | 10 | 26.2% | 0 | 7 | 63.53% | 0% | 0 | 0.014449 | 0.014449 | 3.1752 | 0.045877 | Low | Low | High
FRUITLAND 114195324 | 2424 |  |  |  |  | FRUITLAND 114195324 | FRUITLAND 1141 | HUMBOLDT | 9.0462 | 63.96 | 12.78% | 11 | 1 | 100% | 0% | 0 | 0.027146 | 0.027146 | 1.6852 | 0.045746 | Medium | Medium | Low
FRENCH GULCH 1101CB | 2425 |  |  |  |  | FRENCH GULCH 1101CB | FRENCH GULCH 1101 | NORTH VALLEY | 2.2975 | 10 | 100% | 0 | 3 | 100% | 0% | 0 | 0.030308 | 0.030308 | 1.5093 | 0.045746 | Medium | Medium | Low
FITCH MOUNTAIN 1113583202 | 2426 |  |  |  |  | FITCH MOUNTAIN 1113583202 | FITCH MOUNTAIN 1113 | SONOMA | 3.5047 | 64.5439 | 56.95% | 1 | 2 | 36.51% | 0% | 0 | 0.018742 | 0.018742 | 2.4393 | 0.045717 | Low | Low | Medium
BIG MEADOWS 21012248 | 2427 |  |  |  |  | BIG MEADOWS 21012248 | BIG MEADOWS 2101 | NORTH VALLEY | 9.1467 | 42.3693 | 7.268% | 0 | 1 | 100% | 0% | 0 | 0.022222 | 0.022222 | 2.056 | 0.045688 | Medium | Medium | Low
UPPER LAKE 11011276 | 2428 |  |  |  |  | UPPER LAKE 11011276 | UPPER LAKE 1101 | HUMBOLDT | 12.9332 | 76.2596 | 54.71% | 3 | 4 | 100% | 0% | 0 | 0.039478 | 0.039478 | 1.1564 | 0.045653 | Medium | Medium | Low
RED BLUFF 11041566 | 2429 |  |  |  |  | RED BLUFF 11041566 | RED BLUFF 1104 | NORTH VALLEY | 11.3669 | 45.5787 | 76.5% | 0 | 1 | 74.23% | 0% | 0 | 0.03504 | 0.03504 | 1.3025 | 0.045641 | Medium | Medium | Low
CLARKSVILLE 210955666 | 2430 |  |  |  |  | CLARKSVILLE 210955666 | CLARKSVILLE 2109 | SIERRA | 0.61278 | 10 | 100% | 0 | 0 | 32.55% | 0% | 0 | 0.014709 | 0.014709 | 3.1023 | 0.04563 | Low | Low | High
POSO MOUNTAIN 21013990 | 2431 |  |  |  |  | POSO MOUNTAIN 21013990 | POSO MOUNTAIN 2101 | KERN | 4.4819 | 10 | 34.01% | 0 | 1 | 80.62% | 0% | 0 | 0.0161 | 0.0161 | 2.8327 | 0.045606 | Low | Low | Medium
CASTRO VALLEY 1106MR205 | 2432 |  |  |  |  | CASTRO VALLEY 1106MR205 | CASTRO VALLEY 1106 | MISSION | 0.6704 | 10 | 69.55% | 0 | 0 | 12.34% | 11.35% | 0 | 0.01128 | 0.01128 | 4.0306 | 0.045466 | Low | Low | High
WYANDOTTE 110213044 | 2433 |  |  |  |  | WYANDOTTE 110213044 | WYANDOTTE 1102 | NORTH VALLEY | 3.9523 | 10 | 53.49% | 0 | 6 | 66.87% | 0% | 0 | 0.018256 | 0.018256 | 2.4807 | 0.045288 | Low | Low | Medium
LLAGAS 2107XR188 | 2434 |  |  |  |  | LLAGAS 2107XR188 | LLAGAS 2107 | SAN JOSE | 2.7329 | 20.244 | 46.06% | 0 | 0 | 43.36% | 5.395% | 0 | 0.014067 | 0.014067 | 3.2148 | 0.045223 | Low | Low | High
UPPER LAKE 110175370 | 2435 |  |  |  |  | UPPER LAKE 110175370 | UPPER LAKE 1101 | HUMBOLDT | 11.9492 | 35.1291 | 70.43% | 2 | 8 | 80.82% | 6.214% | 1 | 0.033449 | 0.033449 | 1.3516 | 0.04521 | Medium | Medium | Low
WOODWARD 210878448 | 2436 |  |  |  |  | WOODWARD 210878448 | WOODWARD 2108 | FRESNO | 18.5469 | 31.6388 | 94.91% | 1 | 5 | 62.76% | 0% | 0 | 0.028087 | 0.028087 | 1.6079 | 0.045161 | Medium | Medium | Low
AUBERRY 1101R2579 | 2437 |  |  |  |  | AUBERRY 1101R2579 | AUBERRY 1101 | FRESNO | 34.5067 | 14.4508 | 99.64% | 2 | 14 | 100% | 0% | 0 | 0.045338 | 0.045338 | 0.99472 | 0.045098 | Medium | Medium | Low
AUBURN 1102 | 2438 |  |  |  |  | AUBURN 1102 | AUBURN 1102 | SIERRA | 0.025464 | 10 | 0% | 0 | 0 | 100% | 0% | 0 | 0.014483 | 0.014483 | 3.1021 | 0.044929 | Low | Low | High
MILPITAS 1109XR374 | 2439 |  |  |  |  | MILPITAS 1109XR374 | MILPITAS 1109 | SAN JOSE | 0.65242 | 10 | 100% | 0 | 1 | 21.62% | 0% | 0 | 0.013479 | 0.013479 | 3.3325 | 0.044919 | Low | Low | High
RALSTON 11029126 | 2440 |  |  |  |  | RALSTON 11029126 | RALSTON 1102 | PENINSULA | 0.049841 | 10 | 100% | 0 | 1 | 2.638% | 0% | 0 | 0.012746 | 0.012746 | 3.5205 | 0.044873 | Low | Low | High
BIG MEADOWS 2101CB | 2441 |  |  |  |  | BIG MEADOWS 2101CB | BIG MEADOWS 2101 | NORTH VALLEY | 2.1059 | 66.4943 | 39.01% | 1 | 2 | 100% | 0% | 0 | 0.026855 | 0.026855 | 1.6697 | 0.04484 | Medium | Medium | Low
GARBERVILLE 110237054 | 2442 |  |  |  |  | GARBERVILLE 110237054 | GARBERVILLE 1102 | HUMBOLDT | 8.8244 | 78.2726 | 22.8% | 0 | 2 | 95.32% | 0% | 0 | 0.04584 | 0.04584 | 0.97592 | 0.044736 | Medium | Medium | Low
MORRO BAY 110280174 | 2443 |  |  |  |  | MORRO BAY 110280174 | MORRO BAY 1102 | LOS PADRES | 3.4488 | 10 | 0% | 1 | 0 | 76.14% | 0% | 0 | 0.011588 | 0.011588 | 3.8574 | 0.044702 | Low | Low | High
DUNBAR 1101234 | 2444 |  |  |  |  | DUNBAR 1101234 | DUNBAR 1101 | SONOMA | 3.2653 | 13.7421 | 32.63% | 2 | 8 | 50.44% | 15.33% | 0 | 0.01612 | 0.01612 | 2.7726 | 0.044694 | Low | Low | Medium
CLAY 110359714 | 2445 |  |  |  |  | CLAY 110359714 | CLAY 1103 | STOCKTON | 4.4126 | 25.7757 | 4.31% | 0 | 1 | 95.22% | 0% | 0 | 0.014243 | 0.014243 | 3.1342 | 0.044639 | Low | Low | High
OTTER 110298036 | 2446 |  |  |  |  | OTTER 110298036 | OTTER 1102 | CENTRAL COAST | 9.353 | 32.3159 | 7.526% | 0 | 13 | 100% | 0% | 0 | 0.034494 | 0.034494 | 1.2921 | 0.04457 | Medium | Medium | Low
VIEJO 220292792 | 2447 |  |  |  |  | VIEJO 220292792 | VIEJO 2202 | CENTRAL COAST | 0.01896 | 10 | 100% | 0 | 0 | 1.272% | 0% | 0 | 0.010794 | 0.010794 | 4.1247 | 0.044521 | Low | Low | High
CURTIS 17019230 | 2448 |  |  |  |  | CURTIS 17019230 | CURTIS 1701 | YOSEMITE | 2.2694 | 10 | 15.95% | 1 | 2 | 72.76% | 0% | 0 | 0.013303 | 0.013303 | 3.3462 | 0.044513 | Low | Low | High
MARIPOSA 2101CB | 2449 |  |  |  |  | MARIPOSA 2101CB | MARIPOSA 2101 | YOSEMITE | 6.8371 | 18.7213 | 60.25% | 1 | 4 | 63.95% | 0% | 0 | 0.019315 | 0.019315 | 2.3032 | 0.044486 | Low | Low | Medium
WHITMORE 1101002 | 2450 |  |  |  |  | WHITMORE 1101002 | WHITMORE 1101 | NORTH VALLEY | 0.0042201 | 10 | 100% | 0 | 0 | 100% | 0% | 0 | 0.028512 | 0.028512 | 1.5578 | 0.044415 | Medium | Medium | Low
COTATI 1102462 | 2451 |  |  |  |  | COTATI 1102462 | COTATI 1102 | SONOMA | 3.3153 | 11.8938 | 22% | 1 | 2 | 84.56% | 0% | 0 | 0.015902 | 0.015902 | 2.7902 | 0.044371 | Low | Low | Medium
SAN MIGUEL 1104N60 | 2452 |  |  |  |  | SAN MIGUEL 1104N60 | SAN MIGUEL 1104 | LOS PADRES | 7.3672 | 40.8154 | 100% | 0 | 1 | 83.22% | 0% | 0 | 0.030327 | 0.030327 | 1.4627 | 0.044359 | Medium | Medium | Low
HUMBOLDT BAY 11024724 | 2453 |  |  |  |  | HUMBOLDT BAY 11024724 | HUMBOLDT BAY 1102 | HUMBOLDT | 7.0458 | 41.454 | 0.8967% | 10 | 0 | 45.74% | 0% | 0 | 0.012021 | 0.012021 | 3.6836 | 0.044279 | Low | Low | High
ROSSMOOR 11018132 | 2454 |  |  |  |  | ROSSMOOR 11018132 | ROSSMOOR 1101 | DIABLO | 2.3517 | 13.1594 | 38.14% | 0 | 7 | 64.04% | 0% | 0 | 0.014331 | 0.014331 | 3.0841 | 0.044197 | Low | Low | High
VINEYARD 2110CB | 2455 |  |  |  |  | VINEYARD 2110CB | VINEYARD 2110 | MISSION | 5.8656 | 49.5436 | 17.49% | 1 | 0 | 52.96% | 0% | 0 | 0.013877 | 0.013877 | 3.1806 | 0.044138 | Low | Low | High
BELMONT 11038958 | 2456 |  |  |  |  | BELMONT 11038958 | BELMONT 1103 | PENINSULA | 0.46477 | 10 | 49.35% | 0 | 4 | 26.9% | 0% | 0 | 0.011413 | 0.011413 | 3.8671 | 0.044135 | Low | Low | High
LAS AROMAS 04013342 | 2457 |  |  |  |  | LAS AROMAS 04013342 | LAS AROMAS 0401 | DIABLO | 2.2911 | 10 | 3.001% | 3 | 0 | 100% | 0% | 0 | 0.013529 | 0.013529 | 3.2617 | 0.044129 | Low | Low | High
WYANDOTTE 11102590 | 2458 |  |  |  |  | WYANDOTTE 11102590 | WYANDOTTE 1110 | NORTH VALLEY | 0.10676 | 10 | 95.21% | 0 | 0 | 17.59% | 0% | 0 | 0.012201 | 0.012201 | 3.6162 | 0.044121 | Low | Low | High
OAKLAND X 1101CR224 | 2459 |  |  |  |  | OAKLAND X 1101CR224 | OAKLAND X 1101 | EAST BAY | 0.53647 | 10 | 23.35% | 2 | 2 | 46.33% | 0% | 0 | 0.0096559 | 0.0096559 | 4.5636 | 0.044066 | Low | Low | High
SHINGLE SPRINGS 1104CB | 2460 |  |  |  |  | SHINGLE SPRINGS 1104CB | SHINGLE SPRINGS 1104 | SIERRA | 0.43321 | 10 | 56.49% | 2 | 0 | 18.41% | 23.01% | 0 | 0.013336 | 0.013336 | 3.3035 | 0.044055 | Low | Low | High
FITCH MOUNTAIN 1113352 | 2461 |  |  |  |  | FITCH MOUNTAIN 1113352 | FITCH MOUNTAIN 1113 | SONOMA | 7.3048 | 34.6273 | 40.22% | 1 | 0 | 61.07% | 0% | 0 | 0.016355 | 0.016355 | 2.6925 | 0.044035 | Low | Low | Medium
KERCKHOFF 1101R308 | 2462 |  |  |  |  | KERCKHOFF 1101R308 | KERCKHOFF 1101 | YOSEMITE | 3.8623 | 40.5798 | 35.11% | 0 | 3 | 100% | 0% | 0 | 0.022056 | 0.022056 | 1.9946 | 0.043992 | Medium | Medium | Low
TYLER 11051704 | 2463 |  |  |  |  | TYLER 11051704 | TYLER 1105 | NORTH VALLEY | 12.5832 | 29.6218 | 100% | 0 | 8 | 27.35% | 0% | 0 | 0.024427 | 0.024427 | 1.7997 | 0.043962 | Medium | Medium | Low
OLETA 11021228 | 2464 |  |  |  |  | OLETA 11021228 | OLETA 1102 | STOCKTON | 8.954 | 36.1723 | 96.93% | 0 | 0 | 20.75% | 0% | 0 | 0.019803 | 0.019803 | 2.2184 | 0.043932 | Low | Low | Low
ALHAMBRA 110581514 | 2465 |  |  |  |  | ALHAMBRA 110581514 | ALHAMBRA 1105 | DIABLO | 2.5203 | 17.3445 | 21.67% | 2 | 3 | 52.7% | 0% | 0 | 0.014173 | 0.014173 | 3.0995 | 0.043928 | Low | Low | High
APPLE HILL 210289934 | 2466 |  |  |  |  | APPLE HILL 210289934 | APPLE HILL 2102 | SIERRA | 5.6225 | 10 | 91.39% | 0 | 0 | 100% | 0% | 0 | 0.030296 | 0.030296 | 1.4475 | 0.043854 | Medium | Medium | Low
EL CERRITO G 1110CB | 2467 |  |  |  |  | EL CERRITO G 1110CB | EL CERRITO G 1110 | EAST BAY | 1.4466 | 10 | 13.89% | 0 | 3 | 52.88% | 0% | 0 | 0.0094866 | 0.0094866 | 4.6174 | 0.043803 | Low | Low | High
HIGGINS 1107CB | 2468 |  |  |  |  | HIGGINS 1107CB | HIGGINS 1107 | SIERRA | 4.6439 | 10 | 81.31% | 3 | 3 | 24.48% | 0% | 0 | 0.012908 | 0.012908 | 3.3796 | 0.043625 | Low | Low | High
BASALT 11065030 | 2469 |  |  |  |  | BASALT 11065030 | BASALT 1106 | NORTH BAY | 3.3103 | 53.7565 | 71.04% | 0 | 0 | 20.61% | 0% | 0 | 0.013874 | 0.013874 | 3.1305 | 0.043433 | Low | Low | High
DEL MONTE 21049096 | 2470 |  |  |  |  | DEL MONTE 21049096 | DEL MONTE 2104 | CENTRAL COAST | 2.1074 | 10 | 10.71% | 2 | 5 | 31.81% | 0% | 0 | 0.011931 | 0.011931 | 3.6328 | 0.043344 | Low | Low | High
EDES 1112CR306 | 2471 |  |  |  |  | EDES 1112CR306 | EDES 1112 | EAST BAY | 1.0069 | 10 | 0% | 3 | 0 | 100% | 0% | 0 | 0.013203 | 0.013203 | 3.2812 | 0.043321 | Low | Low | High
LOS OSITOS 21037468 | 2472 |  |  |  |  | LOS OSITOS 21037468 | LOS OSITOS 2103 | CENTRAL COAST | 1.0746 | 71.3986 | 100% | 0 | 0 | 13.23% | 0% | 0 | 0.018377 | 0.018377 | 2.3508 | 0.043201 | Low | Low | Medium
CALPELLA 1101CB | 2473 |  |  |  |  | CALPELLA 1101CB | CALPELLA 1101 | HUMBOLDT | 10.9748 | 13.9128 | 62.49% | 0 | 11 | 53.93% | 0% | 0 | 0.025545 | 0.025545 | 1.6899 | 0.043167 | Medium | Medium | Low
SAN LEANDRO U 1109CR284 | 2474 |  |  |  |  | SAN LEANDRO U 1109CR284 | SAN LEANDRO U 1109 | MISSION | 0.93355 | 10 | 0% | 0 | 0 | 100% | 0% | 0 | 0.012695 | 0.012695 | 3.3989 | 0.043151 | Low | Low | High
VALLEY VIEW 1105CB | 2475 |  |  |  |  | VALLEY VIEW 1105CB | VALLEY VIEW 1105 | EAST BAY | 0.87089 | 10 | 56.45% | 0 | 0 | 18.73% | 0% | 0 | 0.0089925 | 0.0089925 | 4.7951 | 0.04312 | Low | Low | High
BIG MEADOWS 21012016 | 2476 |  |  |  |  | BIG MEADOWS 21012016 | BIG MEADOWS 2101 | NORTH VALLEY | 0.0028416 | 10 | 100% | 0 | 0 | 0.06646% | 0% | 0 | 0.010666 | 0.010666 | 4.0333 | 0.043017 | Low | Low | High
FROGTOWN 1701CB | 2477 |  |  |  |  | FROGTOWN 1701CB | FROGTOWN 1701 | STOCKTON | 9.8066 | 35.2796 | 29.68% | 0 | 4 | 86.99% | 0% | 0 | 0.018301 | 0.018301 | 2.3489 | 0.042988 | Low | Low | Medium
CAROLANDS 0404 | 2478 |  |  |  |  | CAROLANDS 0404 | CAROLANDS 0404 | PENINSULA | 0.066741 | 10 | 0% | 0 | 0 | 100% | 0% | 0 | 0.012695 | 0.012695 | 3.3793 | 0.042901 | Low | Low | High
FRUITLAND 114137410 | 2479 |  |  |  |  | FRUITLAND 114137410 | FRUITLAND 1141 | HUMBOLDT | 3.8197 | 75.1023 | 57.88% | 10 | 0 | 69.23% | 0% | 0 | 0.034236 | 0.034236 | 1.2527 | 0.042886 | Medium | Medium | Low
SNEATH LANE 11071277 | 2480 |  |  |  |  | SNEATH LANE 11071277 | SNEATH LANE 1107 | PENINSULA | 0.25243 | 10 | 100% | 0 | 1 | 11.7% | 0% | 0 | 0.012219 | 0.012219 | 3.504 | 0.042815 | Low | Low | High
PEORIA 1704CB | 2481 |  |  |  |  | PEORIA 1704CB | PEORIA 1704 | YOSEMITE | 8.3627 | 39.95 | 39.21% | 0 | 3 | 93.61% | 0% | 0 | 0.021324 | 0.021324 | 2.0061 | 0.042779 | Low | Low | Low
BELL 1108CB | 2482 |  |  |  |  | BELL 1108CB | BELL 1108 | SIERRA | 4.1507 | 10 | 64.56% | 0 | 6 | 33.13% | 0% | 0 | 0.016334 | 0.016334 | 2.6182 | 0.042766 | Low | Low | Medium
WHITMORE 1101CB | 2483 |  |  |  |  | WHITMORE 1101CB | WHITMORE 1101 | NORTH VALLEY | 5.8976 | 20.259 | 68.5% | 1 | 0 | 100% | 0% | 0 | 0.027347 | 0.027347 | 1.5637 | 0.042762 | Medium | Medium | Low
UKIAH 1114822 | 2484 |  |  |  |  | UKIAH 1114822 | UKIAH 1114 | HUMBOLDT | 1.3145 | 67.0871 | 100% | 0 | 3 | 9.397% | 0% | 0 | 0.018289 | 0.018289 | 2.3374 | 0.042749 | Low | Low | Medium
WILLITS 110434006 | 2485 |  |  |  |  | WILLITS 110434006 | WILLITS 1104 | HUMBOLDT | 3.7731 | 21.9583 | 31.14% | 0 | 7 | 66.96% | 0% | 0 | 0.016864 | 0.016864 | 2.5304 | 0.042672 | Low | Low | Medium
CASTRO VALLEY 1108MR341 | 2486 |  |  |  |  | CASTRO VALLEY 1108MR341 | CASTRO VALLEY 1108 | MISSION | 2.4534 | 10 | 13.13% | 0 | 1 | 77.41% | 2.031% | 0 | 0.011918 | 0.011918 | 3.5792 | 0.042656 | Low | Low | High
WYANDOTTE 110313018 | 2487 |  |  |  |  | WYANDOTTE 110313018 | WYANDOTTE 1103 | NORTH VALLEY | 0.12548 | 10 | 100% | 0 | 0 | 7.599% | 0% | 0 | 0.011492 | 0.011492 | 3.697 | 0.042487 | Low | Low | High
SWIFT 2109XR300 | 2488 |  |  |  |  | SWIFT 2109XR300 | SWIFT 2109 | SAN JOSE | 0.30955 | 10 | 37.52% | 0 | 0 | 37.32% | 0% | 0 | 0.0092647 | 0.0092647 | 4.5685 | 0.042326 | Low | Low | High
HARRIS 11082062 | 2489 |  |  |  |  | HARRIS 11082062 | HARRIS 1108 | HUMBOLDT | 2.3961 | 14.4145 | 20.24% | 1 | 5 | 45.88% | 0% | 0 | 0.010144 | 0.010144 | 4.1719 | 0.042318 | Low | Low | High
VIEJO 2204CB | 2490 |  |  |  |  | VIEJO 2204CB | VIEJO 2204 | CENTRAL COAST | 2.2166 | 10 | 31.01% | 10 | 1 | 54.6% | 0% | 0 | 0.013845 | 0.013845 | 3.0559 | 0.04231 | Low | Low | Medium
PANOCHE 11034008 | 2491 |  |  |  |  | PANOCHE 11034008 | PANOCHE 1103 | YOSEMITE | 35.3708 | 69.547 | 99.82% | 0 | 2 | 100% | 0% | 0 | 0.064167 | 0.064167 | 0.65772 | 0.042204 | High | High | Low
JAMESON 11059472 | 2492 |  |  |  |  | JAMESON 11059472 | JAMESON 1105 | SACRAMENTO | 2.8377 | 36.7552 | 61.91% | 0 | 2 | 38.64% | 0% | 0 | 0.016315 | 0.016315 | 2.585 | 0.042175 | Low | Low | Medium
HATTON 1102CB | 2493 |  |  |  |  | HATTON 1102CB | HATTON 1102 | CENTRAL COAST | 2.1206 | 10 | 0.1341% | 1 | 3 | 45.47% | 0% | 0 | 0.013538 | 0.013538 | 3.1114 | 0.042121 | Low | Low | High
MESA 1103M68 | 2494 |  |  |  |  | MESA 1103M68 | MESA 1103 | LOS PADRES | 0.22844 | 10 | 100% | 0 | 0 | 7.509% | 0% | 0 | 0.013101 | 0.013101 | 3.2134 | 0.042099 | Low | Low | High
CURTIS 170349746 | 2495 |  |  |  |  | CURTIS 170349746 | CURTIS 1703 | YOSEMITE | 0.37395 | 10 | 15.4% | 0 | 1 | 100% | 0% | 0 | 0.014691 | 0.014691 | 2.8626 | 0.042055 | Low | Low | Medium
FRENCH GULCH 11012905 | 2496 |  |  |  |  | FRENCH GULCH 11012905 | FRENCH GULCH 1101 | NORTH VALLEY | 9.7071 | 49.4271 | 100% | 1 | 0 | 100% | 0% | 0 | 0.037487 | 0.037487 | 1.1218 | 0.042053 | Medium | Medium | Low
BELL 110880680 | 2497 |  |  |  |  | BELL 110880680 | BELL 1108 | SIERRA | 1.2687 | 10 | 46.62% | 0 | 0 | 71.23% | 0% | 0 | 0.015926 | 0.015926 | 2.6403 | 0.042048 | Low | Low | Medium
MARTELL 110299214 | 2498 |  |  |  |  | MARTELL 110299214 | MARTELL 1102 | STOCKTON | 0.5909 | 10 | 69.1% | 1 | 4 | 29.13% | 0% | 0 | 0.013885 | 0.013885 | 3.016 | 0.041876 | Low | Low | Medium
WYANDOTTE 1105CB | 2499 |  |  |  |  | WYANDOTTE 1105CB | WYANDOTTE 1105 | NORTH VALLEY | 12.987 | 37.2024 | 0% | 0 | 0 | 96.35% | 0.5289% | 1 | 0.016922 | 0.016922 | 2.4689 | 0.041778 | Low | Low | Medium
FRENCH GULCH 11022902 | 2500 |  |  |  |  | FRENCH GULCH 11022902 | FRENCH GULCH 1102 | NORTH VALLEY | 6.9875 | 84.5854 | 100% | 0 | 4 | 100% | 0% | 0 | 0.057283 | 0.057283 | 0.72881 | 0.041748 | Medium | Medium | Low
PERRY 1101W10 | 2501 |  |  |  |  | PERRY 1101W10 | PERRY 1101 | LOS PADRES | 1.7167 | 22.2223 | 1.272% | 0 | 2 | 91.87% | 0% | 0 | 0.013398 | 0.013398 | 3.1157 | 0.041744 | Low | Low | High
FORT ROSS 112137326 | 2502 |  |  |  |  | FORT ROSS 112137326 | FORT ROSS 1121 | SONOMA | 5.1708 | 13.0882 | 4.203% | 4 | 1 | 100% | 0% | 0 | 0.031597 | 0.031597 | 1.3203 | 0.04172 | Medium | Medium | Low
MORRO BAY 1101 | 2503 |  |  |  |  | MORRO BAY 1101 | MORRO BAY 1101 | LOS PADRES | 0.0056924 | 70 | 100% | 0 | 0 | 9.555% | 0% | 0 | 0.017559 | 0.017559 | 2.3749 | 0.041701 | Low | Low | Medium
CAYETANO 2111CB | 2504 |  |  |  |  | CAYETANO 2111CB | CAYETANO 2111 | MISSION | 5.2576 | 70.3707 | 27.25% | 0 | 1 | 45% | 0% | 0 | 0.014119 | 0.014119 | 2.9536 | 0.041701 | Low | Low | Medium
EDES 1112CR100 | 2505 |  |  |  |  | EDES 1112CR100 | EDES 1112 | EAST BAY | 3.3566 | 10 | 0% | 1 | 0 | 100% | 0% | 0 | 0.012862 | 0.012862 | 3.2337 | 0.041593 | Low | Low | High
HALF MOON BAY 11039112 | 2506 |  |  |  |  | HALF MOON BAY 11039112 | HALF MOON BAY 1103 | PENINSULA | 3.4704 | 36.5949 | 39.16% | 3 | 0 | 43.21% | 0% | 0 | 0.012394 | 0.012394 | 3.3557 | 0.041589 | Low | Low | High
DOLAN ROAD 11013012 | 2507 |  |  |  |  | DOLAN ROAD 11013012 | DOLAN ROAD 1101 | CENTRAL COAST | 2.5496 | 10 | 65.12% | 1 | 1 | 12.08% | 0% | 0 | 0.010669 | 0.010669 | 3.8845 | 0.041444 | Low | Low | High
LAYTONVILLE 11022502 | 2508 |  |  |  |  | LAYTONVILLE 11022502 | LAYTONVILLE 1102 | HUMBOLDT | 17.8026 | 72.9803 | 99.59% | 0 | 9 | 100% | 0% | 0 | 0.051556 | 0.051556 | 0.80349 | 0.041424 | Medium | Medium | Low
PUTAH CREEK 11028352 | 2509 |  |  |  |  | PUTAH CREEK 11028352 | PUTAH CREEK 1102 | SACRAMENTO | 4.7179 | 43.9192 | 97.12% | 0 | 4 | 40.06% | 0% | 0 | 0.021102 | 0.021102 | 1.961 | 0.041381 | Low | Low | Low
OTTER 110263868 | 2510 |  |  |  |  | OTTER 110263868 | OTTER 1102 | CENTRAL COAST | 15.8742 | 30.1739 | 15.67% | 12 | 5 | 100% | 0% | 0 | 0.031617 | 0.031617 | 1.3086 | 0.041374 | Medium | Medium | Low
OLEMA 110175686 | 2511 |  |  |  |  | OLEMA 110175686 | OLEMA 1101 | NORTH BAY | 3.5949 | 80.3245 | 25.14% | 0 | 0 | 69.82% | 0% | 0 | 0.021165 | 0.021165 | 1.9507 | 0.041286 | Low | Low | Low
KONOCTI 1102CB | 2512 |  | ECOP - Rem | 0.5 |  | KONOCTI 1102CB | KONOCTI 1102 | HUMBOLDT | 6.3926 | 38.5127 | 58.33% | 0 | 0 | 42.97% | 1.842% | 0 | 0.01654 | 0.01654 | 2.4961 | 0.041284 | Low | Low | Medium
RACETRACK 170310850 | 2513 |  |  |  |  | RACETRACK 170310850 | RACETRACK 1703 | YOSEMITE | 0.060314 | 10 | 0% | 0 | 0 | 95.5% | 0% | 0 | 0.012143 | 0.012143 | 3.3993 | 0.041276 | Low | Low | High
POINT ARENA 1101CB | 2514 |  |  |  |  | POINT ARENA 1101CB | POINT ARENA 1101 | HUMBOLDT | 2.4683 | 40.0153 | 0% | 3 | 1 | 100% | 0% | 0 | 0.016501 | 0.016501 | 2.4898 | 0.041084 | Low | Low | Medium
LAS GALLINAS A 1105904 | 2515 |  |  |  |  | LAS GALLINAS A 1105904 | LAS GALLINAS A 1105 | NORTH BAY | 2.5108 | 10 | 36.59% | 0 | 1 | 34.95% | 0% | 0 | 0.010466 | 0.010466 | 3.9244 | 0.041073 | Low | Low | High
LUCERNE 110647198 | 2516 |  |  |  |  | LUCERNE 110647198 | LUCERNE 1106 | HUMBOLDT | 3.6836 | 20.6629 | 59.47% | 1 | 7 | 65.28% | 0% | 0 | 0.018382 | 0.018382 | 2.2339 | 0.041063 | Low | Low | Medium
SAN RAFAEL 1106910 | 2517 |  |  |  |  | SAN RAFAEL 1106910 | SAN RAFAEL 1106 | NORTH BAY | 1.5306 | 10 | 41.18% | 0 | 1 | 20.8% | 0% | 0 | 0.010777 | 0.010777 | 3.8096 | 0.041054 | Low | Low | High
MESA 1101M86 | 2518 |  |  |  |  | MESA 1101M86 | MESA 1101 | LOS PADRES | 10.0922 | 14.4649 | 78% | 0 | 7 | 48.4% | 0% | 0 | 0.019529 | 0.019529 | 2.0981 | 0.040973 | Low | Low | Low
CALPELLA 1101 | 2519 |  |  |  |  | CALPELLA 1101 | CALPELLA 1101 | HUMBOLDT | 0.0052324 | 10 | 100% | 0 | 0 | 100% | 0% | 0 | 0.028512 | 0.028512 | 1.4352 | 0.040921 | Medium | Medium | Low
HATTON 110137088 | 2520 |  |  |  |  | HATTON 110137088 | HATTON 1101 | CENTRAL COAST | 4.1243 | 13.8122 | 55.58% | 4 | 4 | 48.38% | 0% | 0 | 0.014072 | 0.014072 | 2.9011 | 0.040823 | Low | Low | Medium
TOCALOMA 0241CB | 2521 |  |  |  |  | TOCALOMA 0241CB | TOCALOMA 0241 | NORTH BAY | 0.031239 | 60 | 0% | 0 | 0 | 100% | 0% | 0 | 0.017781 | 0.017781 | 2.2908 | 0.040732 | Low | Low | Medium
POINT MORETTI 1101CB | 2522 |  |  |  |  | POINT MORETTI 1101CB | POINT MORETTI 1101 | CENTRAL COAST | 0.028582 | 13.6525 | 6.641% | 0 | 0 | 100% | 6.641% | 0 | 0.015281 | 0.015281 | 2.6605 | 0.040655 | Low | Low | Medium
ROB ROY 210512474 | 2523 | 2020 | 35015704 35085847 | 1 0.85 |  | ROB ROY 210512474 | ROB ROY 2105 | CENTRAL COAST | 2.374 | 10 | 59.61% | 0 | 1 | 28.06% | 0% | 0 | 0.013458 | 0.013458 | 3.02 | 0.040644 | Low | Low | Medium
PEORIA 17046090 | 2524 |  |  |  |  | PEORIA 17046090 | PEORIA 1704 | YOSEMITE | 0.79834 | 10 | 4.922% | 0 | 1 | 100% | 0% | 0 | 0.01755 | 0.01755 | 2.3134 | 0.0406 | Low | Low | Medium
SAN LEANDRO U 1107MR560 | 2525 |  |  |  |  | SAN LEANDRO U 1107MR560 | SAN LEANDRO U 1107 | MISSION | 0.061986 | 10 | 100% | 0 | 0 | 0.7828% | 0% | 0 | 0.010742 | 0.010742 | 3.7725 | 0.040522 | Low | Low | High
HIGGINS 1108CB | 2526 |  |  |  |  | HIGGINS 1108CB | HIGGINS 1108 | SIERRA | 0.020411 | 10 | 0% | 0 | 0 | 100% | 0% | 0 | 0.012695 | 0.012695 | 3.189 | 0.040485 | Low | Low | High
REDBUD 110244119 | 2527 |  |  |  |  | REDBUD 110244119 | REDBUD 1102 | HUMBOLDT | 0.66752 | 10 | 86.82% | 0 | 0 | 23.81% | 0% | 0 | 0.012119 | 0.012119 | 3.3402 | 0.040479 | Low | Low | High
SPENCE 11223078 | 2528 |  |  |  |  | SPENCE 11223078 | SPENCE 1122 | CENTRAL COAST | 9.9861 | 56.9194 | 40.99% | 1 | 2 | 62.29% | 0% | 0 | 0.0298 | 0.0298 | 1.3582 | 0.040476 | Medium | Medium | Low
BAY MEADOWS 2102 | 2529 |  |  |  |  | BAY MEADOWS 2102 | BAY MEADOWS 2102 | PENINSULA | 0.027395 | 10 | 0% | 0 | 0 | 100% | 0% | 0 | 0.012695 | 0.012695 | 3.1881 | 0.040474 | Low | Low | High
CAMPHORA 110177978 | 2530 |  |  |  |  | CAMPHORA 110177978 | CAMPHORA 1101 | CENTRAL COAST | 1.4665 | 83.8291 | 100% | 0 | 0 | 5.721% | 0% | 0 | 0.018555 | 0.018555 | 2.1797 | 0.040444 | Low | Low | Low
CABRILLO 1104Y22 | 2531 | 2019 | 35064793 | 2.61 |  | CABRILLO 1104Y22 | CABRILLO 1104 | LOS PADRES | 7.1091 | 12.8346 | 36.03% | 1 | 10 | 27.87% | 0% | 0 | 0.012091 | 0.012091 | 3.3316 | 0.040283 | Low | Low | High
PANORAMA 11021342 | 2532 |  |  |  |  | PANORAMA 11021342 | PANORAMA 1102 | NORTH VALLEY | 11.6409 | 39.043 | 100% | 0 | 1 | 45.41% | 0% | 0 | 0.020716 | 0.020716 | 1.9444 | 0.04028 | Low | Low | Low
UPPER LAKE 1101412 | 2533 |  |  |  |  | UPPER LAKE 1101412 | UPPER LAKE 1101 | HUMBOLDT | 11.536 | 63.7276 | 55.28% | 0 | 4 | 61.85% | 0% | 0 | 0.031441 | 0.031441 | 1.2806 | 0.040263 | Medium | Medium | Low
WOODWARD 2108R2860 | 2534 |  |  |  |  | WOODWARD 2108R2860 | WOODWARD 2108 | FRESNO | 11.5924 | 40.5433 | 94.73% | 0 | 1 | 52.86% | 0% | 0 | 0.024579 | 0.024579 | 1.6377 | 0.040253 | Medium | Medium | Low
COTATI 1102CB | 2535 |  |  |  |  | COTATI 1102CB | COTATI 1102 | SONOMA | 1.3007 | 52.8482 | 0.4591% | 0 | 0 | 64.8% | 0% | 0 | 0.013707 | 0.013707 | 2.9311 | 0.040175 | Low | Low | Medium
WILDWOOD 110198896 | 2536 |  |  |  |  | WILDWOOD 110198896 | WILDWOOD 1101 | NORTH VALLEY | 9.9251 | 71.2641 | 100% | 1 | 1 | 100% | 0% | 0 | 0.044142 | 0.044142 | 0.90896 | 0.040124 | Medium | Medium | Low
FLORENCE 0401CB | 2537 |  |  |  |  | FLORENCE 0401CB | FLORENCE 0401 | EAST BAY | 1.7144 | 10 | 2.295% | 5 | 1 | 39.92% | 0% | 0 | 0.00887 | 0.00887 | 4.5207 | 0.040099 | Low | Low | High
MADISON 21017702 | 2538 |  |  |  |  | MADISON 21017702 | MADISON 2101 | SACRAMENTO | 2.3216 | 70.1745 | 98.98% | 0 | 0 | 10.42% | 0% | 0 | 0.017585 | 0.017585 | 2.2784 | 0.040066 | Low | Low | Medium
OAKLAND K 1101CB | 2539 |  |  |  |  | OAKLAND K 1101CB | OAKLAND K 1101 | EAST BAY | 0.35314 | 10 | 0% | 1 | 1 | 14.81% | 24.18% | 0 | 0.0095124 | 0.0095124 | 4.2078 | 0.040027 | Low | Low | High
LLAGAS 2106XR146 | 2540 |  |  |  |  | LLAGAS 2106XR146 | LLAGAS 2106 | SAN JOSE | 1.5959 | 59.0705 | 100% | 0 | 0 | 7.634% | 0% | 0 | 0.016009 | 0.016009 | 2.4996 | 0.040015 | Low | Low | Medium
HOPLAND 1101960 | 2541 |  |  |  |  | HOPLAND 1101960 | HOPLAND 1101 | HUMBOLDT | 16.1295 | 41.2103 | 77.4% | 2 | 9 | 74.6% | 0% | 0 | 0.028177 | 0.028177 | 1.4185 | 0.039967 | Medium | Medium | Low
PACIFICA 110266732 | 2542 |  |  |  |  | PACIFICA 110266732 | PACIFICA 1102 | PENINSULA | 1.1315 | 10 | 0% | 1 | 0 | 38.02% | 24.53% | 0 | 0.010334 | 0.010334 | 3.8564 | 0.039854 | Low | Low | High
HATTON 1102648928 | 2543 |  |  |  |  | HATTON 1102648928 | HATTON 1102 | CENTRAL COAST | 2.8842 | 29.9397 | 0% | 2 | 4 | 59.99% | 0% | 0 | 0.014193 | 0.014193 | 2.8013 | 0.039758 | Low | Low | Medium
FRANKLIN 1101P138 | 2544 |  |  |  |  | FRANKLIN 1101P138 | FRANKLIN 1101 | EAST BAY | 1.4993 | 10 | 0% | 0 | 0 | 97.65% | 0% | 0 | 0.012403 | 0.012403 | 3.2 | 0.03969 | Low | Low | High
SOLEDAD 21017056 | 2545 |  |  |  |  | SOLEDAD 21017056 | SOLEDAD 2101 | CENTRAL COAST | 1.1515 | 59.0572 | 100% | 0 | 0 | 11.67% | 0% | 0 | 0.016656 | 0.016656 | 2.3825 | 0.039684 | Low | Low | Medium
MORGAN HILL 2105XR494 | 2546 |  |  |  |  | MORGAN HILL 2105XR494 | MORGAN HILL 2105 | SAN JOSE | 0.23352 | 25.7168 | 100% | 0 | 0 | 3.179% | 0% | 0 | 0.012233 | 0.012233 | 3.2406 | 0.039642 | Low | Low | High
COTATI 1104426 | 2547 |  |  |  |  | COTATI 1104426 | COTATI 1104 | SONOMA | 2.1239 | 10 | 43.82% | 0 | 2 | 54.27% | 0% | 0 | 0.012029 | 0.012029 | 3.2883 | 0.039554 | Low | Low | High
GARBERVILLE 110256048 | 2548 |  |  |  |  | GARBERVILLE 110256048 | GARBERVILLE 1102 | HUMBOLDT | 4.9695 | 84.598 | 7.194% | 2 | 1 | 100% | 0% | 0 | 0.030194 | 0.030194 | 1.3096 | 0.039543 | Medium | Medium | Low
KONOCTI 11084041 | 2549 |  |  |  |  | KONOCTI 11084041 | KONOCTI 1108 | HUMBOLDT | 1.9081 | 10 | 99.47% | 0 | 0 | 40.69% | 0% | 0 | 0.015871 | 0.015871 | 2.4887 | 0.039499 | Low | Low | Medium
ROSSMOOR 1101L501R | 2550 |  |  |  |  | ROSSMOOR 1101L501R | ROSSMOOR 1101 | DIABLO | 0.055455 | 10 | 100% | 0 | 0 | 2.751% | 0% | 0 | 0.010953 | 0.010953 | 3.5964 | 0.039392 | Low | Low | High
SONOMA 1104914376 | 2551 |  |  |  |  | SONOMA 1104914376 | SONOMA 1104 | SONOMA | 0.42319 | 32.6662 | 64.75% | 0 | 0 | 6.07% | 0% | 0 | 0.0098958 | 0.0098958 | 3.98 | 0.039385 | Low | Low | High
ANTLER 11011520 | 2552 |  |  |  |  | ANTLER 11011520 | ANTLER 1101 | NORTH VALLEY | 8.8735 | 30.8958 | 71.85% | 2 | 4 | 100% | 0% | 0 | 0.033121 | 0.033121 | 1.188 | 0.039347 | Medium | Medium | Low
MENDOCINO 1101450 | 2553 |  |  |  |  | MENDOCINO 1101450 | MENDOCINO 1101 | HUMBOLDT | 5.6815 | 36.3951 | 100% | 0 | 2 | 30.28% | 3.061% | 1 | 0.021431 | 0.021431 | 1.8346 | 0.039318 | Low | Low | Low
SAN LUIS OBISPO 110742048 | 2554 |  |  |  |  | SAN LUIS OBISPO 110742048 | SAN LUIS OBISPO 1107 | LOS PADRES | 0.025219 | 10 | 0% | 0 | 0 | 100% | 0% | 0 | 0.012695 | 0.012695 | 3.0883 | 0.039207 | Low | Low | High
DOLAN ROAD 110122158 | 2555 |  |  |  |  | DOLAN ROAD 110122158 | DOLAN ROAD 1101 | CENTRAL COAST | 1.2712 | 10 | 84.22% | 0 | 1 | 10.85% | 0% | 0 | 0.010653 | 0.010653 | 3.6785 | 0.039186 | Low | Low | High
SAN LUIS OBISPO 1107V08 | 2556 |  |  |  |  | SAN LUIS OBISPO 1107V08 | SAN LUIS OBISPO 1107 | LOS PADRES | 0.024874 | 10 | 0% | 0 | 0 | 100% | 0% | 0 | 0.012695 | 0.012695 | 3.0856 | 0.039173 | Low | Low | High
SAN LEANDRO U 11149838 | 2557 |  |  |  |  | SAN LEANDRO U 11149838 | SAN LEANDRO U 1114 | MISSION | 1.9933 | 10 | 1.408% | 0 | 0 | 80.56% | 0% | 0 | 0.010593 | 0.010593 | 3.6901 | 0.039087 | Low | Low | High
NEWBURG 1131CB | 2558 |  |  |  |  | NEWBURG 1131CB | NEWBURG 1131 | HUMBOLDT | 3.0239 | 26.9176 | 14.49% | 0 | 2 | 24.41% | 0% | 0 | 0.013392 | 0.013392 | 2.916 | 0.03905 | Low | Low | Medium
PALMER 1101M82 | 2559 |  |  |  |  | PALMER 1101M82 | PALMER 1101 | LOS PADRES | 10.3483 | 48.0186 | 61.68% | 0 | 5 | 69.3% | 0% | 0 | 0.022153 | 0.022153 | 1.7614 | 0.03902 | Medium | Medium | Low
DEL MONTE 21032204 | 2560 |  |  |  |  | DEL MONTE 21032204 | DEL MONTE 2103 | CENTRAL COAST | 0.36868 | 10 | 0% | 0 | 0 | 100% | 0% | 0 | 0.012695 | 0.012695 | 3.0732 | 0.039015 | Low | Low | Medium
LOS OSITOS 21037082 | 2561 |  |  |  |  | LOS OSITOS 21037082 | LOS OSITOS 2103 | CENTRAL COAST | 0.3792 | 71.4337 | 96.62% | 0 | 0 | 1.843% | 0% | 0 | 0.015988 | 0.015988 | 2.4399 | 0.03901 | Low | Low | Medium
FAIRMOUNT 0401CB | 2562 |  |  |  |  | FAIRMOUNT 0401CB | FAIRMOUNT 0401 | EAST BAY | 1.4849 | 10 | 0% | 0 | 2 | 25.81% | 0% | 0 | 0.0082593 | 0.0082593 | 4.7218 | 0.038999 | Low | Low | High
JESSUP 11031540 | 2563 |  |  |  |  | JESSUP 11031540 | JESSUP 1103 | NORTH VALLEY | 2.7435 | 22.0778 | 100% | 1 | 1 | 18.03% | 0% | 0 | 0.01631 | 0.01631 | 2.3847 | 0.038895 | Low | Low | Medium
ROB ROY 2105CB | 2564 |  |  |  |  | ROB ROY 2105CB | ROB ROY 2105 | CENTRAL COAST | 0.78923 | 10 | 41.07% | 2 | 0 | 55.78% | 0% | 0 | 0.013414 | 0.013414 | 2.895 | 0.038833 | Low | Low | Medium
PEABODY 210818182 | 2565 |  |  |  |  | PEABODY 210818182 | PEABODY 2108 | SACRAMENTO | 0.013085 | 10 | 0% | 0 | 0 | 100% | 0% | 0 | 0.012695 | 0.012695 | 3.0555 | 0.03879 | Low | Low | Medium
PUEBLO 2103694 | 2566 |  |  |  |  | PUEBLO 2103694 | PUEBLO 2103 | NORTH BAY | 0.4502 | 10 | 100% | 0 | 0 | 9.445% | 0% | 0 | 0.011704 | 0.011704 | 3.3141 | 0.038789 | Low | Low | High
SAN LUIS OBISPO 1105CB | 2567 |  |  |  |  | SAN LUIS OBISPO 1105CB | SAN LUIS OBISPO 1105 | LOS PADRES | 1.9887 | 39.9951 | 43.06% | 3 | 3 | 16.92% | 0% | 0 | 0.012254 | 0.012254 | 3.1619 | 0.038746 | Low | Low | High
POINT MORETTI 11015076 | 2568 | 2020 | 31272374 | 1.61 |  | POINT MORETTI 11015076 | POINT MORETTI 1101 | CENTRAL COAST | 7.1634 | 15.8606 | 16.59% | 11 | 1 | 79.19% | 0% | 0 | 0.018862 | 0.018862 | 2.0481 | 0.03863 | Low | Low | Low
NORTH BRANCH 110113496 | 2569 |  |  |  |  | NORTH BRANCH 110113496 | NORTH BRANCH 1101 | STOCKTON | 2.2189 | 10 | 62.08% | 0 | 0 | 44.24% | 0% | 0 | 0.012126 | 0.012126 | 3.1825 | 0.03859 | Low | Low | High
SOLEDAD 21013720 | 2570 |  |  |  |  | SOLEDAD 21013720 | SOLEDAD 2101 | CENTRAL COAST | 2.3505 | 51.9589 | 88.77% | 0 | 0 | 12.85% | 0% | 0 | 0.016725 | 0.016725 | 2.3054 | 0.038559 | Low | Low | Medium
BURNEY 11012402 | 2571 |  |  |  |  | BURNEY 11012402 | BURNEY 1101 | NORTH VALLEY | 1.4308 | 10 | 91.1% | 2 | 2 | 38.13% | 0% | 0 | 0.020105 | 0.020105 | 1.914 | 0.038481 | Low | Low | Low
BEAR VALLEY 2101CB | 2572 |  |  |  |  | BEAR VALLEY 2101CB | BEAR VALLEY 2101 | YOSEMITE | 18.7199 | 23.9906 | 55.73% | 0 | 6 | 100% | 0% | 0 | 0.047229 | 0.047229 | 0.81463 | 0.038474 | Medium | Medium | Low
DUNLAP 11027849F | 2573 |  |  |  |  | DUNLAP 11027849F | DUNLAP 1102 | FRESNO | 8.6653 | 17.4771 | 100% | 3 | 9 | 100% | 0% | 0 | 0.037371 | 0.037371 | 1.0288 | 0.038447 | Medium | Medium | Low
SAN LEANDRO U 1114MR544 | 2574 |  |  |  |  | SAN LEANDRO U 1114MR544 | SAN LEANDRO U 1114 | MISSION | 2.1618 | 10 | 45.25% | 0 | 0 | 34.37% | 0% | 0 | 0.010938 | 0.010938 | 3.5146 | 0.038442 | Low | Low | High
CAYUCOS 1102W18 | 2575 |  |  |  |  | CAYUCOS 1102W18 | CAYUCOS 1102 | LOS PADRES | 1.9754 | 67.8899 | 46.98% | 0 | 0 | 8.859% | 14.04% | 0 | 0.015968 | 0.015968 | 2.4056 | 0.038413 | Low | Low | Medium
HIGGINS 1110 | 2576 |  |  |  |  | HIGGINS 1110 | HIGGINS 1110 | SIERRA | 0.035539 | 10 | 0% | 0 | 0 | 100% | 0% | 0 | 0.012695 | 0.012695 | 3.0246 | 0.038398 | Low | Low | Medium
PETALUMA C 1109270 | 2577 |  |  |  |  | PETALUMA C 1109270 | PETALUMA C 1109 | SONOMA | 1.61 | 25.9839 | 62.25% | 0 | 3 | 21.02% | 0% | 0 | 0.011438 | 0.011438 | 3.35 | 0.038318 | Low | Low | High
WILLOW CREEK 110191926 | 2578 |  |  |  |  | WILLOW CREEK 110191926 | WILLOW CREEK 1101 | HUMBOLDT | 5.6211 | 81.2548 | 100% | 2 | 0 | 52.92% | 0% | 0 | 0.033802 | 0.033802 | 1.1327 | 0.038287 | Medium | Medium | Low
TEMPLETON 2112R98 | 2579 |  |  |  |  | TEMPLETON 2112R98 | TEMPLETON 2112 | LOS PADRES | 2.5848 | 57.8675 | 88.32% | 0 | 0 | 11.06% | 0% | 0 | 0.017037 | 0.017037 | 2.2449 | 0.038247 | Low | Low | Medium
WYANDOTTE 11091520 | 2580 |  |  |  |  | WYANDOTTE 11091520 | WYANDOTTE 1109 | NORTH VALLEY | 4.1645 | 10 | 80.53% | 0 | 0 | 21.24% | 0% | 0 | 0.011222 | 0.011222 | 3.4039 | 0.038199 | Low | Low | High
ANDERSON 11011752 | 2581 |  |  |  |  | ANDERSON 11011752 | ANDERSON 1101 | NORTH VALLEY | 3.4624 | 22.5175 | 29.42% | 0 | 0 | 74.73% | 0% | 0 | 0.015595 | 0.015595 | 2.4433 | 0.038104 | Low | Low | Medium
SUNOL 110111587 | 2582 |  |  |  |  | SUNOL 110111587 | SUNOL 1101 | MISSION | 0.25848 | 10 | 100% | 0 | 1 | 24.35% | 0% | 0 | 0.013849 | 0.013849 | 2.7479 | 0.038054 | Low | Low | Medium
LAYTONVILLE 1102220946 | 2583 |  |  |  |  | LAYTONVILLE 1102220946 | LAYTONVILLE 1102 | HUMBOLDT | 0.040461 | 10 | 100% | 0 | 0 | 100% | 0% | 0 | 0.028512 | 0.028512 | 1.3334 | 0.038016 | Medium | Medium | Low
SUNOL 11018721 | 2584 |  |  |  |  | SUNOL 11018721 | SUNOL 1101 | MISSION | 2.3818 | 51.7237 | 49.03% | 0 | 1 | 76.51% | 0% | 0 | 0.0231 | 0.0231 | 1.6423 | 0.037937 | Medium | Medium | Low
JESSUP 11019002 | 2585 |  |  |  |  | JESSUP 11019002 | JESSUP 1101 | NORTH VALLEY | 6.7893 | 16.4426 | 68.96% | 0 | 5 | 44.76% | 0% | 0 | 0.017028 | 0.017028 | 2.2277 | 0.037935 | Low | Low | Low
SOLEDAD 21027562 | 2586 |  |  |  |  | SOLEDAD 21027562 | SOLEDAD 2102 | CENTRAL COAST | 1.9641 | 22.7828 | 92.71% | 0 | 0 | 25.93% | 0% | 0 | 0.014154 | 0.014154 | 2.6794 | 0.037924 | Low | Low | Medium
FROGTOWN 170236870 | 2587 |  |  |  |  | FROGTOWN 170236870 | FROGTOWN 1702 | STOCKTON | 2.2467 | 10 | 88.34% | 0 | 2 | 72.13% | 0% | 0 | 0.020592 | 0.020592 | 1.8354 | 0.037794 | Low | Low | Low
SAN LUIS OBISPO 110788962 | 2588 |  |  |  |  | SAN LUIS OBISPO 110788962 | SAN LUIS OBISPO 1107 | LOS PADRES | 1.6209 | 48.7477 | 22.43% | 0 | 1 | 40.61% | 0% | 0 | 0.012815 | 0.012815 | 2.9485 | 0.037786 | Low | Low | Medium
WOOD 0401CB | 2589 |  |  |  |  | WOOD 0401CB | WOOD 0401 | EAST BAY | 0.4018 | 10 | 54.38% | 0 | 0 | 12.06% | 0% | 0 | 0.0082741 | 0.0082741 | 4.5612 | 0.037739 | Low | Low | High
RED BLUFF 1101 | 2590 |  |  |  |  | RED BLUFF 1101 | RED BLUFF 1101 | NORTH VALLEY | 0.18711 | 22.4749 | 100% | 0 | 0 | 61.69% | 0% | 0 | 0.021308 | 0.021308 | 1.7689 | 0.037691 | Low | Low | Low
WYANDOTTE 110942650 | 2591 |  |  |  |  | WYANDOTTE 110942650 | WYANDOTTE 1109 | NORTH VALLEY | 0.71686 | 10 | 44.77% | 0 | 0 | 27.21% | 0% | 0 | 0.0088907 | 0.0088907 | 4.2335 | 0.037638 | Low | Low | High
CARLOTTA 112142896 | 2592 |  |  |  |  | CARLOTTA 112142896 | CARLOTTA 1121 | HUMBOLDT | 2.183 | 31.2732 | 37.15% | 2 | 2 | 39.92% | 0% | 0 | 0.015245 | 0.015245 | 2.4688 | 0.037636 | Low | Low | Medium
CORONA 11034446 | 2593 |  |  |  |  | CORONA 11034446 | CORONA 1103 | SONOMA | 0.968 | 50.7747 | 83.54% | 0 | 0 | 7.888% | 0% | 0 | 0.013274 | 0.013274 | 2.8291 | 0.037555 | Low | Low | Medium
CLOVERDALE 1102429006 | 2594 |  |  |  |  | CLOVERDALE 1102429006 | CLOVERDALE 1102 | SONOMA | 2.0089 | 22.4739 | 19.1% | 0 | 1 | 100% | 0% | 0 | 0.016467 | 0.016467 | 2.2766 | 0.037488 | Low | Low | Medium
MILPITAS 110962157 | 2595 |  |  |  |  | MILPITAS 110962157 | MILPITAS 1109 | SAN JOSE | 0.044828 | 10 | 0% | 0 | 0 | 100% | 0% | 0 | 0.012695 | 0.012695 | 2.9508 | 0.037462 | Low | Low | Medium
NARROWS 21022718 | 2596 |  |  |  |  | NARROWS 21022718 | NARROWS 2102 | SIERRA | 0.45209 | 10 | 82.65% | 0 | 1 | 6.234% | 0% | 0 | 0.010047 | 0.010047 | 3.7245 | 0.037421 | Low | Low | High
ANDERSON 11031600 | 2597 |  |  |  |  | ANDERSON 11031600 | ANDERSON 1103 | NORTH VALLEY | 2.5631 | 13.0676 | 100% | 0 | 0 | 23.83% | 0% | 0 | 0.015715 | 0.015715 | 2.3807 | 0.037413 | Low | Low | Medium
OTTER 11022166 | 2598 |  |  |  |  | OTTER 11022166 | OTTER 1102 | CENTRAL COAST | 4.0812 | 30.3358 | 3.172% | 4 | 2 | 100% | 0% | 0 | 0.027673 | 0.027673 | 1.3506 | 0.037374 | Medium | Medium | Low
GRASS VALLEY 1103 | 2599 |  |  |  |  | GRASS VALLEY 1103 | GRASS VALLEY 1103 | SIERRA | 0.021115 | 10 | 19.87% | 0 | 0 | 100% | 0% | 0 | 0.014923 | 0.014923 | 2.5027 | 0.037349 | Low | Low | Medium
SAUSALITO 11011270 | 2600 |  |  |  |  | SAUSALITO 11011270 | SAUSALITO 1101 | NORTH BAY | 0.49678 | 64.5423 | 0% | 0 | 0 | 50.41% | 0% | 0 | 0.011233 | 0.011233 | 3.3242 | 0.037341 | Low | Low | High
MENLO 11029110 | 2601 |  |  |  |  | MENLO 11029110 | MENLO 1102 | PENINSULA | 0.16148 | 10 | 87.04% | 1 | 0 | 1.751% | 0% | 0 | 0.0098849 | 0.0098849 | 3.7774 | 0.037339 | Low | Low | High
HICKS 2101XR548 | 2602 |  |  |  |  | HICKS 2101XR548 | HICKS 2101 | SAN JOSE | 1.763 | 53.1133 | 61.37% | 0 | 0 | 20.35% | 0% | 0 | 0.012735 | 0.012735 | 2.9304 | 0.037318 | Low | Low | Medium
CORRAL 110214028 | 2603 |  |  |  |  | CORRAL 110214028 | CORRAL 1102 | STOCKTON | 3.2845 | 10 | 84.85% | 0 | 2 | 41.18% | 0% | 0 | 0.01476 | 0.01476 | 2.5258 | 0.03728 | Low | Low | Medium
WILLOW PASS 1101CB | 2604 |  |  |  |  | WILLOW PASS 1101CB | WILLOW PASS 1101 | DIABLO | 0.46926 | 10 | 100% | 0 | 1 | 6.681% | 0% | 0 | 0.011627 | 0.011627 | 3.2051 | 0.037265 | Low | Low | High
NARROWS 210551582 | 2605 |  |  |  |  | NARROWS 210551582 | NARROWS 2105 | SIERRA | 9.5263 | 10 | 48.26% | 0 | 1 | 100% | 0% | 0 | 0.019181 | 0.019181 | 1.9413 | 0.037237 | Low | Low | Low
COTTONWOOD 11029026 | 2606 |  |  |  |  | COTTONWOOD 11029026 | COTTONWOOD 1102 | NORTH VALLEY | 14.1835 | 17.7686 | 84.41% | 1 | 2 | 58.01% | 0% | 0 | 0.021122 | 0.021122 | 1.7609 | 0.037192 | Low | Low | Low
FORT ROSS 1121134 | 2607 |  |  |  |  | FORT ROSS 1121134 | FORT ROSS 1121 | SONOMA | 7.7066 | 23.2401 | 8.01% | 16 | 1 | 95.15% | 0% | 0 | 0.029926 | 0.029926 | 1.2427 | 0.037189 | Medium | Medium | Low
KONOCTI 11022293 | 2608 |  |  |  |  | KONOCTI 11022293 | KONOCTI 1102 | HUMBOLDT | 0.16556 | 10 | 100% | 0 | 0 | 9.444% | 0% | 0 | 0.011704 | 0.011704 | 3.1767 | 0.03718 | Low | Low | High
JESSUP 1101CB | 2609 |  |  |  |  | JESSUP 1101CB | JESSUP 1101 | NORTH VALLEY | 1.1327 | 30.8343 | 100% | 0 | 0 | 19.43% | 0% | 0 | 0.01487 | 0.01487 | 2.5003 | 0.037179 | Low | Low | Medium
POSO MOUNTAIN 2104CB | 2610 |  |  |  |  | POSO MOUNTAIN 2104CB | POSO MOUNTAIN 2104 | KERN | 5.3916 | 10 | 6.227% | 0 | 6 | 72.59% | 0% | 0 | 0.013157 | 0.013157 | 2.8181 | 0.037076 | Low | Low | Medium
LUCERNE 110676850 | 2611 |  |  |  |  | LUCERNE 110676850 | LUCERNE 1106 | HUMBOLDT | 2.0465 | 10 | 61.3% | 0 | 3 | 55.89% | 0% | 0 | 0.014386 | 0.014386 | 2.5722 | 0.037005 | Low | Low | Medium
COTATI 1102464 | 2612 |  |  |  |  | COTATI 1102464 | COTATI 1102 | SONOMA | 1.2747 | 26.0788 | 66.97% | 0 | 1 | 15.73% | 0% | 0 | 0.012358 | 0.012358 | 2.9928 | 0.036986 | Low | Low | Medium
SYCAMORE CREEK 1109CB | 2613 |  |  |  |  | SYCAMORE CREEK 1109CB | SYCAMORE CREEK 1109 | NORTH VALLEY | 0.58228 | 10 | 100% | 0 | 0 | 6.6% | 0% | 0 | 0.011379 | 0.011379 | 3.2447 | 0.036922 | Low | Low | High
MORRO BAY 1102CB | 2614 |  |  |  |  | MORRO BAY 1102CB | MORRO BAY 1102 | LOS PADRES | 3.3958 | 10 | 1.002% | 0 | 0 | 71.82% | 0% | 0 | 0.011049 | 0.011049 | 3.3405 | 0.036911 | Low | Low | High
PEABODY 2106CB | 2615 |  |  |  |  | PEABODY 2106CB | PEABODY 2106 | SACRAMENTO | 0.58049 | 10 | 53.14% | 0 | 0 | 53.74% | 0% | 0 | 0.012385 | 0.012385 | 2.9801 | 0.036907 | Low | Low | Medium
NORTH BRANCH 1101CB | 2616 |  |  |  |  | NORTH BRANCH 1101CB | NORTH BRANCH 1101 | STOCKTON | 10.7662 | 27.7002 | 39.92% | 0 | 5 | 56% | 0% | 0 | 0.014214 | 0.014214 | 2.5951 | 0.036887 | Low | Low | Medium
JARVIS 1108MR368 | 2617 |  |  |  |  | JARVIS 1108MR368 | JARVIS 1108 | MISSION | 0.80128 | 10 | 39.98% | 0 | 0 | 23.87% | 0% | 0 | 0.0094416 | 0.0094416 | 3.9056 | 0.036875 | Low | Low | High
COARSEGOLD 210410030 | 2618 |  |  |  |  | COARSEGOLD 210410030 | COARSEGOLD 2104 | YOSEMITE | 15.7445 | 10.7109 | 33.01% | 0 | 3 | 88.51% | 0% | 0 | 0.020603 | 0.020603 | 1.786 | 0.036797 | Low | Low | Low
RIO DEL MAR 0401CB | 2619 |  |  |  |  | RIO DEL MAR 0401CB | RIO DEL MAR 0401 | CENTRAL COAST | 1.702 | 10 | 16.67% | 5 | 1 | 48.18% | 0% | 0 | 0.010828 | 0.010828 | 3.3814 | 0.036613 | Low | Low | High
HATTON 11029642 | 2620 |  |  |  |  | HATTON 11029642 | HATTON 1102 | CENTRAL COAST | 1.1982 | 10 | 4.477% | 2 | 1 | 100% | 0% | 0 | 0.013798 | 0.013798 | 2.6508 | 0.036576 | Low | Low | Medium
RACETRACK 170310870 | 2621 |  |  |  |  | RACETRACK 170310870 | RACETRACK 1703 | YOSEMITE | 1.0803 | 10 | 45.22% | 0 | 3 | 41.49% | 0% | 0 | 0.010943 | 0.010943 | 3.3367 | 0.036514 | Low | Low | High
FITCH MOUNTAIN 11115060 | 2622 |  |  |  |  | FITCH MOUNTAIN 11115060 | FITCH MOUNTAIN 1111 | SONOMA | 2.1624 | 43.6089 | 39.41% | 0 | 3 | 35.19% | 0% | 0 | 0.012308 | 0.012308 | 2.9515 | 0.036326 | Low | Low | Medium
KONOCTI 11084037 | 2623 |  |  |  |  | KONOCTI 11084037 | KONOCTI 1108 | HUMBOLDT | 0.3878 | 10 | 100% | 0 | 0 | 22.52% | 0% | 0 | 0.013321 | 0.013321 | 2.7262 | 0.036316 | Low | Low | Medium
ELK 110191336 | 2624 |  |  |  |  | ELK 110191336 | ELK 1101 | HUMBOLDT | 7.8266 | 12.5917 | 0% | 14 | 5 | 92.25% | 0% | 0 | 0.020708 | 0.020708 | 1.7508 | 0.036255 | Low | Low | Low
OAKHURST 110311900 | 2625 |  |  |  |  | OAKHURST 110311900 | OAKHURST 1103 | YOSEMITE | 0.064919 | 10 | 100% | 0 | 0 | 7.722% | 0% | 0 | 0.011506 | 0.011506 | 3.147 | 0.03621 | Low | Low | High
WISE 110163199 | 2626 |  |  |  |  | WISE 110163199 | WISE 1101 | SIERRA | 0.5708 | 42.4087 | 13.05% | 0 | 0 | 61.18% | 0% | 0 | 0.01197 | 0.01197 | 3.0242 | 0.036199 | Low | Low | Medium
WILLITS 1103696 | 2627 |  |  |  |  | WILLITS 1103696 | WILLITS 1103 | HUMBOLDT | 6.5774 | 41.2479 | 62.23% | 0 | 3 | 69.69% | 0% | 0 | 0.020487 | 0.020487 | 1.7628 | 0.036115 | Low | Low | Low
CHESTER 1102CB | 2628 |  |  |  |  | CHESTER 1102CB | CHESTER 1102 | NORTH VALLEY | 0.32002 | 10 | 100% | 0 | 0 | 10.17% | 0% | 0 | 0.01345 | 0.01345 | 2.6792 | 0.036036 | Low | Low | Medium
OILFIELDS 1103 | 2629 |  |  |  |  | OILFIELDS 1103 | OILFIELDS 1103 | CENTRAL COAST | 0.020981 | 19.5696 | 17.4% | 0 | 0 | 100% | 0% | 0 | 0.015601 | 0.015601 | 2.3018 | 0.035911 | Low | Low | Medium
EDENVALE 2107CB | 2630 |  |  |  |  | EDENVALE 2107CB | EDENVALE 2107 | SAN JOSE | 0.73661 | 33.423 | 98.26% | 0 | 0 | 2.254% | 0% | 0 | 0.01259 | 0.01259 | 2.8521 | 0.035908 | Low | Low | Medium
SAN CARLOS 11048846 | 2631 |  |  |  |  | SAN CARLOS 11048846 | SAN CARLOS 1104 | PENINSULA | 1.1188 | 10 | 42.43% | 0 | 1 | 25.48% | 0% | 0 | 0.0087545 | 0.0087545 | 4.0972 | 0.035869 | Low | Low | High
HALSEY 11022514 | 2632 |  |  |  |  | HALSEY 11022514 | HALSEY 1102 | SIERRA | 9.2843 | 10 | 42.43% | 1 | 2 | 47.49% | 0% | 0 | 0.012855 | 0.012855 | 2.7818 | 0.035761 | Low | Low | Medium
CLAY 1102CB | 2633 |  |  |  |  | CLAY 1102CB | CLAY 1102 | STOCKTON | 1.1664 | 10 | 0% | 0 | 0 | 60.02% | 0% | 0 | 0.011126 | 0.011126 | 3.2104 | 0.035721 | Low | Low | High
MENDOCINO 110137462 | 2634 |  |  |  |  | MENDOCINO 110137462 | MENDOCINO 1101 | HUMBOLDT | 2.449 | 10 | 46.73% | 0 | 2 | 50.22% | 0% | 0 | 0.0135 | 0.0135 | 2.6397 | 0.035636 | Low | Low | Medium
HICKS 1116CB | 2635 |  |  |  |  | HICKS 1116CB | HICKS 1116 | SAN JOSE | 1.3112 | 10 | 43.95% | 1 | 3 | 7.743% | 0% | 0 | 0.0089608 | 0.0089608 | 3.9753 | 0.035622 | Low | Low | High
CURTIS 170190120 | 2636 |  |  |  |  | CURTIS 170190120 | CURTIS 1701 | YOSEMITE | 2.5983 | 10 | 28.78% | 0 | 1 | 50.57% | 0% | 0 | 0.010044 | 0.010044 | 3.5453 | 0.035611 | Low | Low | High
DESCHUTES 1101CB | 2637 |  |  |  |  | DESCHUTES 1101CB | DESCHUTES 1101 | NORTH VALLEY | 4.1985 | 15.36 | 72.74% | 0 | 0 | 36.89% | 0% | 0 | 0.012752 | 0.012752 | 2.792 | 0.035602 | Low | Low | Medium
TIDEWATER 210665866 | 2638 |  |  |  |  | TIDEWATER 210665866 | TIDEWATER 2106 | DIABLO | 4.2405 | 36.2821 | 12.3% | 0 | 0 | 47.54% | 0% | 0 | 0.0099699 | 0.0099699 | 3.5683 | 0.035576 | Low | Low | High
MORGAN HILL 2110XR326 | 2639 |  |  |  |  | MORGAN HILL 2110XR326 | MORGAN HILL 2110 | SAN JOSE | 2.054 | 29.8956 | 63.47% | 0 | 2 | 9.633% | 0% | 0 | 0.013515 | 0.013515 | 2.63 | 0.035544 | Low | Low | Medium
BANGOR 110155206 | 2640 |  |  |  |  | BANGOR 110155206 | BANGOR 1101 | NORTH VALLEY | 2.9326 | 34.2156 | 61.32% | 1 | 0 | 28.49% | 0% | 0 | 0.012304 | 0.012304 | 2.8829 | 0.03547 | Low | Low | Medium
CEDAR CREEK 11011362 | 2641 |  |  |  |  | CEDAR CREEK 11011362 | CEDAR CREEK 1101 | NORTH VALLEY | 0.015515 | 10 | 100% | 0 | 0 | 100% | 0% | 0 | 0.028512 | 0.028512 | 1.2439 | 0.035466 | Medium | Medium | Low
DUNBAR 1101160 | 2642 |  |  |  |  | DUNBAR 1101160 | DUNBAR 1101 | SONOMA | 4.1387 | 21.8951 | 29.76% | 0 | 0 | 62.23% | 10.35% | 0 | 0.01425 | 0.01425 | 2.486 | 0.035427 | Low | Low | Medium
PEORIA 17013186 | 2643 |  |  |  |  | PEORIA 17013186 | PEORIA 1701 | YOSEMITE | 10.0751 | 10 | 99.94% | 1 | 2 | 100% | 0% | 0 | 0.030068 | 0.030068 | 1.1773 | 0.035399 | Medium | Medium | Low
FORT ORD 21069658 | 2644 |  |  |  |  | FORT ORD 21069658 | FORT ORD 2106 | CENTRAL COAST | 0.097044 | 10 | 0% | 0 | 0 | 100% | 0% | 0 | 0.012695 | 0.012695 | 2.7847 | 0.035353 | Low | Low | Medium
CHESTER 1101CB | 2645 |  |  |  |  | CHESTER 1101CB | CHESTER 1101 | NORTH VALLEY | 2.5695 | 10 | 96.88% | 0 | 0 | 31.91% | 0% | 0 | 0.01425 | 0.01425 | 2.4772 | 0.035299 | Low | Low | Medium
HATTON 11022070 | 2646 |  |  |  |  | HATTON 11022070 | HATTON 1102 | CENTRAL COAST | 0.49418 | 10 | 29.42% | 0 | 3 | 25.81% | 0% | 0 | 0.010726 | 0.010726 | 3.2805 | 0.035187 | Low | Low | High
LUCERNE 1106CB | 2647 |  |  |  |  | LUCERNE 1106CB | LUCERNE 1106 | HUMBOLDT | 2.483 | 10 | 34.76% | 1 | 7 | 68.8% | 0% | 0 | 0.01653 | 0.01653 | 2.1266 | 0.035153 | Low | Low | Low
CURTIS 170356972 | 2648 |  |  |  |  | CURTIS 170356972 | CURTIS 1703 | YOSEMITE | 8.4449 | 49.5291 | 11.99% | 0 | 2 | 100% | 0.5389% | 1 | 0.02188 | 0.02188 | 1.6045 | 0.035106 | Medium | Medium | Low
ELK 11011260 | 2649 |  |  |  |  | ELK 11011260 | ELK 1101 | HUMBOLDT | 15.6745 | 74.4455 | 25.71% | 10 | 4 | 100% | 0% | 0 | 0.043784 | 0.043784 | 0.80153 | 0.035094 | Medium | Medium | Low
PLACERVILLE 1109CB | 2650 |  |  |  |  | PLACERVILLE 1109CB | PLACERVILLE 1109 | SIERRA | 0.020146 | 10 | 0% | 0 | 1 | 100% | 0% | 0 | 0.012961 | 0.012961 | 2.6978 | 0.034966 | Low | Low | Medium
ROSSMOOR 110192164 | 2651 |  |  |  |  | ROSSMOOR 110192164 | ROSSMOOR 1101 | DIABLO | 0.25455 | 10 | 51.39% | 0 | 0 | 26.2% | 0% | 0 | 0.0092923 | 0.0092923 | 3.7629 | 0.034966 | Low | Low | High
ROSSMOOR 110676468 | 2652 |  |  |  |  | ROSSMOOR 110676468 | ROSSMOOR 1106 | DIABLO | 1.5034 | 10 | 14.83% | 1 | 2 | 51.08% | 0% | 0 | 0.0093177 | 0.0093177 | 3.7505 | 0.034946 | Low | Low | High
FAIRVIEW 2207P150 | 2653 |  |  |  |  | FAIRVIEW 2207P150 | FAIRVIEW 2207 | DIABLO | 1.7182 | 19.1624 | 0% | 0 | 0 | 75.67% | 0% | 0 | 0.010614 | 0.010614 | 3.2893 | 0.034913 | Low | Low | High
GEYSERVILLE 110135492 | 2654 |  |  |  |  | GEYSERVILLE 110135492 | GEYSERVILLE 1101 | SONOMA | 8.4529 | 69.0353 | 85.9% | 0 | 0 | 39.22% | 0% | 0 | 0.020833 | 0.020833 | 1.6734 | 0.034862 | Low | Low | Low
WILLOW PASS 2107P500R | 2655 |  |  |  |  | WILLOW PASS 2107P500R | WILLOW PASS 2107 | DIABLO | 0.15832 | 10 | 100% | 0 | 0 | 4.986% | 0% | 0 | 0.011198 | 0.011198 | 3.1106 | 0.034834 | Low | Low | High
BERKELEY F 0402CB | 2656 |  |  |  |  | BERKELEY F 0402CB | BERKELEY F 0402 | EAST BAY | 0.47631 | 10 | 26.87% | 0 | 0 | 22.4% | 0% | 0 | 0.0083588 | 0.0083588 | 4.1661 | 0.034823 | Low | Low | High
SAND CREEK 11037110 | 2657 |  |  |  |  | SAND CREEK 11037110 | SAND CREEK 1103 | FRESNO | 19.4155 | 27.8259 | 94.86% | 5 | 7 | 100% | 0% | 0 | 0.080582 | 0.080582 | 0.43197 | 0.034809 | High | High | Low
POSO MOUNTAIN 210448268 | 2658 |  |  |  |  | POSO MOUNTAIN 210448268 | POSO MOUNTAIN 2104 | KERN | 4.774 | 10 | 10.21% | 0 | 0 | 90.31% | 0% | 0 | 0.012535 | 0.012535 | 2.7681 | 0.034699 | Low | Low | Medium
BELMONT 1103415994 | 2659 |  |  |  |  | BELMONT 1103415994 | BELMONT 1103 | PENINSULA | 1.0684 | 10 | 38.18% | 0 | 2 | 26.01% | 0% | 0 | 0.0086782 | 0.0086782 | 3.9933 | 0.034655 | Low | Low | High
BUTTE 11052410 | 2660 |  |  |  |  | BUTTE 11052410 | BUTTE 1105 | NORTH VALLEY | 1.8432 | 10 | 92.92% | 0 | 0 | 16.76% | 0% | 0 | 0.011878 | 0.011878 | 2.9154 | 0.034628 | Low | Low | Medium
VALLEY VIEW 1105P126 | 2661 |  |  |  |  | VALLEY VIEW 1105P126 | VALLEY VIEW 1105 | EAST BAY | 0.94179 | 10 | 5.099% | 0 | 0 | 45.94% | 0% | 0 | 0.008838 | 0.008838 | 3.9116 | 0.034571 | Low | Low | High
TEJON 11023751 | 2662 |  |  |  |  | TEJON 11023751 | TEJON 1102 | KERN | 20.1546 | 14.4086 | 57.09% | 0 | 4 | 78.15% | 0% | 0 | 0.034903 | 0.034903 | 0.99037 | 0.034567 | Medium | Medium | Low
MESA 1101CB | 2663 |  |  |  |  | MESA 1101CB | MESA 1101 | LOS PADRES | 13.1474 | 48.8211 | 12.29% | 0 | 3 | 51.32% | 0% | 0 | 0.013679 | 0.013679 | 2.5227 | 0.034509 | Low | Low | Medium
CMC 1102CB | 2664 |  |  |  |  | CMC 1102CB | CMC 1102 | LOS PADRES | 0.46264 | 10 | 0% | 0 | 0 | 100% | 0% | 0 | 0.012695 | 0.012695 | 2.714 | 0.034455 | Low | Low | Medium
SNEATH LANE 1106CB | 2665 |  |  |  |  | SNEATH LANE 1106CB | SNEATH LANE 1106 | PENINSULA | 1.101 | 10 | 47.15% | 3 | 3 | 17.83% | 0% | 0 | 0.0091441 | 0.0091441 | 3.7667 | 0.034443 | Low | Low | High
HARTLEY 110194178 | 2666 |  |  |  |  | HARTLEY 110194178 | HARTLEY 1101 | HUMBOLDT | 1.6171 | 10 | 47.04% | 0 | 1 | 41.48% | 0% | 0 | 0.012159 | 0.012159 | 2.8315 | 0.034428 | Low | Low | Medium
KERN OIL 11063301 | 2667 |  |  |  |  | KERN OIL 11063301 | KERN OIL 1106 | KERN | 0.36257 | 10 | 100% | 0 | 0 | 1.116% | 0% | 0 | 0.012298 | 0.012298 | 2.7994 | 0.034427 | Low | Low | Medium
SAN LUIS OBISPO 1103CB | 2668 |  |  |  |  | SAN LUIS OBISPO 1103CB | SAN LUIS OBISPO 1103 | LOS PADRES | 2.8352 | 59.393 | 72.07% | 0 | 1 | 20.37% | 0% | 0 | 0.014802 | 0.014802 | 2.3239 | 0.034398 | Low | Low | Medium
LOS MOLINOS 11011308 | 2669 |  |  |  |  | LOS MOLINOS 11011308 | LOS MOLINOS 1101 | NORTH VALLEY | 0.1275 | 79.8468 | 100% | 0 | 0 | 1.055% | 0% | 0 | 0.017254 | 0.017254 | 1.9923 | 0.034377 | Low | Low | Low
CLAY 1103CB | 2670 |  |  |  |  | CLAY 1103CB | CLAY 1103 | STOCKTON | 5.7506 | 36.571 | 11.82% | 0 | 1 | 42.68% | 0% | 0 | 0.011049 | 0.011049 | 3.1111 | 0.034376 | Low | Low | High
CABRILLO 11031437 | 2671 |  |  |  |  | CABRILLO 11031437 | CABRILLO 1103 | LOS PADRES | 3.2446 | 37.9706 | 72.77% | 0 | 0 | 66.31% | 0% | 0 | 0.019849 | 0.019849 | 1.7318 | 0.034374 | Low | Low | Low
SONOMA 11054456 | 2672 |  |  |  |  | SONOMA 11054456 | SONOMA 1105 | SONOMA | 1.6486 | 23.1811 | 52.93% | 0 | 1 | 22.31% | 0% | 0 | 0.010106 | 0.010106 | 3.401 | 0.034372 | Low | Low | High
STELLING 110913228 | 2673 |  |  |  |  | STELLING 110913228 | STELLING 1109 | DE ANZA | 0.52786 | 10 | 79.39% | 0 | 0 | 6.214% | 0% | 0 | 0.0095798 | 0.0095798 | 3.5877 | 0.034369 | Low | Low | High
TEJON 11023760 | 2674 |  |  |  |  | TEJON 11023760 | TEJON 1102 | KERN | 5.5529 | 84.6891 | 100% | 0 | 0 | 84.6% | 0% | 0 | 0.040235 | 0.040235 | 0.85149 | 0.03426 | Medium | Medium | Low
WILLITS 11044650 | 2675 |  |  |  |  | WILLITS 11044650 | WILLITS 1104 | HUMBOLDT | 2.8566 | 16.3398 | 61.51% | 0 | 4 | 48.68% | 0% | 0 | 0.014299 | 0.014299 | 2.3934 | 0.034224 | Low | Low | Medium
MORGAN HILL 2105XR602 | 2676 |  |  |  |  | MORGAN HILL 2105XR602 | MORGAN HILL 2105 | SAN JOSE | 0.59187 | 10 | 11.22% | 0 | 0 | 69.56% | 0% | 0 | 0.010291 | 0.010291 | 3.3208 | 0.034174 | Low | Low | High
BURNEY 1101CB | 2677 |  |  |  |  | BURNEY 1101CB | BURNEY 1101 | NORTH VALLEY | 0.91927 | 10 | 59.07% | 1 | 0 | 46.14% | 0% | 0 | 0.012215 | 0.012215 | 2.7975 | 0.034171 | Low | Low | Medium
BURNEY 110297318 | 2678 |  |  |  |  | BURNEY 110297318 | BURNEY 1102 | NORTH VALLEY | 0.71383 | 14.6507 | 68.47% | 0 | 0 | 50.51% | 0% | 0 | 0.015997 | 0.015997 | 2.1361 | 0.034171 | Low | Low | Low
TEMPLETON 2108A40 | 2679 |  |  |  |  | TEMPLETON 2108A40 | TEMPLETON 2108 | LOS PADRES | 1.2118 | 10 | 85.64% | 0 | 0 | 9.425% | 0% | 0 | 0.010408 | 0.010408 | 3.2792 | 0.03413 | Low | Low | High
PIT NO 1 1101CB | 2680 |  |  |  |  | PIT NO 1 1101CB | PIT NO 1 1101 | NORTH VALLEY | 6.4361 | 10 | 29.8% | 1 | 2 | 98.02% | 0% | 0 | 0.019097 | 0.019097 | 1.7847 | 0.034083 | Low | Low | Low
OREGON TRAIL 110346860 | 2681 |  |  |  |  | OREGON TRAIL 110346860 | OREGON TRAIL 1103 | NORTH VALLEY | 0.53541 | 10 | 100% | 0 | 0 | 16.12% | 0% | 0 | 0.012504 | 0.012504 | 2.7222 | 0.034039 | Low | Low | Medium
HIGHLANDS 1101CB | 2682 |  |  |  |  | HIGHLANDS 1101CB | HIGHLANDS 1101 | HUMBOLDT | 0.026418 | 10 | 0% | 0 | 0 | 100% | 0% | 0 | 0.012695 | 0.012695 | 2.6761 | 0.033974 | Low | Low | Medium
LAS GALLINAS A 11051218 | 2683 |  |  |  |  | LAS GALLINAS A 11051218 | LAS GALLINAS A 1105 | NORTH BAY | 0.13008 | 10 | 100% | 0 | 0 | 5.571% | 0% | 0 | 0.011264 | 0.011264 | 3.0158 | 0.033969 | Low | Low | Medium
WISE 11011404 | 2684 |  |  |  |  | WISE 11011404 | WISE 1101 | SIERRA | 2.2264 | 13.0264 | 54.75% | 0 | 1 | 62.41% | 0% | 0 | 0.014247 | 0.014247 | 2.3816 | 0.03393 | Low | Low | Medium
RACETRACK 1703332820 | 2685 |  |  |  |  | RACETRACK 1703332820 | RACETRACK 1703 | YOSEMITE | 1.3085 | 10 | 3.686% | 0 | 0 | 71.54% | 0% | 0 | 0.0098677 | 0.0098677 | 3.4356 | 0.033901 | Low | Low | High
GONZALES 110422420 | 2686 |  |  |  |  | GONZALES 110422420 | GONZALES 1104 | CENTRAL COAST | 0.060363 | 60 | 100% | 0 | 0 | 0.7167% | 0% | 0 | 0.015047 | 0.015047 | 2.2459 | 0.033793 | Low | Low | Medium
SANTA YNEZ 1104CB | 2687 |  |  |  |  | SANTA YNEZ 1104CB | SANTA YNEZ 1104 | LOS PADRES | 0.81728 | 10 | 74.93% | 2 | 0 | 9.437% | 0% | 0 | 0.00979 | 0.00979 | 3.444 | 0.033717 | Low | Low | High
GEYSERVILLE 1101166 | 2688 |  |  |  |  | GEYSERVILLE 1101166 | GEYSERVILLE 1101 | SONOMA | 11.044 | 32.5571 | 62.6% | 3 | 3 | 68.81% | 0% | 0 | 0.022773 | 0.022773 | 1.478 | 0.033658 | Medium | Medium | Low
WYANDOTTE 1105329930 | 2689 |  |  |  |  | WYANDOTTE 1105329930 | WYANDOTTE 1105 | NORTH VALLEY | 7.9312 | 11.1268 | 28.89% | 0 | 1 | 75.51% | 0% | 0 | 0.01297 | 0.01297 | 2.5915 | 0.033613 | Low | Low | Medium
MONTEREY 04022644 | 2690 |  |  |  |  | MONTEREY 04022644 | MONTEREY 0402 | CENTRAL COAST | 0.7655 | 10 | 0% | 1 | 1 | 53.52% | 0% | 0 | 0.010791 | 0.010791 | 3.0937 | 0.033385 | Low | Low | High
PIT NO 3 2101CB | 2691 |  |  |  |  | PIT NO 3 2101CB | PIT NO 3 2101 | NORTH VALLEY | 4.5423 | 34.7965 | 2.145% | 10 | 3 | 100% | 0% | 0 | 0.027375 | 0.027375 | 1.2188 | 0.033365 | Medium | Medium | Low
ZACA 1102Y48 | 2692 |  |  |  |  | ZACA 1102Y48 | ZACA 1102 | LOS PADRES | 4.0585 | 10 | 41.4% | 0 | 6 | 34.23% | 0% | 0 | 0.011989 | 0.011989 | 2.7812 | 0.033343 | Low | Low | Medium
BEAR VALLEY 21014500 | 2693 |  |  |  |  | BEAR VALLEY 21014500 | BEAR VALLEY 2101 | YOSEMITE | 27.333 | 23.9548 | 99.26% | 0 | 3 | 33.35% | 0% | 0 | 0.017222 | 0.017222 | 1.9324 | 0.03328 | Low | Low | Low
SAN BERNARD 1101CB | 2694 |  |  |  |  | SAN BERNARD 1101CB | SAN BERNARD 1101 | KERN | 0.91753 | 10 | 100% | 0 | 0 | 2.928% | 0% | 0 | 0.010972 | 0.010972 | 3.031 | 0.033257 | Low | Low | Medium
GEYSERVILLE 110137454 | 2695 |  |  |  |  | GEYSERVILLE 110137454 | GEYSERVILLE 1101 | SONOMA | 7.5123 | 58.2774 | 62.29% | 0 | 0 | 62.62% | 0% | 0 | 0.022967 | 0.022967 | 1.4474 | 0.033242 | Medium | Medium | Low
JESSUP 1102CB | 2696 |  |  |  |  | JESSUP 1102CB | JESSUP 1102 | NORTH VALLEY | 0.20781 | 10 | 69.42% | 4 | 1 | 3.869% | 0% | 0 | 0.01209 | 0.01209 | 2.7419 | 0.033151 | Low | Low | Medium
LLAGAS 2105XR234 | 2697 |  |  |  |  | LLAGAS 2105XR234 | LLAGAS 2105 | SAN JOSE | 0.40589 | 10 | 70.52% | 0 | 1 | 18.63% | 0% | 0 | 0.01029 | 0.01029 | 3.2175 | 0.033108 | Low | Low | High
COVELO 110196896 | 2698 |  |  |  |  | COVELO 110196896 | COVELO 1101 | HUMBOLDT | 3.6958 | 52.7111 | 100% | 5 | 0 | 24.03% | 0% | 0 | 0.024981 | 0.024981 | 1.3246 | 0.033091 | Medium | Medium | Low
SILVERADO 21023010 | 2699 |  |  |  |  | SILVERADO 21023010 | SILVERADO 2102 | NORTH BAY | 3.5284 | 66.7535 | 84.82% | 0 | 1 | 27.23% | 0% | 0 | 0.018454 | 0.018454 | 1.79 | 0.033032 | Low | Low | Low
STONE CORRAL 11107784F | 2700 |  |  |  |  | STONE CORRAL 11107784F | STONE CORRAL 1110 | FRESNO | 0.37155 | 63.2273 | 64.55% | 0 | 0 | 7.804% | 0% | 0 | 0.012359 | 0.012359 | 2.6713 | 0.033015 | Low | Low | Medium
LAS POSITAS 2108MR190 | 2701 |  |  |  |  | LAS POSITAS 2108MR190 | LAS POSITAS 2108 | MISSION | 1.1924 | 39.2847 | 52.56% | 0 | 0 | 10.54% | 0% | 0 | 0.011177 | 0.011177 | 2.9514 | 0.032988 | Low | Low | Medium
EDES 1112CB | 2702 |  |  |  |  | EDES 1112CB | EDES 1112 | EAST BAY | 0.77646 | 10 | 11.31% | 0 | 0 | 52.35% | 0% | 0 | 0.0099087 | 0.0099087 | 3.3253 | 0.032949 | Low | Low | High
SAN MIGUEL 1106CB | 2703 |  |  |  |  | SAN MIGUEL 1106CB | SAN MIGUEL 1106 | LOS PADRES | 36.8861 | 40.1614 | 99.45% | 1 | 6 | 63.1% | 0% | 0 | 0.035909 | 0.035909 | 0.91469 | 0.032845 | Medium | Medium | Low
WALDO 0401CB | 2704 |  |  |  |  | WALDO 0401CB | WALDO 0401 | EAST BAY | 1.6612 | 10 | 12.79% | 0 | 1 | 29.42% | 0% | 0 | 0.0071421 | 0.0071421 | 4.5981 | 0.03284 | Low | Low | High
BURNEY 11011322 | 2705 |  |  |  |  | BURNEY 11011322 | BURNEY 1101 | NORTH VALLEY | 16.3381 | 29.8396 | 61.19% | 0 | 0 | 87.48% | 0% | 0 | 0.021071 | 0.021071 | 1.5564 | 0.032794 | Low | Low | Low
BIG MEADOWS 21012476 | 2706 |  |  |  |  | BIG MEADOWS 21012476 | BIG MEADOWS 2101 | NORTH VALLEY | 4.675 | 24.1427 | 65.6% | 4 | 4 | 53.74% | 0% | 0 | 0.017254 | 0.017254 | 1.8966 | 0.032724 | Low | Low | Low
POINT MORETTI 110112122 | 2707 | 2020 | 31272375 | 0.96 |  | POINT MORETTI 110112122 | POINT MORETTI 1101 | CENTRAL COAST | 6.8941 | 11.1834 | 26.23% | 14 | 1 | 86.19% | 0% | 0 | 0.019307 | 0.019307 | 1.689 | 0.03261 | Low | Low | Low
SAN RAFAEL 11042235 | 2708 |  |  |  |  | SAN RAFAEL 11042235 | SAN RAFAEL 1104 | NORTH BAY | 0.29854 | 10 | 0% | 0 | 1 | 34.56% | 0% | 0 | 0.0067695 | 0.0067695 | 4.8094 | 0.032557 | Low | Low | High
LINCOLN 11042072 | 2709 |  |  |  |  | LINCOLN 11042072 | LINCOLN 1104 | SIERRA | 0.13391 | 10 | 100% | 0 | 0 | 0.7885% | 0% | 0 | 0.010742 | 0.010742 | 3.0303 | 0.032552 | Low | Low | Medium
TASSAJARA 2109CB | 2710 |  |  |  |  | TASSAJARA 2109CB | TASSAJARA 2109 | DIABLO | 0.80761 | 10 | 0% | 0 | 4 | 46.43% | 0% | 0 | 0.0081085 | 0.0081085 | 4.0127 | 0.032537 | Low | Low | High
OCEANO 1105V44 | 2711 |  |  |  |  | OCEANO 1105V44 | OCEANO 1105 | LOS PADRES | 0.92167 | 10 | 6.253% | 0 | 2 | 80.43% | 0% | 0 | 0.011472 | 0.011472 | 2.8318 | 0.032488 | Low | Low | Medium
POINT ARENA 11013702 | 2712 |  |  |  |  | POINT ARENA 11013702 | POINT ARENA 1101 | HUMBOLDT | 4.3225 | 19.0711 | 4.681% | 4 | 1 | 86.66% | 0% | 0 | 0.013218 | 0.013218 | 2.4572 | 0.03248 | Low | Low | Medium
PURISIMA 110149394 | 2713 |  | 35019004 | 0.68 |  | PURISIMA 110149394 | PURISIMA 1101 | LOS PADRES | 0.38618 | 10 | 25.81% | 1 | 0 | 4.395% | 0% | 0 | 0.0070193 | 0.0070193 | 4.6217 | 0.032441 | Low | Low | High
LAKEVILLE 1102530 | 2714 |  |  |  |  | LAKEVILLE 1102530 | LAKEVILLE 1102 | SONOMA | 0.62549 | 57.7371 | 40.72% | 0 | 0 | 12.01% | 0% | 0 | 0.010222 | 0.010222 | 3.1695 | 0.032397 | Low | Low | High
BALCH NO 1 1101CB | 2715 |  |  |  |  | BALCH NO 1 1101CB | BALCH NO 1 1101 | FRESNO | 8.601 | 30.315 | 65.14% | 0 | 10 | 100% | 0% | 0 | 0.030256 | 0.030256 | 1.07 | 0.032375 | Medium | Medium | Low
MC KEE 1103XR028 | 2716 |  |  |  |  | MC KEE 1103XR028 | MC KEE 1103 | SAN JOSE | 2.8083 | 15.9921 | 15.4% | 0 | 2 | 26.81% | 0% | 0 | 0.007561 | 0.007561 | 4.2746 | 0.032321 | Low | Low | High
ELK CREEK 11012228 | 2717 |  |  |  |  | ELK CREEK 11012228 | ELK CREEK 1101 | NORTH VALLEY | 3.1012 | 51.6707 | 100% | 0 | 0 | 29.46% | 0% | 0 | 0.018884 | 0.018884 | 1.7101 | 0.032292 | Low | Low | Low
BERKELEY F 1105CB | 2718 |  |  |  |  | BERKELEY F 1105CB | BERKELEY F 1105 | EAST BAY | 1.3653 | 10 | 33.54% | 1 | 1 | 21.32% | 0% | 0 | 0.0079134 | 0.0079134 | 4.0804 | 0.03229 | Low | Low | High
FRENCH GULCH 1102CB | 2719 |  |  |  |  | FRENCH GULCH 1102CB | FRENCH GULCH 1102 | NORTH VALLEY | 1.6951 | 33.4949 | 100% | 0 | 1 | 100% | 0% | 0 | 0.034 | 0.034 | 0.94898 | 0.032265 | Medium | Medium | Low
DUNBAR 110113481 | 2720 |  |  |  |  | DUNBAR 110113481 | DUNBAR 1101 | SONOMA | 0.13904 | 10 | 89.93% | 1 | 0 | 12.88% | 0% | 0 | 0.011301 | 0.011301 | 2.8533 | 0.032246 | Low | Low | Medium
UKIAH 1114528 | 2721 |  |  |  |  | UKIAH 1114528 | UKIAH 1114 | HUMBOLDT | 2.0763 | 22.6279 | 79.13% | 0 | 2 | 16.87% | 0% | 0 | 0.013763 | 0.013763 | 2.3375 | 0.032173 | Low | Low | Medium
VOLTA 110165764 | 2722 |  |  |  |  | VOLTA 110165764 | VOLTA 1101 | NORTH VALLEY | 10.3627 | 58.9136 | 100% | 1 | 0 | 100% | 0% | 0 | 0.0399 | 0.0399 | 0.80592 | 0.032156 | Medium | Medium | Low
CLEAR LAKE 11024708 | 2723 |  |  |  |  | CLEAR LAKE 11024708 | CLEAR LAKE 1102 | HUMBOLDT | 0.26472 | 10 | 85.61% | 0 | 0 | 9.354% | 0% | 0 | 0.010398 | 0.010398 | 3.0898 | 0.032127 | Low | Low | High
SNEATH LANE 11015311 | 2724 |  |  |  |  | SNEATH LANE 11015311 | SNEATH LANE 1101 | PENINSULA | 0.49818 | 10 | 0% | 0 | 0 | 44.61% | 0% | 0 | 0.0073269 | 0.0073269 | 4.3756 | 0.032059 | Low | Low | High
RISING RIVER 1101CB | 2725 |  |  |  |  | RISING RIVER 1101CB | RISING RIVER 1101 | NORTH VALLEY | 9.43 | 10 | 88.75% | 1 | 2 | 70.58% | 0% | 0 | 0.020612 | 0.020612 | 1.5535 | 0.03202 | Low | Low | Low
GRASS VALLEY 1103CB | 2726 |  |  |  |  | GRASS VALLEY 1103CB | GRASS VALLEY 1103 | SIERRA | 0.095866 | 10 | 0% | 0 | 0 | 80.7% | 0% | 0 | 0.010486 | 0.010486 | 3.0497 | 0.03198 | Low | Low | Medium
OAKLAND J 1102CR254 | 2727 |  |  |  |  | OAKLAND J 1102CR254 | OAKLAND J 1102 | EAST BAY | 1.0198 | 10 | 0% | 1 | 0 | 66.21% | 0% | 0 | 0.0092017 | 0.0092017 | 3.4742 | 0.031969 | Low | Low | High
OTTER 11022002 | 2728 |  |  |  |  | OTTER 11022002 | OTTER 1102 | CENTRAL COAST | 8.6285 | 34.3246 | 5.086% | 6 | 1 | 100% | 0% | 0 | 0.025475 | 0.025475 | 1.2546 | 0.03196 | Medium | Medium | Low
JOLON 11027040 | 2729 |  |  |  |  | JOLON 11027040 | JOLON 1102 | CENTRAL COAST | 20.3578 | 63.5106 | 29.02% | 0 | 1 | 88.79% | 0% | 0 | 0.02105 | 0.02105 | 1.5142 | 0.031874 | Low | Low | Low
CAMBRIA 1102W50 | 2730 |  |  |  |  | CAMBRIA 1102W50 | CAMBRIA 1102 | LOS PADRES | 2.1309 | 10 | 10.45% | 0 | 0 | 58.83% | 0% | 0 | 0.010493 | 0.010493 | 3.0352 | 0.031848 | Low | Low | Medium
PUEBLO 2102CB | 2731 |  |  |  |  | PUEBLO 2102CB | PUEBLO 2102 | NORTH BAY | 0.216 | 10 | 100% | 0 | 1 | 1.423% | 0% | 0 | 0.011037 | 0.011037 | 2.8708 | 0.031684 | Low | Low | Medium
JESSUP 110338864 | 2732 |  |  |  |  | JESSUP 110338864 | JESSUP 1103 | NORTH VALLEY | 0.59204 | 10 | 100% | 1 | 3 | 7.85% | 0% | 0 | 0.012422 | 0.012422 | 2.5473 | 0.031642 | Low | Low | Medium
GIRVAN 1102CB | 2733 |  |  |  |  | GIRVAN 1102CB | GIRVAN 1102 | NORTH VALLEY | 4.7326 | 13.9144 | 68.55% | 4 | 1 | 22.51% | 1.048% | 1 | 0.01158 | 0.01158 | 2.7229 | 0.031532 | Low | Low | Medium
RESERVATION ROAD 1102CB | 2734 |  |  |  |  | RESERVATION ROAD 1102CB | RESERVATION ROAD 1102 | CENTRAL COAST | 6.8792 | 54.6073 | 43.73% | 1 | 5 | 38.43% | 0% | 0 | 0.017073 | 0.017073 | 1.8467 | 0.031528 | Low | Low | Low
SAN RAFAEL 110969860 | 2735 |  |  |  |  | SAN RAFAEL 110969860 | SAN RAFAEL 1109 | NORTH BAY | 0.67004 | 10 | 27.57% | 0 | 0 | 26.27% | 0% | 0 | 0.0076522 | 0.0076522 | 4.1175 | 0.031508 | Low | Low | High
PANORAMA 11021526 | 2736 |  |  |  |  | PANORAMA 11021526 | PANORAMA 1102 | NORTH VALLEY | 11.8848 | 23.1923 | 53.04% | 0 | 7 | 67.25% | 0% | 0 | 0.020361 | 0.020361 | 1.5446 | 0.03145 | Low | Low | Low
FLINT 110140666 | 2737 |  |  |  |  | FLINT 110140666 | FLINT 1101 | SIERRA | 0.79305 | 10 | 48.92% | 0 | 1 | 27.77% | 0% | 0 | 0.009443 | 0.009443 | 3.3257 | 0.031404 | Low | Low | High
OLETA 11022642 | 2738 |  |  |  |  | OLETA 11022642 | OLETA 1102 | STOCKTON | 4.6588 | 10 | 54.08% | 0 | 0 | 100% | 0.8976% | 1 | 0.01998 | 0.01998 | 1.5701 | 0.031371 | Low | Low | Low
CLAY 11037142 | 2739 |  |  |  |  | CLAY 11037142 | CLAY 1103 | STOCKTON | 4.4879 | 10 | 67.68% | 2 | 0 | 29.1% | 0% | 0 | 0.012796 | 0.012796 | 2.4498 | 0.031348 | Low | Low | Medium
FRANKLIN 1104P136 | 2740 |  |  |  |  | FRANKLIN 1104P136 | FRANKLIN 1104 | EAST BAY | 3.8457 | 10 | 0% | 0 | 1 | 65.24% | 0% | 0 | 0.009184 | 0.009184 | 3.4131 | 0.031346 | Low | Low | High
DIVIDE 110348160 | 2741 |  |  |  |  | DIVIDE 110348160 | DIVIDE 1103 | LOS PADRES | 2.2423 | 10 | 32.11% | 0 | 0 | 17.66% | 0% | 0 | 0.010844 | 0.010844 | 2.8904 | 0.031344 | Low | Low | Medium
JOLON 11027070 | 2742 |  |  |  |  | JOLON 11027070 | JOLON 1102 | CENTRAL COAST | 4.9443 | 33.893 | 99.18% | 0 | 3 | 30.01% | 0% | 0 | 0.023132 | 0.023132 | 1.3548 | 0.031339 | Medium | Medium | Low
SANTA YNEZ 1102320270 | 2743 |  |  |  |  | SANTA YNEZ 1102320270 | SANTA YNEZ 1102 | LOS PADRES | 0.55315 | 10 | 90.55% | 0 | 2 | 19.74% | 0% | 0 | 0.012507 | 0.012507 | 2.5016 | 0.031288 | Low | Low | Medium
OLEMA 110137074 | 2744 |  |  |  |  | OLEMA 110137074 | OLEMA 1101 | NORTH BAY | 0.013643 | 10 | 100% | 0 | 0 | 4.337% | 0% | 0 | 0.011127 | 0.011127 | 2.8085 | 0.03125 | Low | Low | Medium
PUTAH CREEK 11058812 | 2745 |  |  |  |  | PUTAH CREEK 11058812 | PUTAH CREEK 1105 | SACRAMENTO | 0.75773 | 78.0828 | 100% | 0 | 0 | 1.163% | 0% | 0 | 0.017069 | 0.017069 | 1.8258 | 0.031165 | Low | Low | Low
PACIFIC GROVE 04222614 | 2746 |  |  |  |  | PACIFIC GROVE 04222614 | PACIFIC GROVE 0422 | CENTRAL COAST | 0.61996 | 10 | 0% | 1 | 0 | 28.91% | 0% | 0 | 0.007251 | 0.007251 | 4.276 | 0.031005 | Low | Low | High
WILLITS 1102CB | 2747 |  |  |  |  | WILLITS 1102CB | WILLITS 1102 | HUMBOLDT | 5.2584 | 15.1568 | 26.36% | 0 | 4 | 54.45% | 0% | 0 | 0.01287 | 0.01287 | 2.3959 | 0.030834 | Low | Low | Medium
SOBRANTE 110142914 | 2748 |  |  |  |  | SOBRANTE 110142914 | SOBRANTE 1101 | DIABLO | 0.83179 | 10 | 55.86% | 0 | 1 | 20.13% | 0% | 0 | 0.0092648 | 0.0092648 | 3.3242 | 0.030798 | Low | Low | High
OAKLAND X 1105CB | 2749 |  |  |  |  | OAKLAND X 1105CB | OAKLAND X 1105 | EAST BAY | 3.475 | 10 | 21.39% | 0 | 3 | 23.79% | 0% | 0 | 0.0086247 | 0.0086247 | 3.5708 | 0.030797 | Low | Low | High
SAN CARLOS 110436864 | 2750 |  |  |  |  | SAN CARLOS 110436864 | SAN CARLOS 1104 | PENINSULA | 0.3154 | 10 | 0% | 0 | 1 | 37.17% | 0% | 0 | 0.0069476 | 0.0069476 | 4.4226 | 0.030727 | Low | Low | High
POINT MORETTI 110135874 | 2751 |  |  |  |  | POINT MORETTI 110135874 | POINT MORETTI 1101 | CENTRAL COAST | 0.27376 | 10 | 0% | 0 | 0 | 100% | 0% | 0 | 0.012695 | 0.012695 | 2.4196 | 0.030718 | Low | Low | Medium
ROB ROY 210512584 | 2752 |  |  |  |  | ROB ROY 210512584 | ROB ROY 2105 | CENTRAL COAST | 3.0913 | 10 | 22.02% | 2 | 1 | 25.72% | 0% | 0 | 0.011337 | 0.011337 | 2.7064 | 0.030682 | Low | Low | Medium
CHOLAME 2102X06 | 2753 |  |  |  |  | CHOLAME 2102X06 | CHOLAME 2102 | LOS PADRES | 33.5233 | 47.8201 | 99.99% | 1 | 7 | 63.4% | 0% | 0 | 0.034127 | 0.034127 | 0.89797 | 0.030645 | Medium | Medium | Low
ZACA 1101CB | 2754 | 2019 | 31269259 | 1.2 |  | ZACA 1101CB | ZACA 1101 | LOS PADRES | 7.3177 | 63.5153 | 26.01% | 0 | 1 | 67.25% | 0% | 0 | 0.024613 | 0.024613 | 1.2436 | 0.030608 | Medium | Medium | Low
BEAR VALLEY 21059570 | 2755 |  |  |  |  | BEAR VALLEY 21059570 | BEAR VALLEY 2105 | YOSEMITE | 8.0469 | 57.8177 | 84.85% | 0 | 1 | 100% | 0% | 0 | 0.035385 | 0.035385 | 0.86453 | 0.030591 | Medium | Medium | Low
VIEJO 220146068 | 2756 |  |  |  |  | VIEJO 220146068 | VIEJO 2201 | CENTRAL COAST | 0.073762 | 10 | 0% | 0 | 0 | 53.15% | 0% | 0 | 0.0079762 | 0.0079762 | 3.8343 | 0.030583 | Low | Low | High
UPPER LAKE 1101472084 | 2757 |  |  |  |  | UPPER LAKE 1101472084 | UPPER LAKE 1101 | HUMBOLDT | 4.5266 | 10 | 55.47% | 0 | 3 | 61.59% | 0% | 0 | 0.016554 | 0.016554 | 1.8437 | 0.030521 | Low | Low | Low
LOS OSITOS 21027470 | 2758 |  |  |  |  | LOS OSITOS 21027470 | LOS OSITOS 2102 | CENTRAL COAST | 2.5834 | 65.4453 | 76.6% | 0 | 0 | 9.453% | 0% | 0 | 0.014067 | 0.014067 | 2.1688 | 0.030509 | Low | Low | Low
SANTA YNEZ 1102CB | 2759 |  |  |  |  | SANTA YNEZ 1102CB | SANTA YNEZ 1102 | LOS PADRES | 1.3864 | 10 | 42.97% | 0 | 2 | 15.51% | 0% | 0 | 0.010594 | 0.010594 | 2.8741 | 0.030449 | Low | Low | Medium
BERESFORD 04039154 | 2760 |  |  |  |  | BERESFORD 04039154 | BERESFORD 0403 | PENINSULA | 3.1988 | 10 | 17.34% | 4 | 1 | 48.83% | 0% | 0 | 0.0094751 | 0.0094751 | 3.2128 | 0.030442 | Low | Low | High
SAN BENITO 2104CB | 2761 |  |  |  |  | SAN BENITO 2104CB | SAN BENITO 2104 | CENTRAL COAST | 4.8064 | 10 | 7.992% | 0 | 0 | 52.81% | 0% | 0 | 0.014395 | 0.014395 | 2.1147 | 0.030441 | Low | Low | Low
ELECTRA 1102CB | 2762 |  |  |  |  | ELECTRA 1102CB | ELECTRA 1102 | STOCKTON | 2.62 | 68.1508 | 1.119% | 0 | 0 | 100% | 0% | 0 | 0.018952 | 0.018952 | 1.606 | 0.030437 | Low | Low | Low
CARLOTTA 11214045 | 2763 |  |  |  |  | CARLOTTA 11214045 | CARLOTTA 1121 | HUMBOLDT | 0.14338 | 10 | 100% | 0 | 0 | 7.252% | 0% | 0 | 0.011453 | 0.011453 | 2.6575 | 0.030436 | Low | Low | Medium
HOPLAND 11011100 | 2764 |  |  |  |  | HOPLAND 11011100 | HOPLAND 1101 | HUMBOLDT | 2.6093 | 13.3851 | 100% | 0 | 1 | 39.2% | 0% | 0 | 0.016404 | 0.016404 | 1.8539 | 0.030412 | Low | Low | Low
REDBUD 1102432 | 2765 |  |  |  |  | REDBUD 1102432 | REDBUD 1102 | HUMBOLDT | 1.3051 | 10 | 69.46% | 0 | 1 | 11.62% | 0% | 0 | 0.0095157 | 0.0095157 | 3.1897 | 0.030352 | Low | Low | High
WILLITS 1103CB | 2766 |  |  |  |  | WILLITS 1103CB | WILLITS 1103 | HUMBOLDT | 1.4734 | 28.6497 | 64.03% | 0 | 1 | 37.49% | 0% | 0 | 0.015222 | 0.015222 | 1.9923 | 0.030328 | Low | Low | Low
JOLON 11027002 | 2767 |  |  |  |  | JOLON 11027002 | JOLON 1102 | CENTRAL COAST | 7.9112 | 56.9708 | 100% | 0 | 0 | 43.93% | 0% | 0 | 0.025691 | 0.025691 | 1.1804 | 0.030327 | Medium | Medium | Low
CLARK ROAD 11022044 | 2768 |  |  |  |  | CLARK ROAD 11022044 | CLARK ROAD 1102 | NORTH VALLEY | 5.5376 | 29.0224 | 29.16% | 0 | 3 | 44.24% | 0% | 0 | 0.018991 | 0.018991 | 1.5914 | 0.030222 | Low | Low | Low
PEORIA 1704 | 2769 |  |  |  |  | PEORIA 1704 | PEORIA 1704 | YOSEMITE | 0.12912 | 10 | 0% | 0 | 0 | 100% | 0% | 0 | 0.012695 | 0.012695 | 2.3748 | 0.030148 | Low | Low | Medium
OAKLAND J 1102CR252 | 2770 |  |  |  |  | OAKLAND J 1102CR252 | OAKLAND J 1102 | EAST BAY | 1.1914 | 10 | 48.94% | 0 | 1 | 19.56% | 0% | 0 | 0.0087055 | 0.0087055 | 3.4603 | 0.030124 | Low | Low | High
RIO DEL MAR 0402CB | 2771 |  |  |  |  | RIO DEL MAR 0402CB | RIO DEL MAR 0402 | CENTRAL COAST | 1.6949 | 10 | 6.344% | 2 | 0 | 47.04% | 0% | 0 | 0.0081166 | 0.0081166 | 3.7099 | 0.030112 | Low | Low | High
HARTLEY 1101738 | 2772 |  |  |  |  | HARTLEY 1101738 | HARTLEY 1101 | HUMBOLDT | 3.053 | 10 | 42.13% | 1 | 2 | 37.87% | 0% | 0 | 0.011659 | 0.011659 | 2.581 | 0.030092 | Low | Low | Medium
ANTLER 11011612 | 2773 |  |  |  |  | ANTLER 11011612 | ANTLER 1101 | NORTH VALLEY | 8.3928 | 10 | 100% | 2 | 6 | 90.86% | 15.08% | 1 | 0.043586 | 0.043586 | 0.69008 | 0.030078 | Medium | Medium | Low
VALLEY VIEW 1106P128 | 2774 |  |  |  |  | VALLEY VIEW 1106P128 | VALLEY VIEW 1106 | EAST BAY | 0.72514 | 10 | 44.15% | 0 | 0 | 28.68% | 0% | 0 | 0.0089763 | 0.0089763 | 3.3463 | 0.030037 | Low | Low | High
FORT ORD 210637286 | 2775 |  |  |  |  | FORT ORD 210637286 | FORT ORD 2106 | CENTRAL COAST | 1.5847 | 10 | 0% | 0 | 4 | 43% | 0% | 0 | 0.010213 | 0.010213 | 2.936 | 0.029984 | Low | Low | Medium
SAN MIGUEL 1104R58 | 2776 |  |  |  |  | SAN MIGUEL 1104R58 | SAN MIGUEL 1104 | LOS PADRES | 9.7655 | 26.7568 | 99.18% | 0 | 1 | 40.61% | 0% | 0 | 0.018077 | 0.018077 | 1.6551 | 0.029918 | Low | Low | Low
MORAGA 110381146 | 2777 |  |  |  |  | MORAGA 110381146 | MORAGA 1103 | DIABLO | 0.81099 | 10 | 24.05% | 0 | 0 | 14.46% | 0% | 0 | 0.00661 | 0.00661 | 4.5238 | 0.029902 | Low | Low | High
UKIAH 111472990 | 2778 |  |  |  |  | UKIAH 111472990 | UKIAH 1114 | HUMBOLDT | 0.7336 | 10 | 33.42% | 1 | 5 | 22.74% | 0% | 0 | 0.0099473 | 0.0099473 | 3.0013 | 0.029855 | Low | Low | Medium
MORRO BAY 1101V66 | 2779 |  |  |  |  | MORRO BAY 1101V66 | MORRO BAY 1101 | LOS PADRES | 3.6398 | 32.9293 | 34.81% | 0 | 0 | 22.6% | 18.48% | 0 | 0.01232 | 0.01232 | 2.4197 | 0.029811 | Low | Low | Medium
SAN CARLOS 1103 | 2780 |  |  |  |  | SAN CARLOS 1103 | SAN CARLOS 1103 | PENINSULA | 0.013694 | 10 | 0% | 0 | 0 | 32.32% | 0% | 0 | 0.0064833 | 0.0064833 | 4.5959 | 0.029797 | Low | Low | High
FORT ORD 210736596 | 2781 |  |  |  |  | FORT ORD 210736596 | FORT ORD 2107 | CENTRAL COAST | 2.9621 | 10 | 1.434% | 0 | 3 | 23.77% | 0% | 0 | 0.0095449 | 0.0095449 | 3.1211 | 0.029791 | Low | Low | High
LAS GALLINAS A 11041220 | 2782 |  |  |  |  | LAS GALLINAS A 11041220 | LAS GALLINAS A 1104 | NORTH BAY | 1.0215 | 10 | 17.87% | 0 | 0 | 20.99% | 0% | 0 | 0.0076561 | 0.0076561 | 3.869 | 0.029621 | Low | Low | High
CALAVERAS CEMENT 110113424 | 2783 |  |  |  |  | CALAVERAS CEMENT 110113424 | CALAVERAS CEMENT 1101 | STOCKTON | 1.1628 | 27.7873 | 54.51% | 0 | 1 | 32.26% | 0% | 0 | 0.011657 | 0.011657 | 2.5395 | 0.029604 | Low | Low | Medium
LOYOLA 1102LL12 | 2784 |  |  |  |  | LOYOLA 1102LL12 | LOYOLA 1102 | DE ANZA | 0.10967 | 10 | 100% | 0 | 0 | 1.811% | 0% | 0 | 0.010852 | 0.010852 | 2.7206 | 0.029523 | Low | Low | Medium
VIEJO 220285904 | 2785 |  |  |  |  | VIEJO 220285904 | VIEJO 2202 | CENTRAL COAST | 0.44182 | 10 | 5.103% | 1 | 0 | 22.34% | 0% | 0 | 0.007082 | 0.007082 | 4.1688 | 0.029523 | Low | Low | High
ANDERSON 1103CB | 2786 |  |  |  |  | ANDERSON 1103CB | ANDERSON 1103 | NORTH VALLEY | 3.2551 | 15.9196 | 80.29% | 1 | 2 | 15.59% | 0% | 0 | 0.011642 | 0.011642 | 2.5308 | 0.029465 | Low | Low | Medium
MIRABEL 1102206 | 2787 |  |  |  |  | MIRABEL 1102206 | MIRABEL 1102 | SONOMA | 1.6804 | 10 | 37.83% | 0 | 1 | 13.09% | 0% | 0 | 0.0097141 | 0.0097141 | 3.0324 | 0.029457 | Low | Low | Medium
PASO ROBLES 110355374 | 2788 |  |  |  |  | PASO ROBLES 110355374 | PASO ROBLES 1103 | LOS PADRES | 2.104 | 28.3586 | 87.29% | 0 | 2 | 19.75% | 0% | 0 | 0.013788 | 0.013788 | 2.1323 | 0.0294 | Low | Low | Low
ECHO SUMMIT 1101344250 | 2789 |  |  |  |  | ECHO SUMMIT 1101344250 | ECHO SUMMIT 1101 | (blank) | 0.80694 | 10 | 100% | 1 | 0 | 14.32% | 0% | 0 | 0.014197 | 0.014197 | 2.0707 | 0.029398 | Low | Low | Low
DEL MONTE 210332886 | 2790 |  |  |  |  | DEL MONTE 210332886 | DEL MONTE 2103 | CENTRAL COAST | 1.2598 | 10 | 0% | 5 | 1 | 31.74% | 0% | 0 | 0.0091616 | 0.0091616 | 3.2009 | 0.029325 | Low | Low | High
BIG RIVER 11012989 | 2791 |  |  |  |  | BIG RIVER 11012989 | BIG RIVER 1101 | HUMBOLDT | 0.072968 | 10 | 100% | 0 | 0 | 6.918% | 0% | 0 | 0.011415 | 0.011415 | 2.5683 | 0.029316 | Low | Low | Medium
PETALUMA C 1108630 | 2792 |  |  |  |  | PETALUMA C 1108630 | PETALUMA C 1108 | SONOMA | 1.2522 | 54.3048 | 11.61% | 0 | 2 | 29.56% | 0% | 0 | 0.0097687 | 0.0097687 | 3 | 0.029306 | Low | Low | Medium
WILLITS 1104CB | 2793 |  |  |  |  | WILLITS 1104CB | WILLITS 1104 | HUMBOLDT | 2.2442 | 16.2086 | 22.49% | 1 | 7 | 29.86% | 0% | 0 | 0.012113 | 0.012113 | 2.4118 | 0.029214 | Low | Low | Medium
SOLEDAD 2101CB | 2794 |  |  |  |  | SOLEDAD 2101CB | SOLEDAD 2101 | CENTRAL COAST | 1.1091 | 10 | 100% | 0 | 0 | 7.451% | 0% | 0 | 0.011475 | 0.011475 | 2.5437 | 0.02919 | Low | Low | Medium
OAKLAND J 1106CR330 | 2795 |  |  |  |  | OAKLAND J 1106CR330 | OAKLAND J 1106 | EAST BAY | 0.49535 | 10 | 40.09% | 0 | 0 | 20.57% | 0% | 0 | 0.0091449 | 0.0091449 | 3.1852 | 0.029128 | Low | Low | High
POINT MORETTI 11015074 | 2796 |  |  |  |  | POINT MORETTI 11015074 | POINT MORETTI 1101 | CENTRAL COAST | 1.726 | 19.9026 | 1.553% | 2 | 1 | 56.7% | 0% | 0 | 0.009381 | 0.009381 | 3.1003 | 0.029084 | Low | Low | High
BUELLTON 1101753644 | 2797 |  |  |  |  | BUELLTON 1101753644 | BUELLTON 1101 | LOS PADRES | 0.0028488 | 10 | 100% | 0 | 0 | 0.4009% | 0% | 0 | 0.010701 | 0.010701 | 2.7101 | 0.029001 | Low | Low | Medium
SAN LUIS OBISPO 1107CB | 2798 |  |  |  |  | SAN LUIS OBISPO 1107CB | SAN LUIS OBISPO 1107 | LOS PADRES | 0.84728 | 10 | 25.92% | 0 | 0 | 48.86% | 0% | 0 | 0.0094493 | 0.0094493 | 3.0675 | 0.028986 | Low | Low | Medium
OAKLAND J 1106CR164 | 2799 |  |  |  |  | OAKLAND J 1106CR164 | OAKLAND J 1106 | EAST BAY | 1.4865 | 10 | 46.08% | 2 | 1 | 22.66% | 0% | 0 | 0.0090035 | 0.0090035 | 3.2151 | 0.028947 | Low | Low | High
WILDWOOD 11011454 | 2800 |  |  |  |  | WILDWOOD 11011454 | WILDWOOD 1101 | NORTH VALLEY | 7.7462 | 36.802 | 100% | 0 | 1 | 100% | 0% | 0 | 0.034751 | 0.034751 | 0.83154 | 0.028897 | Medium | Medium | Low
GARBERVILLE 11024744 | 2801 |  |  |  |  | GARBERVILLE 11024744 | GARBERVILLE 1102 | HUMBOLDT | 16.8626 | 50.888 | 35.22% | 7 | 3 | 83.26% | 0% | 0 | 0.047692 | 0.047692 | 0.60586 | 0.028895 | Medium | Medium | Low
ATASCADERO 1101CB | 2802 |  |  |  |  | ATASCADERO 1101CB | ATASCADERO 1101 | LOS PADRES | 0.44126 | 10 | 57.34% | 0 | 0 | 21.26% | 0% | 0 | 0.0092885 | 0.0092885 | 3.1059 | 0.028849 | Low | Low | High
LAS GALLINAS A 1104304 | 2803 |  |  |  |  | LAS GALLINAS A 1104304 | LAS GALLINAS A 1104 | NORTH BAY | 0.14237 | 10 | 35.52% | 0 | 1 | 5.697% | 0% | 0 | 0.0067954 | 0.0067954 | 4.2336 | 0.028769 | Low | Low | High
HOLLISTER 210441808 | 2804 |  |  |  |  | HOLLISTER 210441808 | HOLLISTER 2104 | CENTRAL COAST | 0.1888 | 10 | 100% | 0 | 0 | 1.735% | 0% | 0 | 0.010843 | 0.010843 | 2.6518 | 0.028755 | Low | Low | Medium
RAWSON 110385334 | 2805 |  |  |  |  | RAWSON 110385334 | RAWSON 1103 | NORTH VALLEY | 2.3781 | 53.7562 | 78.76% | 0 | 1 | 24.97% | 0% | 0 | 0.017954 | 0.017954 | 1.5952 | 0.028642 | Low | Low | Low
WYANDOTTE 11101952 | 2806 |  |  |  |  | WYANDOTTE 11101952 | WYANDOTTE 1110 | NORTH VALLEY | 0.44853 | 10 | 100% | 0 | 0 | 5.144% | 0% | 0 | 0.011216 | 0.011216 | 2.5511 | 0.028613 | Low | Low | Medium
HOLLISTER 21024780 | 2807 |  |  |  |  | HOLLISTER 21024780 | HOLLISTER 2102 | CENTRAL COAST | 2.8684 | 10 | 66.05% | 0 | 1 | 19.03% | 0% | 0 | 0.011367 | 0.011367 | 2.5162 | 0.028602 | Low | Low | Medium
VIEJO 22029089 | 2808 |  |  |  |  | VIEJO 22029089 | VIEJO 2202 | CENTRAL COAST | 0.44699 | 10 | 0% | 1 | 3 | 26.75% | 0% | 0 | 0.0075545 | 0.0075545 | 3.7807 | 0.028562 | Low | Low | High
HOOPA 110193038 | 2809 |  |  |  |  | HOOPA 110193038 | HOOPA 1101 | HUMBOLDT | 0.1684 | 40.7085 | 100% | 0 | 1 | 6.029% | 0% | 0 | 0.014214 | 0.014214 | 2.0078 | 0.028539 | Low | Low | Low
ATASCADERO 1101A22 | 2810 |  |  |  |  | ATASCADERO 1101A22 | ATASCADERO 1101 | LOS PADRES | 0.48233 | 10 | 88.74% | 0 | 1 | 3.681% | 0% | 0 | 0.010296 | 0.010296 | 2.761 | 0.028426 | Low | Low | Medium
VIEJO 22049110 | 2811 |  |  |  |  | VIEJO 22049110 | VIEJO 2204 | CENTRAL COAST | 0.89252 | 10 | 16.91% | 0 | 0 | 20.66% | 0% | 0 | 0.0066316 | 0.0066316 | 4.2831 | 0.028404 | Low | Low | High
ROB ROY 210410930 | 2812 |  |  |  |  | ROB ROY 210410930 | ROB ROY 2104 | CENTRAL COAST | 1.4484 | 10 | 54.81% | 0 | 0 | 12.82% | 0% | 0 | 0.0083664 | 0.0083664 | 3.3859 | 0.028328 | Low | Low | High
GREEN VALLEY 210112130 | 2813 |  |  |  |  | GREEN VALLEY 210112130 | GREEN VALLEY 2101 | CENTRAL COAST | 1.2937 | 17.054 | 59.16% | 0 | 0 | 7.411% | 0% | 0 | 0.0086186 | 0.0086186 | 3.2862 | 0.028323 | Low | Low | High
HARTLEY 110186876 | 2814 |  |  |  |  | HARTLEY 110186876 | HARTLEY 1101 | HUMBOLDT | 2.3866 | 10 | 49.85% | 0 | 0 | 28.66% | 0% | 0 | 0.0094023 | 0.0094023 | 2.9982 | 0.02819 | Low | Low | Medium
EL CERRITO G 1111CB | 2815 |  |  |  |  | EL CERRITO G 1111CB | EL CERRITO G 1111 | EAST BAY | 0.94606 | 10 | 6.246% | 0 | 0 | 7.497% | 0% | 0 | 0.0053291 | 0.0053291 | 5.2654 | 0.028059 | Low | Low | High
VINEYARD 2107CB | 2816 |  |  |  |  | VINEYARD 2107CB | VINEYARD 2107 | MISSION | 1.6942 | 13.0214 | 48.11% | 0 | 2 | 16.67% | 0% | 0 | 0.0087566 | 0.0087566 | 3.1976 | 0.028 | Low | Low | High
TEMPLETON 2113R82 | 2817 |  |  |  |  | TEMPLETON 2113R82 | TEMPLETON 2113 | LOS PADRES | 34.6176 | 62.3861 | 93.76% | 0 | 4 | 50.19% | 6.458% | 0 | 0.03681 | 0.03681 | 0.75794 | 0.0279 | Medium | Medium | Low
MERCED FALLS 110287352 | 2818 |  |  |  |  | MERCED FALLS 110287352 | MERCED FALLS 1102 | YOSEMITE | 26.2614 | 32.8974 | 99.99% | 0 | 0 | 98.93% | 0% | 0 | 0.054765 | 0.054765 | 0.50877 | 0.027863 | Medium | Medium | Low
GUALALA 1111CB | 2819 |  |  |  |  | GUALALA 1111CB | GUALALA 1111 | HUMBOLDT | 3.8671 | 10 | 20.51% | 4 | 5 | 100% | 0% | 0 | 0.017522 | 0.017522 | 1.59 | 0.02786 | Low | Low | Low
BRENTWOOD 2105502672 | 2820 |  |  |  |  | BRENTWOOD 2105502672 | BRENTWOOD 2105 | DIABLO | 1.383 | 10 | 100% | 0 | 0 | 7.371% | 0% | 0 | 0.011466 | 0.011466 | 2.4116 | 0.027652 | Low | Low | Medium
PEORIA 17019811 | 2821 |  |  |  |  | PEORIA 17019811 | PEORIA 1701 | YOSEMITE | 5.5301 | 39.6322 | 92.09% | 0 | 0 | 62.43% | 0% | 0 | 0.022586 | 0.022586 | 1.223 | 0.027623 | Medium | Medium | Low
MESA 1103M92 | 2822 |  |  |  |  | MESA 1103M92 | MESA 1103 | LOS PADRES | 1.0274 | 49.2008 | 44.21% | 0 | 0 | 12.96% | 0% | 0 | 0.010021 | 0.010021 | 2.7565 | 0.027622 | Low | Low | Medium
STAFFORD 110242542 | 2823 |  |  |  |  | STAFFORD 110242542 | STAFFORD 1102 | NORTH BAY | 0.92749 | 10 | 53.57% | 0 | 0 | 26.56% | 0% | 0 | 0.0094932 | 0.0094932 | 2.9041 | 0.027569 | Low | Low | Medium
PURISIMA 1101Y42 | 2824 |  |  |  |  | PURISIMA 1101Y42 | PURISIMA 1101 | LOS PADRES | 0.33998 | 72.2951 | 27.05% | 0 | 0 | 2.02% | 0% | 0 | 0.010429 | 0.010429 | 2.6418 | 0.02755 | Low | Low | Medium
FLINT 1101CB | 2825 |  |  |  |  | FLINT 1101CB | FLINT 1101 | SIERRA | 0.81732 | 10 | 11.07% | 0 | 2 | 31.46% | 0% | 0 | 0.008378 | 0.008378 | 3.2795 | 0.027475 | Low | Low | High
GRASS VALLEY 110358498 | 2826 |  |  |  |  | GRASS VALLEY 110358498 | GRASS VALLEY 1103 | SIERRA | 0.54343 | 10 | 37.4% | 0 | 2 | 23.91% | 0% | 0 | 0.0096407 | 0.0096407 | 2.8446 | 0.027424 | Low | Low | Medium
CAYUCOS 11014701 | 2827 |  |  |  |  | CAYUCOS 11014701 | CAYUCOS 1101 | LOS PADRES | 2.0826 | 72.227 | 28.46% | 1 | 0 | 23.77% | 0% | 0 | 0.011613 | 0.011613 | 2.3562 | 0.027363 | Low | Low | Medium
ELK CREEK 11012106 | 2828 |  |  |  |  | ELK CREEK 11012106 | ELK CREEK 1101 | NORTH VALLEY | 13.2055 | 80.5547 | 100% | 0 | 1 | 100% | 0% | 0 | 0.052586 | 0.052586 | 0.52019 | 0.027355 | Medium | Medium | Low
LUCERNE 11031280 | 2829 |  |  |  |  | LUCERNE 11031280 | LUCERNE 1103 | HUMBOLDT | 8.886 | 18.4647 | 53.77% | 0 | 7 | 37.48% | 0% | 0 | 0.012974 | 0.012974 | 2.1053 | 0.027314 | Low | Low | Low
SAN RAFAEL 1106837 | 2830 |  |  |  |  | SAN RAFAEL 1106837 | SAN RAFAEL 1106 | NORTH BAY | 0.43527 | 10 | 0% | 0 | 2 | 28.12% | 0% | 0 | 0.0074019 | 0.0074019 | 3.69 | 0.027313 | Low | Low | High
RESERVATION ROAD 11023032 | 2831 |  |  |  |  | RESERVATION ROAD 11023032 | RESERVATION ROAD 1102 | CENTRAL COAST | 1.7351 | 10 | 40.39% | 0 | 1 | 17.91% | 0% | 0 | 0.010406 | 0.010406 | 2.6242 | 0.027307 | Low | Low | Medium
CORNING 110135974 | 2832 |  |  |  |  | CORNING 110135974 | CORNING 1101 | NORTH VALLEY | 0.83179 | 10 | 47.68% | 0 | 0 | 100% | 0% | 0 | 0.02429 | 0.02429 | 1.1214 | 0.027239 | Medium | Medium | Low
GEYSERVILLE 1101122 | 2833 |  |  |  |  | GEYSERVILLE 1101122 | GEYSERVILLE 1101 | SONOMA | 3.5712 | 48.4332 | 60.55% | 0 | 3 | 18.96% | 0% | 0 | 0.012864 | 0.012864 | 2.1153 | 0.027211 | Low | Low | Low
SOLEDAD 21027008 | 2834 |  |  |  |  | SOLEDAD 21027008 | SOLEDAD 2102 | CENTRAL COAST | 1.2631 | 69.0048 | 38.01% | 0 | 0 | 6.974% | 0% | 0 | 0.011715 | 0.011715 | 2.322 | 0.027202 | Low | Low | Medium
COARSEGOLD 21036110 | 2835 |  |  |  |  | COARSEGOLD 21036110 | COARSEGOLD 2103 | YOSEMITE | 9.9772 | 20.6713 | 95.13% | 0 | 5 | 33.47% | 0% | 0 | 0.016997 | 0.016997 | 1.5993 | 0.027183 | Low | Low | Low
FRUITLAND 11418860 | 2836 |  |  |  |  | FRUITLAND 11418860 | FRUITLAND 1141 | HUMBOLDT | 2.4992 | 72.7282 | 25.93% | 4 | 0 | 65.81% | 0% | 0 | 0.01798 | 0.01798 | 1.5096 | 0.027143 | Low | Low | Low
JOLON 1102CB | 2837 |  |  |  |  | JOLON 1102CB | JOLON 1102 | CENTRAL COAST | 23.7338 | 63.1412 | 51.5% | 0 | 1 | 99.01% | 0% | 0 | 0.02781 | 0.02781 | 0.97488 | 0.027111 | Medium | Medium | Low
SUMMIT 1101CB | 2838 |  |  |  |  | SUMMIT 1101CB | SUMMIT 1101 | SIERRA | 0.12475 | 10 | 0% | 0 | 1 | 100% | 0% | 0 | 0.016863 | 0.016863 | 1.5975 | 0.026939 | Low | Low | Low
CAROLANDS 04049026 | 2839 |  |  |  |  | CAROLANDS 04049026 | CAROLANDS 0404 | PENINSULA | 0.27754 | 10 | 28.62% | 0 | 0 | 5.507% | 0% | 0 | 0.0071679 | 0.0071679 | 3.7571 | 0.026931 | Low | Low | High
SUMMIT 11016627 | 2840 |  |  |  |  | SUMMIT 11016627 | SUMMIT 1101 | SIERRA | 0.56142 | 10 | 45.61% | 0 | 0 | 100% | 0% | 0 | 0.01839 | 0.01839 | 1.4632 | 0.026909 | Low | Low | Low
MARIPOSA 210210250 | 2841 |  |  |  |  | MARIPOSA 210210250 | MARIPOSA 2102 | YOSEMITE | 0.04003 | 10 | 0% | 0 | 0 | 100% | 0% | 0 | 0.012695 | 0.012695 | 2.119 | 0.026901 | Low | Low | Low
FRANKLIN 1104CB | 2842 |  |  |  |  | FRANKLIN 1104CB | FRANKLIN 1104 | EAST BAY | 0.64777 | 10 | 0% | 0 | 2 | 12.31% | 0% | 0 | 0.0072216 | 0.0072216 | 3.7113 | 0.026802 | Low | Low | High
PRUNEDALE 11103716 | 2843 |  |  |  |  | PRUNEDALE 11103716 | PRUNEDALE 1110 | CENTRAL COAST | 0.046537 | 10 | 100% | 0 | 0 | 0.3534% | 0% | 0 | 0.010696 | 0.010696 | 2.4997 | 0.026736 | Low | Low | Medium
TEMPLETON 2113A32 | 2844 |  |  |  |  | TEMPLETON 2113A32 | TEMPLETON 2113 | LOS PADRES | 0.77097 | 10 | 66.93% | 0 | 0 | 13.18% | 0% | 0 | 0.0092713 | 0.0092713 | 2.8821 | 0.026721 | Low | Low | Medium
SNEATH LANE 1107CB | 2845 |  |  |  |  | SNEATH LANE 1107CB | SNEATH LANE 1107 | PENINSULA | 0.3748 | 10 | 41.65% | 0 | 1 | 9.682% | 0% | 0 | 0.0074343 | 0.0074343 | 3.594 | 0.026719 | Low | Low | High
WYANDOTTE 1107CB | 2846 |  |  |  |  | WYANDOTTE 1107CB | WYANDOTTE 1107 | NORTH VALLEY | 1.0691 | 10 | 31.7% | 0 | 1 | 7.068% | 0% | 0 | 0.0066762 | 0.0066762 | 3.9827 | 0.026589 | Low | Low | High
BEAR VALLEY 21054170 | 2847 |  |  |  |  | BEAR VALLEY 21054170 | BEAR VALLEY 2105 | YOSEMITE | 9.5178 | 57.2029 | 100% | 3 | 1 | 100% | 0% | 0 | 0.041292 | 0.041292 | 0.64305 | 0.026553 | Medium | Medium | Low
PEORIA 170488630 | 2848 |  |  |  |  | PEORIA 170488630 | PEORIA 1704 | YOSEMITE | 0.77831 | 38.0661 | 100% | 0 | 0 | 100% | 0% | 0 | 0.050412 | 0.050412 | 0.52663 | 0.026548 | Medium | Medium | Low
TRES PINOS 11114032 | 2849 |  |  |  |  | TRES PINOS 11114032 | TRES PINOS 1111 | CENTRAL COAST | 0.10269 | 70 | 100% | 0 | 0 | 0.5446% | 0% | 0 | 0.018321 | 0.018321 | 1.4487 | 0.026542 | Low | Low | Low
BRENTWOOD 210596324 | 2850 |  |  |  |  | BRENTWOOD 210596324 | BRENTWOOD 2105 | DIABLO | 0.37122 | 10 | 0% | 0 | 0 | 76.98% | 0% | 0 | 0.010106 | 0.010106 | 2.6232 | 0.02651 | Low | Low | Medium
PEORIA 1701CB | 2851 |  |  |  |  | PEORIA 1701CB | PEORIA 1701 | YOSEMITE | 8.8374 | 31.1758 | 54.24% | 0 | 6 | 100% | 0% | 0 | 0.037882 | 0.037882 | 0.69967 | 0.026505 | Medium | Medium | Low
SONOMA 1107126 | 2852 |  |  |  |  | SONOMA 1107126 | SONOMA 1107 | SONOMA | 2.2583 | 59.5559 | 29.29% | 0 | 1 | 10.13% | 0% | 0 | 0.009446 | 0.009446 | 2.8041 | 0.026487 | Low | Low | Medium
JOLON 11027004 | 2853 |  |  |  |  | JOLON 11027004 | JOLON 1102 | CENTRAL COAST | 5.4816 | 47.887 | 100% | 0 | 0 | 27.2% | 0% | 0 | 0.020525 | 0.020525 | 1.2884 | 0.026445 | Low | Low | Low
ELK 11014628 | 2854 |  |  |  |  | ELK 11014628 | ELK 1101 | HUMBOLDT | 2.8486 | 10 | 0% | 0 | 7 | 69.22% | 0% | 0 | 0.012349 | 0.012349 | 2.1397 | 0.026424 | Low | Low | Low
CLOVERDALE 1102670 | 2855 |  |  |  |  | CLOVERDALE 1102670 | CLOVERDALE 1102 | SONOMA | 0.27521 | 10 | 95.35% | 0 | 0 | 6.733% | 0% | 0 | 0.01097 | 0.01097 | 2.3989 | 0.026316 | Low | Low | Medium
NOVATO 11041282 | 2856 |  |  |  |  | NOVATO 11041282 | NOVATO 1104 | NORTH BAY | 1.3064 | 10 | 9.821% | 0 | 6 | 28.52% | 0% | 0 | 0.008753 | 0.008753 | 3.0035 | 0.026289 | Low | Low | Medium
HICKS 1116LB16 | 2857 |  |  |  |  | HICKS 1116LB16 | HICKS 1116 | SAN JOSE | 1.4512 | 10 | 12.53% | 1 | 1 | 15.83% | 0% | 0 | 0.0072028 | 0.0072028 | 3.6384 | 0.026207 | Low | Low | High
LOS GATOS 1101CB | 2858 |  |  |  |  | LOS GATOS 1101CB | LOS GATOS 1101 | DE ANZA | 0.83125 | 10 | 32.44% | 0 | 1 | 21.19% | 0% | 0 | 0.0077301 | 0.0077301 | 3.3892 | 0.026199 | Low | Low | High
POTTER VALLEY P H 110537476 | 2859 |  |  |  |  | POTTER VALLEY P H 110537476 | POTTER VALLEY P H 1105 | HUMBOLDT | 0.5064 | 62.972 | 86.61% | 0 | 3 | 5.941% | 0% | 0 | 0.015424 | 0.015424 | 1.6964 | 0.026166 | Low | Low | Low
LINCOLN 110195756 | 2860 |  |  |  |  | LINCOLN 110195756 | LINCOLN 1101 | SIERRA | 3.5302 | 10.7023 | 65.54% | 2 | 0 | 19.54% | 0% | 0 | 0.010072 | 0.010072 | 2.5936 | 0.026122 | Low | Low | Medium
FAIRVIEW 2207M501R | 2861 |  |  |  |  | FAIRVIEW 2207M501R | FAIRVIEW 2207 | DIABLO | 1.376 | 10 | 11.91% | 1 | 2 | 29.22% | 0% | 0 | 0.0083598 | 0.0083598 | 3.1246 | 0.026121 | Low | Low | High
COAST RD 0401CB | 2862 |  |  |  |  | COAST RD 0401CB | COAST RD 0401 | CENTRAL COAST | 0.04709 | 10 | 0% | 0 | 0 | 100% | 0% | 0 | 0.012695 | 0.012695 | 2.0553 | 0.026093 | Low | Low | Low
GONZALES 11033096 | 2863 |  |  |  |  | GONZALES 11033096 | GONZALES 1103 | CENTRAL COAST | 1.0413 | 57.173 | 49.23% | 0 | 0 | 5.766% | 0% | 0 | 0.011709 | 0.011709 | 2.2241 | 0.026042 | Low | Low | Low
CASTRO VALLEY 1106MR233 | 2864 |  |  |  |  | CASTRO VALLEY 1106MR233 | CASTRO VALLEY 1106 | MISSION | 0.14387 | 10 | 11.99% | 0 | 0 | 22.61% | 0% | 0 | 0.0064943 | 0.0064943 | 3.9938 | 0.025937 | Low | Low | High
CARLOTTA 1121CB | 2865 |  |  |  |  | CARLOTTA 1121CB | CARLOTTA 1121 | HUMBOLDT | 3.8375 | 25.0692 | 63.58% | 0 | 0 | 16.59% | 0% | 0 | 0.010334 | 0.010334 | 2.4931 | 0.025765 | Low | Low | Medium
PETALUMA C 1109CB | 2866 |  |  |  |  | PETALUMA C 1109CB | PETALUMA C 1109 | SONOMA | 0.77473 | 10 | 39.24% | 0 | 1 | 15.77% | 0% | 0 | 0.007744 | 0.007744 | 3.3257 | 0.025754 | Low | Low | High
PAUL SWEET 210510290 | 2867 |  |  |  |  | PAUL SWEET 210510290 | PAUL SWEET 2105 | CENTRAL COAST | 0.48079 | 10 | 22.97% | 0 | 0 | 8.329% | 0% | 0 | 0.0061637 | 0.0061637 | 4.1772 | 0.025747 | Low | Low | High
FORT BRAGG A 1102CB | 2868 |  |  |  |  | FORT BRAGG A 1102CB | FORT BRAGG A 1102 | HUMBOLDT | 1.663 | 13.8095 | 19.07% | 2 | 1 | 29% | 0% | 0 | 0.0078888 | 0.0078888 | 3.2475 | 0.025619 | Low | Low | High
SNEATH LANE 110748338 | 2869 |  |  |  |  | SNEATH LANE 110748338 | SNEATH LANE 1107 | PENINSULA | 0.48719 | 10 | 2.1% | 0 | 0 | 45.41% | 0% | 0 | 0.0075134 | 0.0075134 | 3.4081 | 0.025607 | Low | Low | High
PANORAMA 1102CB | 2870 |  |  |  |  | PANORAMA 1102CB | PANORAMA 1102 | NORTH VALLEY | 0.071747 | 10 | 100% | 0 | 0 | 0.6421% | 0% | 0 | 0.010727 | 0.010727 | 2.3856 | 0.025589 | Low | Low | Medium
STONE CORRAL 11107320 | 2871 |  |  |  |  | STONE CORRAL 11107320 | STONE CORRAL 1110 | FRESNO | 1.9474 | 22.4898 | 48.09% | 0 | 0 | 8.248% | 0% | 0 | 0.010731 | 0.010731 | 2.3816 | 0.025558 | Low | Low | Medium
ALTO 1123CB | 2872 |  |  |  |  | ALTO 1123CB | ALTO 1123 | NORTH BAY | 2.3955 | 10 | 3.352% | 0 | 0 | 39.61% | 4.121% | 0 | 0.0076595 | 0.0076595 | 3.3336 | 0.025533 | Low | Low | High
ELK 11011298 | 2873 |  |  |  |  | ELK 11011298 | ELK 1101 | HUMBOLDT | 13.5042 | 33.0971 | 18.55% | 6 | 11 | 83.72% | 0% | 0 | 0.022711 | 0.022711 | 1.1193 | 0.025419 | Medium | Medium | Low
TRIDAM POWERHOUSE 2101CB | 2874 |  |  |  |  | TRIDAM POWERHOUSE 2101CB | TRIDAM POWERHOUSE 2101 | YOSEMITE | 0.050313 | 10 | 100% | 0 | 0 | 100% | 0% | 0 | 0.028512 | 0.028512 | 0.89044 | 0.025388 | Medium | Medium | Low
OTTER 11022012 | 2875 |  |  |  |  | OTTER 11022012 | OTTER 1102 | CENTRAL COAST | 9.1781 | 41.691 | 0% | 3 | 4 | 91.18% | 0% | 0 | 0.018558 | 0.018558 | 1.3664 | 0.025359 | Low | Low | Low
ARLINGTON 0401CB | 2876 |  |  |  |  | ARLINGTON 0401CB | ARLINGTON 0401 | EAST BAY | 0.76473 | 10 | 0% | 0 | 1 | 19.15% | 0% | 0 | 0.005806 | 0.005806 | 4.3631 | 0.025332 | Low | Low | High
FITCH MOUNTAIN 1113154 | 2877 |  |  |  |  | FITCH MOUNTAIN 1113154 | FITCH MOUNTAIN 1113 | SONOMA | 2.1793 | 18.0666 | 70.63% | 0 | 0 | 11.51% | 0% | 0 | 0.0099274 | 0.0099274 | 2.5363 | 0.025179 | Low | Low | Medium
OCEANO 1106V28 | 2878 |  |  |  |  | OCEANO 1106V28 | OCEANO 1106 | LOS PADRES | 1.0201 | 10 | 22.73% | 0 | 0 | 11.28% | 0% | 0 | 0.006335 | 0.006335 | 3.973 | 0.025169 | Low | Low | High
FAIRVIEW 2207CB | 2879 |  |  |  |  | FAIRVIEW 2207CB | FAIRVIEW 2207 | DIABLO | 0.060291 | 10 | 69.19% | 0 | 0 | 1.178% | 0% | 0 | 0.0083828 | 0.0083828 | 2.9891 | 0.025057 | Low | Low | Medium
RESERVATION ROAD 1101CB | 2880 |  |  |  |  | RESERVATION ROAD 1101CB | RESERVATION ROAD 1101 | CENTRAL COAST | 3.6814 | 10 | 45.32% | 0 | 3 | 39.08% | 0% | 0 | 0.013924 | 0.013924 | 1.799 | 0.025049 | Low | Low | Low
COVELO 110137328 | 2881 |  |  |  |  | COVELO 110137328 | COVELO 1101 | HUMBOLDT | 3.9213 | 85.1621 | 100% | 0 | 0 | 16.63% | 0% | 0 | 0.020839 | 0.020839 | 1.2015 | 0.025038 | Low | Low | Low
IGNACIO 1104316 | 2882 |  |  |  |  | IGNACIO 1104316 | IGNACIO 1104 | NORTH BAY | 0.5655 | 10 | 40.98% | 0 | 2 | 6.524% | 0% | 0 | 0.0073158 | 0.0073158 | 3.4198 | 0.025018 | Low | Low | High
GARBERVILLE 110139524 | 2883 |  |  |  |  | GARBERVILLE 110139524 | GARBERVILLE 1101 | HUMBOLDT | 5.5428 | 59.5329 | 86.83% | 1 | 2 | 35.93% | 0% | 0 | 0.020129 | 0.020129 | 1.2425 | 0.02501 | Low | Low | Low
OLEMA 1101320 | 2884 |  |  |  |  | OLEMA 1101320 | OLEMA 1101 | NORTH BAY | 0.033859 | 54.8898 | 25.18% | 0 | 1 | 0.2531% | 0% | 0 | 0.0091583 | 0.0091583 | 2.7217 | 0.024926 | Low | Low | Medium
OAKLAND J 1118CR198 | 2885 |  |  |  |  | OAKLAND J 1118CR198 | OAKLAND J 1118 | EAST BAY | 0.38627 | 10 | 34.69% | 0 | 0 | 7.348% | 0% | 0 | 0.0076722 | 0.0076722 | 3.2489 | 0.024926 | Low | Low | High
UKIAH 1114CB | 2886 |  |  |  |  | UKIAH 1114CB | UKIAH 1114 | HUMBOLDT | 1.2249 | 10 | 45.97% | 1 | 2 | 14.08% | 0% | 0 | 0.0083238 | 0.0083238 | 2.9939 | 0.024921 | Low | Low | Medium
UPPER LAKE 1101660 | 2887 |  |  |  |  | UPPER LAKE 1101660 | UPPER LAKE 1101 | HUMBOLDT | 7.1376 | 10 | 50.04% | 0 | 2 | 74.17% | 0% | 0 | 0.015402 | 0.015402 | 1.6171 | 0.024907 | Low | Low | Low
CASTRO VALLEY 1104MR201 | 2888 |  |  |  |  | CASTRO VALLEY 1104MR201 | CASTRO VALLEY 1104 | MISSION | 1.8766 | 10 | 10.28% | 0 | 1 | 19.54% | 0% | 0 | 0.007241 | 0.007241 | 3.4354 | 0.024876 | Low | Low | High
HOPLAND 1101770 | 2889 |  |  |  |  | HOPLAND 1101770 | HOPLAND 1101 | HUMBOLDT | 8.7193 | 58.1602 | 26.75% | 1 | 4 | 57.45% | 0% | 0 | 0.015784 | 0.015784 | 1.5698 | 0.024778 | Low | Low | Low
POTTER VALLEY P H 110495878 | 2890 |  |  |  |  | POTTER VALLEY P H 110495878 | POTTER VALLEY P H 1104 | HUMBOLDT | 6.3973 | 36.9398 | 60.01% | 0 | 4 | 34.83% | 8.674% | 0 | 0.01627 | 0.01627 | 1.5212 | 0.024749 | Low | Low | Low
WILLITS 110337504 | 2891 |  |  |  |  | WILLITS 110337504 | WILLITS 1103 | HUMBOLDT | 0.81372 | 28.0694 | 47.51% | 0 | 2 | 22.82% | 0% | 0 | 0.010255 | 0.010255 | 2.412 | 0.024736 | Low | Low | Medium
SPENCE 1123CB | 2892 |  |  |  |  | SPENCE 1123CB | SPENCE 1123 | CENTRAL COAST | 2.0801 | 71.6022 | 100% | 0 | 0 | 6.177% | 0% | 0 | 0.017169 | 0.017169 | 1.4373 | 0.024677 | Low | Low | Low
BOLINAS 11011064 | 2893 |  |  |  |  | BOLINAS 11011064 | BOLINAS 1101 | NORTH BAY | 0.79432 | 10 | 14.47% | 2 | 1 | 17.88% | 0% | 0 | 0.0075676 | 0.0075676 | 3.2571 | 0.024648 | Low | Low | High
HARTLEY 1101CB | 2894 |  |  |  |  | HARTLEY 1101CB | HARTLEY 1101 | HUMBOLDT | 1.2777 | 10 | 19.8% | 0 | 1 | 42.25% | 0% | 0 | 0.0098099 | 0.0098099 | 2.5013 | 0.024537 | Low | Low | Medium
HALF MOON BAY 110265568 | 2895 |  |  |  |  | HALF MOON BAY 110265568 | HALF MOON BAY 1102 | PENINSULA | 0.079124 | 10 | 0% | 0 | 0 | 2.534% | 0% | 0 | 0.0062845 | 0.0062845 | 3.8984 | 0.0245 | Low | Low | High
OAKLAND K 1103CB | 2896 |  |  |  |  | OAKLAND K 1103CB | OAKLAND K 1103 | EAST BAY | 0.65834 | 10 | 0% | 1 | 2 | 13.28% | 0% | 0 | 0.0056661 | 0.0056661 | 4.3233 | 0.024496 | Low | Low | High
OCEANO 110376678 | 2897 |  |  |  |  | OCEANO 110376678 | OCEANO 1103 | LOS PADRES | 0.055262 | 10 | 22.91% | 0 | 2 | 14.84% | 0% | 0 | 0.0068538 | 0.0068538 | 3.5692 | 0.024463 | Low | Low | High
COTTONWOOD 110131500 | 2898 |  |  |  |  | COTTONWOOD 110131500 | COTTONWOOD 1101 | NORTH VALLEY | 3.2216 | 22.5046 | 96% | 0 | 0 | 27.31% | 0% | 0 | 0.01471 | 0.01471 | 1.6607 | 0.024428 | Low | Low | Low
WYANDOTTE 110213914 | 2899 |  |  |  |  | WYANDOTTE 110213914 | WYANDOTTE 1102 | NORTH VALLEY | 0.60739 | 10 | 33.65% | 0 | 0 | 34.43% | 0% | 0 | 0.0087222 | 0.0087222 | 2.7969 | 0.024396 | Low | Low | Medium
ALHAMBRA 1105CB | 2900 |  |  |  |  | ALHAMBRA 1105CB | ALHAMBRA 1105 | DIABLO | 0.38371 | 10 | 15.25% | 0 | 0 | 20.22% | 0% | 0 | 0.0074366 | 0.0074366 | 3.2796 | 0.02439 | Low | Low | High
HARRIS 11084674 | 2901 |  |  |  |  | HARRIS 11084674 | HARRIS 1108 | HUMBOLDT | 0.15936 | 10 | 0% | 0 | 0 | 1.98% | 0% | 0 | 0.0047917 | 0.0047917 | 5.073 | 0.024308 | Low | Low | High
POTTER VALLEY P H 110564118 | 2902 |  |  |  |  | POTTER VALLEY P H 110564118 | POTTER VALLEY P H 1105 | HUMBOLDT | 1.7203 | 30.1363 | 62.86% | 2 | 1 | 18.17% | 0% | 0 | 0.014734 | 0.014734 | 1.6469 | 0.024265 | Low | Low | Low
KONOCTI 110264464 | 2903 |  |  |  |  | KONOCTI 110264464 | KONOCTI 1102 | HUMBOLDT | 0.53615 | 10 | 9.05% | 1 | 0 | 19.93% | 0% | 0 | 0.0081536 | 0.0081536 | 2.9706 | 0.024221 | Low | Low | Medium
MORRO BAY 1101W20 | 2904 |  |  |  |  | MORRO BAY 1101W20 | MORRO BAY 1101 | LOS PADRES | 1.8981 | 10 | 0% | 0 | 1 | 48.29% | 0% | 0 | 0.0077601 | 0.0077601 | 3.1154 | 0.024176 | Low | Low | High
EEL RIVER 110249130 | 2905 |  |  |  |  | EEL RIVER 110249130 | EEL RIVER 1102 | HUMBOLDT | 1.458 | 43.0989 | 47.28% | 0 | 1 | 10.5% | 0% | 0 | 0.0098241 | 0.0098241 | 2.4567 | 0.024135 | Low | Low | Medium
PEORIA 170176030 | 2906 |  |  |  |  | PEORIA 170176030 | PEORIA 1701 | YOSEMITE | 5.4729 | 32.855 | 62.69% | 0 | 1 | 88.26% | 0% | 0 | 0.022385 | 0.022385 | 1.0774 | 0.024117 | Medium | Medium | Low
PAUL SWEET 210212850 | 2907 |  |  |  |  | PAUL SWEET 210212850 | PAUL SWEET 2102 | CENTRAL COAST | 0.99852 | 10 | 0% | 0 | 0 | 24.38% | 0% | 0 | 0.0059903 | 0.0059903 | 4.0239 | 0.024104 | Low | Low | High
KERN OIL 110646960 | 2908 |  |  |  |  | KERN OIL 110646960 | KERN OIL 1106 | KERN | 1.1498 | 10 | 1.744% | 0 | 0 | 59.65% | 0% | 0 | 0.0086311 | 0.0086311 | 2.7916 | 0.024095 | Low | Low | Medium
PANORAMA 1101CB | 2909 |  |  |  |  | PANORAMA 1101CB | PANORAMA 1101 | NORTH VALLEY | 1.9355 | 10 | 100% | 0 | 2 | 10.24% | 0% | 0 | 0.012297 | 0.012297 | 1.9576 | 0.024072 | Low | Low | Low
SILVERADO 210298998 | 2910 |  |  |  |  | SILVERADO 210298998 | SILVERADO 2102 | NORTH BAY | 4.5559 | 48.6012 | 79.99% | 0 | 0 | 16.02% | 0% | 0 | 0.015709 | 0.015709 | 1.5297 | 0.024031 | Low | Low | Low
TEMPLETON 2113A30 | 2911 |  |  |  |  | TEMPLETON 2113A30 | TEMPLETON 2113 | LOS PADRES | 0.53596 | 10 | 10.42% | 0 | 0 | 34.36% | 0% | 0 | 0.0082271 | 0.0082271 | 2.9117 | 0.023955 | Low | Low | Medium
ALHAMBRA 110213333 | 2912 |  |  |  |  | ALHAMBRA 110213333 | ALHAMBRA 1102 | DIABLO | 0.074793 | 10 | 23.29% | 0 | 0 | 25.18% | 0% | 0 | 0.007309 | 0.007309 | 3.2612 | 0.023836 | Low | Low | High
IONE 1101CB | 2913 |  |  |  |  | IONE 1101CB | IONE 1101 | STOCKTON | 1.9633 | 49.7739 | 2.974% | 1 | 0 | 13.95% | 0% | 0 | 0.007346 | 0.007346 | 3.2391 | 0.023794 | Low | Low | High
TEJON 11032280 | 2914 |  |  |  |  | TEJON 11032280 | TEJON 1103 | KERN | 2.7582 | 10 | 100% | 0 | 0 | 9.965% | 0% | 0 | 0.011765 | 0.011765 | 2.0211 | 0.023777 | Low | Low | Low
EL CERRITO G 1108CB | 2915 |  |  |  |  | EL CERRITO G 1108CB | EL CERRITO G 1108 | EAST BAY | 0.47538 | 10 | 0% | 0 | 0 | 6.483% | 0% | 0 | 0.0050118 | 0.0050118 | 4.7287 | 0.023699 | Low | Low | High
EAST MARYSVILLE 11081706 | 2916 |  |  |  |  | EAST MARYSVILLE 11081706 | EAST MARYSVILLE 1108 | SIERRA | 0.35809 | 10 | 100% | 0 | 0 | 0.5923% | 0% | 0 | 0.010721 | 0.010721 | 2.2096 | 0.02369 | Low | Low | Low
MADISON 21011943 | 2917 |  |  |  |  | MADISON 21011943 | MADISON 2101 | SACRAMENTO | 0.028904 | 10 | 100% | 0 | 0 | 0.9967% | 0% | 0 | 0.010764 | 0.010764 | 2.1991 | 0.023671 | Low | Low | Low
LAKEWOOD 210769586 | 2918 |  |  |  |  | LAKEWOOD 210769586 | LAKEWOOD 2107 | DIABLO | 0.5706 | 16.4781 | 12.07% | 0 | 2 | 6.994% | 0% | 0 | 0.0069201 | 0.0069201 | 3.4182 | 0.023654 | Low | Low | High
GARBERVILLE 11011770 | 2919 |  |  |  |  | GARBERVILLE 11011770 | GARBERVILLE 1101 | HUMBOLDT | 8.6092 | 87.0246 | 95.86% | 7 | 3 | 100% | 0% | 0 | 0.087398 | 0.087398 | 0.26991 | 0.02359 | High | High | Low
MORGAN HILL 2105XR578 | 2920 |  |  |  |  | MORGAN HILL 2105XR578 | MORGAN HILL 2105 | SAN JOSE | 0.218 | 10 | 8.67% | 0 | 0 | 31.62% | 0% | 0 | 0.0069127 | 0.0069127 | 3.4108 | 0.023578 | Low | Low | High
MC ARTHUR 11011546 | 2921 |  |  |  |  | MC ARTHUR 11011546 | MC ARTHUR 1101 | NORTH VALLEY | 13.3497 | 54.7981 | 96.53% | 1 | 1 | 58.43% | 0% | 0 | 0.025754 | 0.025754 | 0.91531 | 0.023572 | Medium | Medium | Low
HOLLISTER 210491424 | 2922 |  |  |  |  | HOLLISTER 210491424 | HOLLISTER 2104 | CENTRAL COAST | 0.19482 | 10 | 75.59% | 0 | 0 | 2.224% | 0% | 0 | 0.0089256 | 0.0089256 | 2.6389 | 0.023554 | Low | Low | Medium
COTATI 1105893 | 2923 |  |  |  |  | COTATI 1105893 | COTATI 1105 | SONOMA | 0.50896 | 59.1092 | 51.41% | 0 | 0 | 4.828% | 0% | 0 | 0.010484 | 0.010484 | 2.2464 | 0.023552 | Low | Low | Medium
HALF MOON BAY 1102CB | 2924 |  |  |  |  | HALF MOON BAY 1102CB | HALF MOON BAY 1102 | PENINSULA | 0.43987 | 10 | 9.941% | 0 | 1 | 10.85% | 0% | 0 | 0.0057997 | 0.0057997 | 4.0421 | 0.023443 | Low | Low | High
DEL MAR 2109CB | 2925 |  |  |  |  | DEL MAR 2109CB | DEL MAR 2109 | SIERRA | 1.7939 | 12.1972 | 19.79% | 0 | 1 | 27.43% | 0% | 0 | 0.0075272 | 0.0075272 | 3.1113 | 0.023419 | Low | Low | High
ESTUDILLO 0401CB | 2926 |  |  |  |  | ESTUDILLO 0401CB | ESTUDILLO 0401 | MISSION | 0.69789 | 10 | 26.72% | 0 | 0 | 14.78% | 0% | 0 | 0.0067781 | 0.0067781 | 3.4546 | 0.023416 | Low | Low | High
TAR FLAT 0402CB | 2927 |  |  |  |  | TAR FLAT 0402CB | TAR FLAT 0402 | YOSEMITE | 0.52249 | 10 | 7.104% | 0 | 0 | 35.32% | 0% | 0 | 0.0070807 | 0.0070807 | 3.3002 | 0.023368 | Low | Low | High
ELK CREEK 11012004 | 2928 |  |  |  |  | ELK CREEK 11012004 | ELK CREEK 1101 | NORTH VALLEY | 14.9707 | 82.0149 | 100% | 0 | 1 | 27.7% | 0% | 0 | 0.034268 | 0.034268 | 0.68104 | 0.023338 | Medium | Medium | Low
PIT NO 1 11011552 | 2929 |  |  |  |  | PIT NO 1 11011552 | PIT NO 1 1101 | NORTH VALLEY | 9.8425 | 12.4749 | 95.95% | 1 | 1 | 37.18% | 0% | 0 | 0.023212 | 0.023212 | 1.0048 | 0.023324 | Medium | Medium | Low
AUBURN 1102CB | 2930 |  |  |  |  | AUBURN 1102CB | AUBURN 1102 | SIERRA | 0.41789 | 10 | 46.75% | 0 | 2 | 6.005% | 0% | 0 | 0.0076302 | 0.0076302 | 3.055 | 0.02331 | Low | Low | Medium
EEL RIVER 1102530 | 2931 | 2019 | 35043303 | 1.61 |  | EEL RIVER 1102530 | EEL RIVER 1102 | HUMBOLDT | 5.0874 | 49.3959 | 37.23% | 9 | 0 | 15.69% | 0% | 0 | 0.010956 | 0.010956 | 2.1273 | 0.023307 | Low | Low | Low
TULE POWER HOUSE 1101CB | 2932 |  |  |  |  | TULE POWER HOUSE 1101CB | TULE POWER HOUSE 1101 | FRESNO | 4.0927 | 57.029 | 3.215% | 0 | 0 | 100% | 0% | 0 | 0.01789 | 0.01789 | 1.3019 | 0.023291 | Low | Low | Low
EL CERRITO G 1108BR346 | 2933 |  |  |  |  | EL CERRITO G 1108BR346 | EL CERRITO G 1108 | EAST BAY | 0.1038 | 10 | 0% | 0 | 0 | 1.483% | 0% | 0 | 0.004768 | 0.004768 | 4.878 | 0.023259 | Low | Low | High
OCEANO 1105V16 | 2934 |  |  |  |  | OCEANO 1105V16 | OCEANO 1105 | LOS PADRES | 1.6064 | 10 | 0% | 0 | 0 | 44.18% | 0% | 0 | 0.0072956 | 0.0072956 | 3.1854 | 0.023239 | Low | Low | High
ALHAMBRA 110595016 | 2935 |  |  |  |  | ALHAMBRA 110595016 | ALHAMBRA 1105 | DIABLO | 0.37201 | 51.8878 | 0% | 0 | 0 | 9.208% | 0% | 0 | 0.0078178 | 0.0078178 | 2.9552 | 0.023103 | Low | Low | Medium
BEAR VALLEY 210110000 | 2936 |  |  |  |  | BEAR VALLEY 210110000 | BEAR VALLEY 2101 | YOSEMITE | 29.476 | 56.7898 | 61.86% | 4 | 0 | 88.5% | 0% | 0 | 0.039743 | 0.039743 | 0.58061 | 0.023075 | Medium | Medium | Low
IGNACIO 11041290 | 2937 |  |  |  |  | IGNACIO 11041290 | IGNACIO 1104 | NORTH BAY | 1.6542 | 10 | 24.98% | 1 | 1 | 15.64% | 0% | 0 | 0.0079604 | 0.0079604 | 2.8977 | 0.023067 | Low | Low | Medium
TIDEWATER 210695842 | 2938 |  |  |  |  | TIDEWATER 210695842 | TIDEWATER 2106 | DIABLO | 0.21866 | 10 | 7.343% | 0 | 0 | 20.55% | 0% | 0 | 0.0061241 | 0.0061241 | 3.7665 | 0.023066 | Low | Low | High
GEYSERVILLE 110289714 | 2939 |  |  |  |  | GEYSERVILLE 110289714 | GEYSERVILLE 1102 | SONOMA | 1.4773 | 46.3035 | 100% | 0 | 0 | 11.51% | 0% | 0 | 0.015262 | 0.015262 | 1.5055 | 0.022977 | Low | Low | Low
SNEATH LANE 1101CB | 2940 |  |  |  |  | SNEATH LANE 1101CB | SNEATH LANE 1101 | PENINSULA | 0.21236 | 10 | 2.867% | 0 | 1 | 21.58% | 0% | 0 | 0.0060901 | 0.0060901 | 3.7657 | 0.022933 | Low | Low | High
HARTLEY 1102CB | 2941 |  |  |  |  | HARTLEY 1102CB | HARTLEY 1102 | HUMBOLDT | 2.7707 | 10 | 40.84% | 0 | 2 | 23.94% | 0% | 0 | 0.0099181 | 0.0099181 | 2.3095 | 0.022906 | Low | Low | Medium
OROSI 11027948F | 2942 |  |  |  |  | OROSI 11027948F | OROSI 1102 | FRESNO | 0.26307 | 10 | 100% | 0 | 0 | 3.077% | 0% | 0 | 0.010989 | 0.010989 | 2.0809 | 0.022866 | Low | Low | Low
POINT MORETTI 110183716 | 2943 |  |  |  |  | POINT MORETTI 110183716 | POINT MORETTI 1101 | CENTRAL COAST | 2.5672 | 18.0705 | 6.579% | 5 | 0 | 94.36% | 0% | 0 | 0.014279 | 0.014279 | 1.6002 | 0.022849 | Low | Low | Low
SARATOGA 1105CB | 2944 |  |  |  |  | SARATOGA 1105CB | SARATOGA 1105 | DE ANZA | 0.26967 | 10 | 28.45% | 0 | 0 | 4.984% | 0% | 0 | 0.0062358 | 0.0062358 | 3.6613 | 0.022831 | Low | Low | High
PACIFICA 1104CB | 2945 |  |  |  |  | PACIFICA 1104CB | PACIFICA 1104 | PENINSULA | 0.50255 | 42.4378 | 0% | 0 | 0 | 11.92% | 0% | 0 | 0.006597 | 0.006597 | 3.4551 | 0.022793 | Low | Low | High
CASTRO VALLEY 1104MR236 | 2946 |  |  |  |  | CASTRO VALLEY 1104MR236 | CASTRO VALLEY 1104 | MISSION | 1.7251 | 10 | 10.02% | 0 | 1 | 20.44% | 0% | 0 | 0.0063847 | 0.0063847 | 3.5607 | 0.022734 | Low | Low | High
PENRYN 11051378 | 2947 |  |  |  |  | PENRYN 11051378 | PENRYN 1105 | SIERRA | 0.3076 | 10 | 15.69% | 2 | 1 | 16.27% | 0% | 0 | 0.0065875 | 0.0065875 | 3.4493 | 0.022722 | Low | Low | High
MORRO BAY 1101CB | 2948 |  |  |  |  | MORRO BAY 1101CB | MORRO BAY 1101 | LOS PADRES | 0.64776 | 10 | 6.384% | 0 | 0 | 29.39% | 0% | 0 | 0.0066355 | 0.0066355 | 3.4209 | 0.0227 | Low | Low | High
COTTONWOOD 1103CB | 2949 |  |  |  |  | COTTONWOOD 1103CB | COTTONWOOD 1103 | NORTH VALLEY | 0.091321 | 14.0615 | 100% | 0 | 0 | 0.8116% | 0% | 0 | 0.011044 | 0.011044 | 2.0553 | 0.022699 | Low | Low | Low
BAYWOOD 1101CB | 2950 |  |  |  |  | BAYWOOD 1101CB | BAYWOOD 1101 | LOS PADRES | 1.4233 | 43.3041 | 38.16% | 0 | 0 | 4.9% | 0% | 0 | 0.008459 | 0.008459 | 2.6765 | 0.022641 | Low | Low | Medium
SAN LUIS OBISPO 1104645976 | 2951 |  |  |  |  | SAN LUIS OBISPO 1104645976 | SAN LUIS OBISPO 1104 | LOS PADRES | 2.1274 | 42.6681 | 27.62% | 0 | 0 | 32.32% | 0% | 0 | 0.010145 | 0.010145 | 2.231 | 0.022633 | Low | Low | Medium
SISQUOC 1102M54 | 2952 |  |  |  |  | SISQUOC 1102M54 | SISQUOC 1102 | LOS PADRES | 17.0931 | 11.3388 | 62.6% | 1 | 3 | 56.95% | 1.375% | 0 | 0.022753 | 0.022753 | 0.99426 | 0.022622 | Medium | Medium | Low
SUNOL 1101MR169 | 2953 |  |  |  |  | SUNOL 1101MR169 | SUNOL 1101 | MISSION | 3.8873 | 57.3439 | 37.68% | 0 | 0 | 41.76% | 0% | 0 | 0.013353 | 0.013353 | 1.6919 | 0.022592 | Low | Low | Low
TASSAJARA 211238868 | 2954 |  |  |  |  | TASSAJARA 211238868 | TASSAJARA 2112 | DIABLO | 0.17353 | 10 | 11.26% | 2 | 2 | 4.039% | 0% | 0 | 0.0057426 | 0.0057426 | 3.9277 | 0.022555 | Low | Low | High
COARSEGOLD 210490356 | 2955 |  |  |  |  | COARSEGOLD 210490356 | COARSEGOLD 2104 | YOSEMITE | 4.6415 | 10 | 96.81% | 0 | 4 | 27.05% | 0% | 0 | 0.014744 | 0.014744 | 1.5262 | 0.022503 | Low | Low | Low
VIEJO 22049540 | 2956 |  |  |  |  | VIEJO 22049540 | VIEJO 2204 | CENTRAL COAST | 0.84933 | 10 | 0% | 3 | 2 | 38.01% | 0% | 0 | 0.0074407 | 0.0074407 | 3.0127 | 0.022417 | Low | Low | Medium
SUMMIT 110158642 | 2957 |  |  |  |  | SUMMIT 110158642 | SUMMIT 1101 | SIERRA | 1.9126 | 10 | 32.51% | 0 | 1 | 100% | 0% | 0 | 0.019248 | 0.019248 | 1.1597 | 0.022322 | Low | Low | Low
RED BLUFF 11041630 | 2958 |  |  |  |  | RED BLUFF 11041630 | RED BLUFF 1104 | NORTH VALLEY | 2.5495 | 10 | 100% | 0 | 1 | 18.04% | 0% | 0 | 0.01301 | 0.01301 | 1.715 | 0.022313 | Low | Low | Low
VASONA 1102CB | 2959 |  |  |  |  | VASONA 1102CB | VASONA 1102 | DE ANZA | 0.06716 | 10 | 0% | 0 | 0 | 0.4408% | 0% | 0 | 0.0047187 | 0.0047187 | 4.7083 | 0.022217 | Low | Low | High
FORT BRAGG A 1102 | 2960 |  |  |  |  | FORT BRAGG A 1102 | FORT BRAGG A 1102 | HUMBOLDT | 0.10961 | 10 | 0% | 0 | 0 | 85.38% | 0% | 0 | 0.010984 | 0.010984 | 2.0184 | 0.02217 | Low | Low | Low
FAIRVIEW 2207P142 | 2961 |  |  |  |  | FAIRVIEW 2207P142 | FAIRVIEW 2207 | DIABLO | 0.64407 | 10 | 4.931% | 0 | 0 | 20.76% | 0% | 0 | 0.0060169 | 0.0060169 | 3.6784 | 0.022132 | Low | Low | High
SAN MIGUEL 1104R66 | 2962 |  |  |  |  | SAN MIGUEL 1104R66 | SAN MIGUEL 1104 | LOS PADRES | 8.3967 | 54.4532 | 99.05% | 0 | 3 | 18.97% | 0% | 0 | 0.020883 | 0.020883 | 1.0549 | 0.02203 | Low | Low | Low
COTATI 1105616 | 2963 |  |  |  |  | COTATI 1105616 | COTATI 1105 | SONOMA | 0.88156 | 51.5142 | 16.32% | 0 | 0 | 2.877% | 0% | 0 | 0.0083693 | 0.0083693 | 2.6305 | 0.022015 | Low | Low | Medium
SUNOL 1101CB | 2964 |  |  |  |  | SUNOL 1101CB | SUNOL 1101 | MISSION | 3.3865 | 29.3526 | 12.99% | 0 | 0 | 58.39% | 0% | 0 | 0.010654 | 0.010654 | 2.0615 | 0.021963 | Low | Low | Low
BEAR VALLEY 210511210 | 2965 |  |  |  |  | BEAR VALLEY 210511210 | BEAR VALLEY 2105 | YOSEMITE | 17.0195 | 54.7309 | 100% | 0 | 6 | 100% | 0% | 0 | 0.049124 | 0.049124 | 0.44607 | 0.021913 | Medium | Medium | Low
OCEANO 1106CB | 2966 |  |  |  |  | OCEANO 1106CB | OCEANO 1106 | LOS PADRES | 0.86306 | 10 | 5.571% | 1 | 4 | 19.68% | 0% | 0 | 0.0065904 | 0.0065904 | 3.3208 | 0.021885 | Low | Low | High
CLARKSVILLE 2106CB | 2967 |  |  |  |  | CLARKSVILLE 2106CB | CLARKSVILLE 2106 | SIERRA | 0.13957 | 10 | 0% | 0 | 0 | 27.21% | 0% | 0 | 0.0061619 | 0.0061619 | 3.5511 | 0.021882 | Low | Low | High
SAN RAFAEL 110648752 | 2968 |  |  |  |  | SAN RAFAEL 110648752 | SAN RAFAEL 1106 | NORTH BAY | 0.61983 | 10 | 0% | 0 | 1 | 26.76% | 0% | 0 | 0.0062637 | 0.0062637 | 3.4892 | 0.021855 | Low | Low | High
OAKLAND J 1105CR132 | 2969 |  |  |  |  | OAKLAND J 1105CR132 | OAKLAND J 1105 | EAST BAY | 0.28914 | 10 | 34.84% | 0 | 0 | 6.37% | 0% | 0 | 0.0066625 | 0.0066625 | 3.2608 | 0.021725 | Low | Low | High
ATASCADERO 1103A46 | 2970 |  |  |  |  | ATASCADERO 1103A46 | ATASCADERO 1103 | LOS PADRES | 0.63104 | 65.2454 | 33.62% | 0 | 0 | 6.794% | 0% | 0 | 0.0096376 | 0.0096376 | 2.251 | 0.021694 | Low | Low | Medium
PACIFICA 1103CB | 2971 |  |  |  |  | PACIFICA 1103CB | PACIFICA 1103 | PENINSULA | 0.044512 | 50.42 | 0% | 0 | 0 | 0.9046% | 0% | 0 | 0.0062412 | 0.0062412 | 3.4634 | 0.021616 | Low | Low | High
SAN RAFAEL 11092213 | 2972 |  |  |  |  | SAN RAFAEL 11092213 | SAN RAFAEL 1109 | NORTH BAY | 0.014561 | 10 | 0% | 0 | 0 | 3.395% | 0% | 0 | 0.0048598 | 0.0048598 | 4.438 | 0.021568 | Low | Low | High
VIEJO 22029488 | 2973 |  |  |  |  | VIEJO 22029488 | VIEJO 2202 | CENTRAL COAST | 0.18548 | 10 | 0% | 0 | 0 | 14.19% | 0% | 0 | 0.0054123 | 0.0054123 | 3.9833 | 0.021559 | Low | Low | High
BERESFORD 0403CB | 2974 |  |  |  |  | BERESFORD 0403CB | BERESFORD 0403 | PENINSULA | 0.94707 | 10 | 19.89% | 1 | 1 | 17.08% | 0% | 0 | 0.0067843 | 0.0067843 | 3.1734 | 0.02153 | Low | Low | High
WOODSIDE 11028862 | 2975 |  |  |  |  | WOODSIDE 11028862 | WOODSIDE 1102 | PENINSULA | 0.10582 | 10 | 0% | 0 | 0 | 2.762% | 0% | 0 | 0.0048292 | 0.0048292 | 4.4266 | 0.021377 | Low | Low | High
MORRO BAY 1101V70 | 2976 |  |  |  |  | MORRO BAY 1101V70 | MORRO BAY 1101 | LOS PADRES | 0.13653 | 10 | 0% | 0 | 0 | 22.43% | 0% | 0 | 0.0058754 | 0.0058754 | 3.6321 | 0.02134 | Low | Low | High
LAS GALLINAS A 1105CB | 2977 |  |  |  |  | LAS GALLINAS A 1105CB | LAS GALLINAS A 1105 | NORTH BAY | 0.31033 | 10 | 12.89% | 0 | 0 | 14.92% | 0% | 0 | 0.0060597 | 0.0060597 | 3.5062 | 0.021246 | Low | Low | High
SALT SPRINGS 21014913 | 2978 |  |  |  |  | SALT SPRINGS 21014913 | SALT SPRINGS 2101 | STOCKTON | 3.8651 | 10 | 100% | 0 | 2 | 100% | 0% | 0 | 0.029697 | 0.029697 | 0.71504 | 0.021235 | Medium | Medium | Low
COTTONWOOD 1101CB | 2979 |  |  |  |  | COTTONWOOD 1101CB | COTTONWOOD 1101 | NORTH VALLEY | 5.2937 | 10 | 60.95% | 2 | 2 | 23.27% | 0% | 0 | 0.010444 | 0.010444 | 2.0305 | 0.021206 | Low | Low | Low
OCEANO 1104Q04 | 2980 |  |  |  |  | OCEANO 1104Q04 | OCEANO 1104 | LOS PADRES | 0.015582 | 10 | 0% | 0 | 0 | 0.5987% | 0% | 0 | 0.0047262 | 0.0047262 | 4.4629 | 0.021092 | Low | Low | High
SAUSALITO 11021224 | 2981 |  |  |  |  | SAUSALITO 11021224 | SAUSALITO 1102 | NORTH BAY | 0.046722 | 10 | 29.73% | 0 | 0 | 1.494% | 0% | 0 | 0.0060863 | 0.0060863 | 3.4619 | 0.02107 | Low | Low | High
NARROWS 2104CB | 2982 |  |  |  |  | NARROWS 2104CB | NARROWS 2104 | SIERRA | 0.002841 | 10 | 0% | 0 | 0 | 100% | 0% | 0 | 0.012695 | 0.012695 | 1.6515 | 0.020967 | Low | Low | Low
ZACA 1101Y70 | 2983 |  |  |  |  | ZACA 1101Y70 | ZACA 1101 | LOS PADRES | 5.1032 | 39.0808 | 69.39% | 0 | 1 | 58.75% | 0% | 0 | 0.018441 | 0.018441 | 1.1363 | 0.020954 | Low | Low | Low
FRUITLAND 11413902 | 2984 |  |  |  |  | FRUITLAND 11413902 | FRUITLAND 1141 | HUMBOLDT | 5.0988 | 85.765 | 7.833% | 1 | 0 | 99.69% | 0% | 0 | 0.025906 | 0.025906 | 0.80512 | 0.020857 | Medium | Medium | Low
SUMMIT 110186658 | 2985 |  |  |  |  | SUMMIT 110186658 | SUMMIT 1101 | SIERRA | 0.66943 | 10 | 1.926% | 3 | 0 | 100% | 0% | 0 | 0.015299 | 0.015299 | 1.3569 | 0.020759 | Low | Low | Low
MARIPOSA 210190180 | 2986 |  |  |  |  | MARIPOSA 210190180 | MARIPOSA 2101 | YOSEMITE | 4.7841 | 52.2474 | 63.07% | 0 | 2 | 100% | 0% | 0 | 0.033288 | 0.033288 | 0.62236 | 0.020717 | Medium | Medium | Low
CALPELLA 1102496 | 2987 |  |  |  |  | CALPELLA 1102496 | CALPELLA 1102 | HUMBOLDT | 4.1652 | 16.4846 | 91.99% | 0 | 2 | 24.91% | 0% | 0 | 0.015871 | 0.015871 | 1.3046 | 0.020706 | Low | Low | Low
BANCROFT 0402CB | 2988 |  |  |  |  | BANCROFT 0402CB | BANCROFT 0402 | EAST BAY | 1.0716 | 10 | 1.687% | 0 | 0 | 23.45% | 0% | 0 | 0.0060178 | 0.0060178 | 3.4396 | 0.020699 | Low | Low | High
OAKLAND J 1105CR130 | 2989 |  |  |  |  | OAKLAND J 1105CR130 | OAKLAND J 1105 | EAST BAY | 0.95094 | 10 | 5.238% | 0 | 0 | 19.42% | 0% | 0 | 0.0059522 | 0.0059522 | 3.464 | 0.020619 | Low | Low | High
MADISON 210137082 | 2990 |  |  |  |  | MADISON 210137082 | MADISON 2101 | SACRAMENTO | 0.85819 | 87.1383 | 100% | 0 | 0 | 4.662% | 0% | 0 | 0.018775 | 0.018775 | 1.0976 | 0.020608 | Low | Low | Low
CLEAR LAKE 1102CB | 2991 |  |  |  |  | CLEAR LAKE 1102CB | CLEAR LAKE 1102 | HUMBOLDT | 0.13095 | 10 | 54.49% | 0 | 0 | 0.5805% | 0% | 0 | 0.0073882 | 0.0073882 | 2.7821 | 0.020555 | Low | Low | Medium
GARBERVILLE 11028189 | 2992 |  |  |  |  | GARBERVILLE 11028189 | GARBERVILLE 1102 | HUMBOLDT | 1.0385 | 78.4457 | 65.35% | 2 | 1 | 100% | 0% | 0 | 0.035613 | 0.035613 | 0.5748 | 0.02047 | Medium | Medium | Low
GUALALA 1111402866 | 2993 |  |  |  |  | GUALALA 1111402866 | GUALALA 1111 | HUMBOLDT | 1.5915 | 10 | 0% | 1 | 1 | 100% | 0% | 0 | 0.013132 | 0.013132 | 1.557 | 0.020445 | Low | Low | Low
SUMMIT 1102CB | 2994 |  |  |  |  | SUMMIT 1102CB | SUMMIT 1102 | SIERRA | 1.0104 | 10 | 73.24% | 1 | 3 | 100% | 0% | 0 | 0.032108 | 0.032108 | 0.63651 | 0.020437 | Medium | Medium | Low
SNEATH LANE 110168070 | 2995 |  |  |  |  | SNEATH LANE 110168070 | SNEATH LANE 1101 | PENINSULA | 0.099639 | 10 | 0% | 0 | 2 | 4.651% | 0% | 0 | 0.0051309 | 0.0051309 | 3.9783 | 0.020412 | Low | Low | High
BUELLTON 11016621 | 2996 |  |  |  |  | BUELLTON 11016621 | BUELLTON 1101 | LOS PADRES | 1.6446 | 36.7928 | 44.49% | 0 | 1 | 16.9% | 0% | 0 | 0.0098043 | 0.0098043 | 2.0776 | 0.020369 | Low | Low | Low
COPPERMINE 1104R755 | 2997 |  |  |  |  | COPPERMINE 1104R755 | COPPERMINE 1104 | FRESNO | 8.1519 | 17.5841 | 96.77% | 0 | 3 | 13.19% | 0% | 0 | 0.013252 | 0.013252 | 1.537 | 0.020367 | Low | Low | Low
PLACER 110451732 | 2998 |  |  |  |  | PLACER 110451732 | PLACER 1104 | SIERRA | 1.3434 | 10 | 21.69% | 0 | 0 | 16.14% | 0% | 0 | 0.0065925 | 0.0065925 | 3.0863 | 0.020346 | Low | Low | High
PLACER 1101CB | 2999 |  |  |  |  | PLACER 1101CB | PLACER 1101 | SIERRA | 0.77573 | 10 | 3.906% | 0 | 0 | 10.24% | 0% | 0 | 0.0061355 | 0.0061355 | 3.3142 | 0.020334 | Low | Low | High
GABILAN 11013034 | 3000 |  |  |  |  | GABILAN 11013034 | GABILAN 1101 | CENTRAL COAST | 0.41092 | 10 | 76.33% | 0 | 0 | 1.978% | 0% | 0 | 0.0089581 | 0.0089581 | 2.2622 | 0.020265 | Low | Low | Medium
OCEANO 1105V48 | 3001 |  |  |  |  | OCEANO 1105V48 | OCEANO 1105 | LOS PADRES | 0.76105 | 10 | 0% | 0 | 1 | 30.2% | 0% | 0 | 0.0064819 | 0.0064819 | 3.124 | 0.020249 | Low | Low | High
BRUNSWICK 111094368 | 3002 |  |  |  |  | BRUNSWICK 111094368 | BRUNSWICK 1110 | SIERRA | 0.16855 | 10 | 0% | 0 | 0 | 35.28% | 0% | 0 | 0.0066771 | 0.0066771 | 3.0325 | 0.020249 | Low | Low | Medium
PIT NO 7 1101CB | 3003 |  |  |  |  | PIT NO 7 1101CB | PIT NO 7 1101 | NORTH VALLEY | 2.7098 | 77.1247 | 100% | 0 | 2 | 100% | 0% | 0 | 0.046206 | 0.046206 | 0.4374 | 0.02021 | Medium | Medium | Low
MADISON 21011606 | 3004 |  |  |  |  | MADISON 21011606 | MADISON 2101 | SACRAMENTO | 0.66018 | 28.3427 | 86.09% | 0 | 0 | 3.933% | 0% | 0 | 0.0112 | 0.0112 | 1.8042 | 0.020206 | Low | Low | Low
LOS COCHES 1101CB | 3005 |  |  |  |  | LOS COCHES 1101CB | LOS COCHES 1101 | CENTRAL COAST | 2.6219 | 75.2391 | 12.86% | 0 | 1 | 13.12% | 0% | 0 | 0.009461 | 0.009461 | 2.1351 | 0.020201 | Low | Low | Low
CALPELLA 1102CB | 3006 |  |  |  |  | CALPELLA 1102CB | CALPELLA 1102 | HUMBOLDT | 1.6769 | 10 | 88.62% | 0 | 2 | 18.53% | 0% | 0 | 0.012165 | 0.012165 | 1.6553 | 0.020137 | Low | Low | Low
VIEJO 22022014 | 3007 |  |  |  |  | VIEJO 22022014 | VIEJO 2202 | CENTRAL COAST | 0.34884 | 10 | 0% | 0 | 0 | 8.641% | 0% | 0 | 0.0051208 | 0.0051208 | 3.9267 | 0.020108 | Low | Low | High
MARTELL 110198374 | 3008 |  |  |  |  | MARTELL 110198374 | MARTELL 1101 | STOCKTON | 0.48931 | 10 | 16.23% | 0 | 0 | 12.89% | 0% | 0 | 0.0061034 | 0.0061034 | 3.2848 | 0.020049 | Low | Low | High
BOSTON 0401CR242 | 3009 |  |  |  |  | BOSTON 0401CR242 | BOSTON 0401 | EAST BAY | 0.44969 | 10 | 0% | 0 | 0 | 9.847% | 0% | 0 | 0.0051828 | 0.0051828 | 3.8356 | 0.019879 | Low | Low | High
SAN RAFAEL 1105CB | 3010 |  |  |  |  | SAN RAFAEL 1105CB | SAN RAFAEL 1105 | NORTH BAY | 0.49095 | 10 | 6.778% | 3 | 1 | 5.07% | 0% | 0 | 0.0055495 | 0.0055495 | 3.5772 | 0.019852 | Low | Low | High
VIEJO 22032634 | 3011 |  |  |  |  | VIEJO 22032634 | VIEJO 2203 | CENTRAL COAST | 0.37273 | 10 | 10.45% | 0 | 0 | 22.39% | 0% | 0 | 0.0063984 | 0.0063984 | 3.0948 | 0.019802 | Low | Low | High
SAN LUIS OBISPO 1104CB | 3012 |  |  |  |  | SAN LUIS OBISPO 1104CB | SAN LUIS OBISPO 1104 | LOS PADRES | 0.36018 | 63.441 | 2.835% | 0 | 0 | 5.218% | 0% | 0 | 0.007285 | 0.007285 | 2.718 | 0.019801 | Low | Low | Medium
SARATOGA 1103LC40 | 3013 |  |  |  |  | SARATOGA 1103LC40 | SARATOGA 1103 | DE ANZA | 0.12637 | 10 | 0% | 0 | 0 | 6.576% | 0% | 0 | 0.0050164 | 0.0050164 | 3.9395 | 0.019762 | Low | Low | High
POTTER VALLEY P H 1105CB | 3014 |  |  |  |  | POTTER VALLEY P H 1105CB | POTTER VALLEY P H 1105 | HUMBOLDT | 0.024417 | 10 | 0% | 0 | 1 | 100% | 0% | 0 | 0.014786 | 0.014786 | 1.3325 | 0.019702 | Low | Low | Low
CASTRO VALLEY 1101MR518 | 3015 |  |  |  |  | CASTRO VALLEY 1101MR518 | CASTRO VALLEY 1101 | MISSION | 0.037775 | 10 | 0% | 0 | 0 | 1.912% | 0% | 0 | 0.0047885 | 0.0047885 | 4.111 | 0.019686 | Low | Low | High
SNEATH LANE 1102CB | 3016 |  |  |  |  | SNEATH LANE 1102CB | SNEATH LANE 1102 | PENINSULA | 0.28247 | 10 | 3.955% | 0 | 1 | 11.21% | 0% | 0 | 0.0055412 | 0.0055412 | 3.5434 | 0.019634 | Low | Low | High
HORSESHOE 1104CB | 3017 |  |  |  |  | HORSESHOE 1104CB | HORSESHOE 1104 | SIERRA | 0.063337 | 10 | 0% | 0 | 0 | 2.137% | 0% | 0 | 0.0047992 | 0.0047992 | 4.0681 | 0.019524 | Low | Low | High
VOLTA 110185234 | 3018 |  |  |  |  | VOLTA 110185234 | VOLTA 1101 | NORTH VALLEY | 7.9136 | 44.4652 | 95.46% | 10 | 12 | 100% | 0% | 0 | 0.11805 | 0.11805 | 0.16495 | 0.019472 | High | High | Low
CARMEL 0402CB | 3019 |  |  |  |  | CARMEL 0402CB | CARMEL 0402 | CENTRAL COAST | 0.30828 | 10 | 0% | 0 | 0 | 21.19% | 0% | 0 | 0.0058032 | 0.0058032 | 3.3503 | 0.019442 | Low | Low | High
HOLLISTER 2104855412 | 3020 |  |  |  |  | HOLLISTER 2104855412 | HOLLISTER 2104 | CENTRAL COAST | 0.30314 | 60 | 0% | 1 | 0 | 11.12% | 0% | 0 | 0.007471 | 0.007471 | 2.599 | 0.019417 | Low | Low | Medium
PUEBLO 11053022 | 3021 |  |  |  |  | PUEBLO 11053022 | PUEBLO 1105 | NORTH BAY | 0.42768 | 10 | 42.51% | 0 | 0 | 4.687% | 0% | 0 | 0.0069771 | 0.0069771 | 2.7525 | 0.019205 | Low | Low | Medium
HALF MOON BAY 11019014 | 3022 |  |  |  |  | HALF MOON BAY 11019014 | HALF MOON BAY 1101 | PENINSULA | 0.031423 | 10 | 0% | 0 | 0 | 1.737% | 0% | 0 | 0.0047801 | 0.0047801 | 4.0077 | 0.019157 | Low | Low | High
POINT ARENA 11011296 | 3023 |  |  |  |  | POINT ARENA 11011296 | POINT ARENA 1101 | HUMBOLDT | 2.101 | 59.6296 | 9.522% | 3 | 3 | 37.92% | 0% | 0 | 0.013105 | 0.013105 | 1.4612 | 0.019149 | Low | Low | Low
PIT NO 5 11011658 | 3024 |  |  |  |  | PIT NO 5 11011658 | PIT NO 5 1101 | NORTH VALLEY | 4.5542 | 60.6461 | 59.05% | 1 | 2 | 100% | 0% | 0 | 0.039255 | 0.039255 | 0.48755 | 0.019139 | Medium | Medium | Low
WILLOW PASS 210821196 | 3025 |  |  |  |  | WILLOW PASS 210821196 | WILLOW PASS 2108 | DIABLO | 0.047227 | 10 | 0% | 0 | 0 | 23.89% | 0% | 0 | 0.005961 | 0.005961 | 3.2102 | 0.019136 | Low | Low | High
HOOPA 1101 | 3026 |  |  |  |  | HOOPA 1101 | HOOPA 1101 | HUMBOLDT | 0.098699 | 10 | 0% | 0 | 0 | 100% | 0% | 0 | 0.012695 | 0.012695 | 1.5065 | 0.019125 | Low | Low | Low
COAST RD 04015134 | 3027 |  |  |  |  | COAST RD 04015134 | COAST RD 0401 | CENTRAL COAST | 1.6146 | 10 | 0% | 0 | 0 | 53.13% | 0% | 0 | 0.007975 | 0.007975 | 2.3974 | 0.019119 | Low | Low | Medium
SAN RAFAEL 11061230 | 3028 |  |  |  |  | SAN RAFAEL 11061230 | SAN RAFAEL 1106 | NORTH BAY | 0.27095 | 10 | 0% | 0 | 1 | 5.214% | 0% | 0 | 0.0050532 | 0.0050532 | 3.7783 | 0.019092 | Low | Low | High
ANTLER 11011376 | 3029 |  |  |  |  | ANTLER 11011376 | ANTLER 1101 | NORTH VALLEY | 9.003 | 26.8195 | 100% | 0 | 3 | 100% | 0% | 0 | 0.049747 | 0.049747 | 0.38247 | 0.019027 | Medium | Medium | Low
FORT BRAGG A 1103588 | 3030 |  |  |  |  | FORT BRAGG A 1103588 | FORT BRAGG A 1103 | HUMBOLDT | 0.37656 | 10 | 0% | 0 | 0 | 20.3% | 0% | 0 | 0.0057518 | 0.0057518 | 3.299 | 0.018975 | Low | Low | High
LAKEWOOD 1102CB | 3031 |  |  |  |  | LAKEWOOD 1102CB | LAKEWOOD 1102 | DIABLO | 0.47236 | 10 | 18.19% | 0 | 0 | 4.922% | 0% | 0 | 0.0057291 | 0.0057291 | 3.3099 | 0.018962 | Low | Low | High
SARATOGA 1107CB | 3032 |  |  |  |  | SARATOGA 1107CB | SARATOGA 1107 | DE ANZA | 0.16938 | 10 | 0% | 0 | 1 | 1.739% | 0% | 0 | 0.0048811 | 0.0048811 | 3.8453 | 0.018769 | Low | Low | High
CAMBRIA 1101CB | 3033 |  |  |  |  | CAMBRIA 1101CB | CAMBRIA 1101 | LOS PADRES | 7.5504 | 30.2261 | 1.521% | 0 | 1 | 62.43% | 0% | 0 | 0.010371 | 0.010371 | 1.7969 | 0.018636 | Low | Low | Low
CARMEL 0405CB | 3034 |  |  |  |  | CARMEL 0405CB | CARMEL 0405 | CENTRAL COAST | 0.33684 | 10 | 0% | 0 | 1 | 10.77% | 0% | 0 | 0.0053408 | 0.0053408 | 3.4633 | 0.018497 | Low | Low | High
ROSSMOOR 110479146 | 3035 |  |  |  |  | ROSSMOOR 110479146 | ROSSMOOR 1104 | DIABLO | 0.24893 | 10 | 0% | 0 | 0 | 11.42% | 0% | 0 | 0.0052646 | 0.0052646 | 3.5101 | 0.018479 | Low | Low | High
WYANDOTTE 1103CB | 3036 |  |  |  |  | WYANDOTTE 1103CB | WYANDOTTE 1103 | NORTH VALLEY | 0.060864 | 10 | 0% | 0 | 0 | 0.8345% | 0% | 0 | 0.0047373 | 0.0047373 | 3.8992 | 0.018471 | Low | Low | High
FORT BRAGG A 110436526 | 3037 |  |  |  |  | FORT BRAGG A 110436526 | FORT BRAGG A 1104 | HUMBOLDT | 0.39885 | 10 | 0% | 0 | 0 | 6.124% | 0% | 0 | 0.0049939 | 0.0049939 | 3.6762 | 0.018359 | Low | Low | High
DEL MONTE 210386496 | 3038 |  |  |  |  | DEL MONTE 210386496 | DEL MONTE 2103 | CENTRAL COAST | 0.39145 | 10 | 0% | 3 | 0 | 5.331% | 0% | 0 | 0.0051542 | 0.0051542 | 3.545 | 0.018272 | Low | Low | High
LAMONT 11024222 | 3039 |  |  |  |  | LAMONT 11024222 | LAMONT 1102 | KERN | 0.50063 | 85 | 100% | 0 | 0 | 3.081% | 0% | 0 | 0.018222 | 0.018222 | 1.0005 | 0.01823 | Low | Low | Low
SOLEDAD 111435306 | 3040 |  |  |  |  | SOLEDAD 111435306 | SOLEDAD 1114 | CENTRAL COAST | 0.90872 | 10 | 9.031% | 0 | 0 | 12.56% | 0% | 0 | 0.0065483 | 0.0065483 | 2.7745 | 0.018169 | Low | Low | Medium
CAYETANO 2109MR186 | 3041 |  |  |  |  | CAYETANO 2109MR186 | CAYETANO 2109 | MISSION | 0.10978 | 10 | 0% | 0 | 0 | 4.27% | 0% | 0 | 0.0063941 | 0.0063941 | 2.8337 | 0.018119 | Low | Low | Medium
VALLEY VIEW 1105P124 | 3042 |  |  |  |  | VALLEY VIEW 1105P124 | VALLEY VIEW 1105 | EAST BAY | 0.092976 | 10 | 0% | 0 | 0 | 2.939% | 0% | 0 | 0.0048377 | 0.0048377 | 3.7353 | 0.01807 | Low | Low | High
SUMMIT 110249484 | 3043 |  |  |  |  | SUMMIT 110249484 | SUMMIT 1102 | SIERRA | 2.6877 | 10 | 54.68% | 1 | 0 | 100% | 0% | 0 | 0.026029 | 0.026029 | 0.69298 | 0.018038 | Medium | Medium | Low
EEL RIVER 11033820 | 3044 |  |  |  |  | EEL RIVER 11033820 | EEL RIVER 1103 | HUMBOLDT | 2.3658 | 10 | 0% | 0 | 1 | 11.93% | 0% | 0 | 0.0080448 | 0.0080448 | 2.2417 | 0.018034 | Low | Low | Medium
OAKLAND J 1105153228 | 3045 |  |  |  |  | OAKLAND J 1105153228 | OAKLAND J 1105 | EAST BAY | 0.47385 | 10 | 4.597% | 0 | 0 | 11.41% | 0% | 0 | 0.0054665 | 0.0054665 | 3.2905 | 0.017988 | Low | Low | High
CLARKSVILLE 2103CB | 3046 |  |  |  |  | CLARKSVILLE 2103CB | CLARKSVILLE 2103 | SIERRA | 0.11367 | 10 | 0% | 0 | 0 | 7.91% | 0% | 0 | 0.0050836 | 0.0050836 | 3.5358 | 0.017975 | Low | Low | High
FLINT 110138570 | 3047 |  |  |  |  | FLINT 110138570 | FLINT 1101 | SIERRA | 0.12622 | 10 | 17.37% | 0 | 0 | 3.673% | 0% | 0 | 0.0056203 | 0.0056203 | 3.1886 | 0.017921 | Low | Low | High
HALF MOON BAY 11036014 | 3048 |  |  |  |  | HALF MOON BAY 11036014 | HALF MOON BAY 1103 | PENINSULA | 5.273 | 14.6725 | 1.871% | 0 | 0 | 42.92% | 0% | 0 | 0.0086216 | 0.0086216 | 2.0756 | 0.017895 | Low | Low | Low
RISING RIVER 11019032 | 3049 |  |  |  |  | RISING RIVER 11019032 | RISING RIVER 1101 | NORTH VALLEY | 23.4901 | 16.8815 | 99.94% | 5 | 2 | 100% | 0% | 0 | 0.033124 | 0.033124 | 0.53301 | 0.017655 | Medium | Medium | Low
GREENBRAE 1104751 | 3050 |  |  |  |  | GREENBRAE 1104751 | GREENBRAE 1104 | NORTH BAY | 0.079918 | 10 | 0% | 0 | 1 | 2.532% | 0% | 0 | 0.0049198 | 0.0049198 | 3.5848 | 0.017636 | Low | Low | High
PIT NO 3 21011480 | 3051 |  |  |  |  | PIT NO 3 21011480 | PIT NO 3 2101 | NORTH VALLEY | 2.2265 | 10 | 27.11% | 1 | 1 | 90.29% | 0% | 0 | 0.016964 | 0.016964 | 1.0365 | 0.017582 | Low | Low | Low
FROGTOWN 1702CB | 3052 |  |  |  |  | FROGTOWN 1702CB | FROGTOWN 1702 | STOCKTON | 2.2987 | 10 | 21.1% | 0 | 2 | 44.33% | 0% | 0 | 0.0090529 | 0.0090529 | 1.9418 | 0.017579 | Low | Low | Low
BIG RIVER 110155402 | 3053 |  |  |  |  | BIG RIVER 110155402 | BIG RIVER 1101 | HUMBOLDT | 2.6094 | 10 | 0.156% | 5 | 5 | 28.18% | 0% | 0 | 0.0073839 | 0.0073839 | 2.3739 | 0.017528 | Low | Low | Medium
LUCERNE 11034624 | 3054 |  |  |  |  | LUCERNE 11034624 | LUCERNE 1103 | HUMBOLDT | 0.73972 | 10 | 26.07% | 0 | 0 | 19.5% | 0% | 0 | 0.0070666 | 0.0070666 | 2.4759 | 0.017496 | Low | Low | Medium
GEYSERVILLE 1101CB | 3055 |  |  |  |  | GEYSERVILLE 1101CB | GEYSERVILLE 1101 | SONOMA | 0.2847 | 40.3314 | 82.04% | 0 | 1 | 3.457% | 0% | 0 | 0.011941 | 0.011941 | 1.4595 | 0.017428 | Low | Low | Low
FORT BRAGG A 1104CB | 3056 |  |  |  |  | FORT BRAGG A 1104CB | FORT BRAGG A 1104 | HUMBOLDT | 0.049503 | 10 | 0% | 1 | 0 | 1.775% | 0% | 0 | 0.0048453 | 0.0048453 | 3.575 | 0.017322 | Low | Low | High
OROVILLE 11042588 | 3057 |  |  |  |  | OROVILLE 11042588 | OROVILLE 1104 | NORTH VALLEY | 0.2392 | 13.5731 | 31.06% | 1 | 0 | 2.673% | 0% | 0 | 0.0064634 | 0.0064634 | 2.6797 | 0.01732 | Low | Low | Medium
SALT SPRINGS 21011216 | 3058 |  |  |  |  | SALT SPRINGS 21011216 | SALT SPRINGS 2101 | STOCKTON | 5.4385 | 73.7435 | 99.91% | 0 | 1 | 98.38% | 0% | 0 | 0.056184 | 0.056184 | 0.30767 | 0.017286 | Medium | Medium | Low
HOLLISTER 21054724 | 3059 |  |  |  |  | HOLLISTER 21054724 | HOLLISTER 2105 | CENTRAL COAST | 3.4016 | 78.2881 | 100% | 0 | 0 | 12.91% | 0% | 0 | 0.019187 | 0.019187 | 0.89991 | 0.017267 | Low | Low | Low
FORT BRAGG A 1101CB | 3060 |  |  |  |  | FORT BRAGG A 1101CB | FORT BRAGG A 1101 | HUMBOLDT | 0.22122 | 10 | 0% | 0 | 1 | 2.86% | 0% | 0 | 0.0049359 | 0.0049359 | 3.4946 | 0.017249 | Low | Low | High
COVELO 1101562360 | 3061 |  |  |  |  | COVELO 1101562360 | COVELO 1101 | HUMBOLDT | 2.2904 | 16.1283 | 100% | 0 | 1 | 6.052% | 0% | 0 | 0.012043 | 0.012043 | 1.4309 | 0.017233 | Low | Low | Low
BEAR VALLEY 210190550 | 3062 |  |  |  |  | BEAR VALLEY 210190550 | BEAR VALLEY 2101 | YOSEMITE | 8.0073 | 10 | 99.83% | 0 | 6 | 100% | 0% | 0 | 0.032169 | 0.032169 | 0.53108 | 0.017084 | Medium | Medium | Low
POINT ARENA 1101476 | 3063 |  |  |  |  | POINT ARENA 1101476 | POINT ARENA 1101 | HUMBOLDT | 2.7213 | 21.4527 | 0% | 6 | 2 | 18.23% | 0% | 0 | 0.0068718 | 0.0068718 | 2.4696 | 0.01697 | Low | Low | Medium
IGNACIO 1104 | 3064 |  |  |  |  | IGNACIO 1104 | IGNACIO 1104 | NORTH BAY | 0.012266 | 10 | 0% | 0 | 0 | 20.53% | 0% | 0 | 0.005765 | 0.005765 | 2.9425 | 0.016964 | Low | Low | Medium
POTTER VALLEY P H 1105990354 | 3065 |  |  |  |  | POTTER VALLEY P H 1105990354 | POTTER VALLEY P H 1105 | HUMBOLDT | 0.0040482 | 10 | 0% | 0 | 0 | 100% | 0% | 0 | 0.012695 | 0.012695 | 1.331 | 0.016897 | Low | Low | Low
PIT NO 5 11011660 | 3066 |  |  |  |  | PIT NO 5 11011660 | PIT NO 5 1101 | NORTH VALLEY | 4.8851 | 10 | 71.19% | 4 | 4 | 100% | 0% | 0 | 0.033496 | 0.033496 | 0.50439 | 0.016895 | Medium | Medium | Low
POTTER VALLEY PH 11054634 | 3067 |  |  |  |  | POTTER VALLEY PH 11054634 | POTTER VALLEY PH 1105 | HUMBOLDT | 0.0052407 | 10 | 0% | 0 | 0 | 100% | 0% | 0 | 0.012695 | 0.012695 | 1.3294 | 0.016878 | Low | Low | Low
POTTER VALLEY P H 1104CB | 3068 |  |  |  |  | POTTER VALLEY P H 1104CB | POTTER VALLEY P H 1104 | HUMBOLDT | 0.077279 | 10 | 0% | 0 | 0 | 100% | 0% | 0 | 0.012695 | 0.012695 | 1.3279 | 0.016858 | Low | Low | Low
POTTER VALLEY P H 11054634 | 3069 |  |  |  |  | POTTER VALLEY P H 11054634 | POTTER VALLEY P H 1105 | HUMBOLDT | 0.13813 | 10 | 0% | 0 | 0 | 100% | 0% | 0 | 0.012695 | 0.012695 | 1.3268 | 0.016844 | Low | Low | Low
SAN LEANDRO U 1109CR344 | 3070 |  |  |  |  | SAN LEANDRO U 1109CR344 | SAN LEANDRO U 1109 | MISSION | 0.097411 | 10 | 0% | 0 | 0 | 3.929% | 0% | 0 | 0.0048858 | 0.0048858 | 3.393 | 0.016577 | Low | Low | High
OAKLAND J 1116CR420 | 3071 |  |  |  |  | OAKLAND J 1116CR420 | OAKLAND J 1116 | EAST BAY | 0.031861 | 10 | 0% | 0 | 0 | 0.2787% | 0% | 0 | 0.0047111 | 0.0047111 | 3.508 | 0.016527 | Low | Low | High
PANOCHE 11034036 | 3072 |  |  |  |  | PANOCHE 11034036 | PANOCHE 1103 | YOSEMITE | 8.0979 | 77.6294 | 100% | 0 | 1 | 32.26% | 0% | 0 | 0.023574 | 0.023574 | 0.7002 | 0.016507 | Medium | Medium | Low
TEMPLETON 2108A64 | 3073 |  |  |  |  | TEMPLETON 2108A64 | TEMPLETON 2108 | LOS PADRES | 1.3676 | 10 | 21.6% | 0 | 0 | 11.56% | 0% | 0 | 0.0062941 | 0.0062941 | 2.6112 | 0.016435 | Low | Low | Medium
DEL MAR 210938684 | 3074 |  |  |  |  | DEL MAR 210938684 | DEL MAR 2109 | SIERRA | 0.062211 | 10 | 0% | 0 | 0 | 6.669% | 0% | 0 | 0.0050211 | 0.0050211 | 3.2725 | 0.016432 | Low | Low | High
JOLON 1103CB | 3075 |  |  |  |  | JOLON 1103CB | JOLON 1103 | CENTRAL COAST | 14.8367 | 53.4685 | 41.31% | 0 | 2 | 82.37% | 0% | 0 | 0.020833 | 0.020833 | 0.78084 | 0.016268 | Low | Low | Low
SHINGLE SPRINGS 210851474 | 3076 |  |  |  |  | SHINGLE SPRINGS 210851474 | SHINGLE SPRINGS 2108 | SIERRA | 0.24496 | 10 | 0% | 0 | 0 | 5.255% | 0% | 0 | 0.0049508 | 0.0049508 | 3.2752 | 0.016215 | Low | Low | High
SUMMIT 1101742 | 3077 |  |  |  |  | SUMMIT 1101742 | SUMMIT 1101 | SIERRA | 0.86692 | 10 | 60.19% | 0 | 1 | 66.72% | 0% | 0 | 0.017361 | 0.017361 | 0.93316 | 0.016201 | Low | Low | Low
GEYSERVILLE 1102756 | 3078 |  |  |  |  | GEYSERVILLE 1102756 | GEYSERVILLE 1102 | SONOMA | 0.58953 | 10 | 0% | 0 | 1 | 100% | 0% | 0 | 0.012961 | 0.012961 | 1.2459 | 0.016148 | Low | Low | Low
SNEATH LANE 110275844 | 3079 |  |  |  |  | SNEATH LANE 110275844 | SNEATH LANE 1102 | PENINSULA | 0.025403 | 10 | 0% | 0 | 0 | 4.723% | 0% | 0 | 0.0049246 | 0.0049246 | 3.2777 | 0.016141 | Low | Low | High
MC ARTHUR 11021324 | 3080 |  |  |  |  | MC ARTHUR 11021324 | MC ARTHUR 1102 | NORTH VALLEY | 0.91154 | 54.3228 | 100% | 0 | 0 | 3.568% | 0% | 0 | 0.014895 | 0.014895 | 1.0821 | 0.016117 | Low | Low | Low
FORT ROSS 1121560 | 3081 |  |  |  |  | FORT ROSS 1121560 | FORT ROSS 1121 | SONOMA | 5.3342 | 23.1043 | 0.06425% | 1 | 0 | 90.51% | 0% | 0 | 0.0128 | 0.0128 | 1.2567 | 0.016087 | Low | Low | Low
SALT SPRINGS 210110416 | 3082 |  |  |  |  | SALT SPRINGS 210110416 | SALT SPRINGS 2101 | STOCKTON | 0.57657 | 81.6052 | 94.63% | 2 | 1 | 100% | 0% | 0 | 0.045848 | 0.045848 | 0.35085 | 0.016086 | Medium | Medium | Low
GARBERVILLE 1102 | 3083 |  |  |  |  | GARBERVILLE 1102 | GARBERVILLE 1102 | HUMBOLDT | 0.096479 | 11.5575 | 97.17% | 0 | 0 | 86.15% | 0% | 0 | 0.024601 | 0.024601 | 0.65244 | 0.016051 | Medium | Medium | Low
MILPITAS 1109XR044 | 3084 |  |  |  |  | MILPITAS 1109XR044 | MILPITAS 1109 | SAN JOSE | 0.07893 | 10 | 0% | 0 | 0 | 4.212% | 0% | 0 | 0.0048996 | 0.0048996 | 3.2735 | 0.016039 | Low | Low | High
MONTEREY 04012642 | 3085 |  |  |  |  | MONTEREY 04012642 | MONTEREY 0401 | CENTRAL COAST | 0.26645 | 10 | 0% | 0 | 0 | 10.11% | 0% | 0 | 0.0051963 | 0.0051963 | 3.0669 | 0.015936 | Low | Low | Medium
ALHAMBRA 1102CB | 3086 |  |  |  |  | ALHAMBRA 1102CB | ALHAMBRA 1102 | DIABLO | 0.16935 | 10 | 0% | 0 | 0 | 2.96% | 0% | 0 | 0.0048388 | 0.0048388 | 3.2866 | 0.015903 | Low | Low | High
VIEJO 22039094 | 3087 |  |  |  |  | VIEJO 22039094 | VIEJO 2203 | CENTRAL COAST | 0.038317 | 10 | 0% | 0 | 0 | 1.572% | 0% | 0 | 0.0047723 | 0.0047723 | 3.3195 | 0.015842 | Low | Low | High
RIO DELL 11024230 | 3088 |  |  |  |  | RIO DELL 11024230 | RIO DELL 1102 | HUMBOLDT | 22.9435 | 79.495 | 27.47% | 20 | 5 | 99.94% | 0% | 0 | 0.05306 | 0.05306 | 0.29839 | 0.015832 | Medium | Medium | Low
COVELO 1101536 | 3089 |  |  |  |  | COVELO 1101536 | COVELO 1101 | HUMBOLDT | 0.011418 | 10 | 100% | 1 | 0 | 0.05103% | 0% | 0 | 0.012329 | 0.012329 | 1.2835 | 0.015825 | Low | Low | Low
FRANKLIN 1101P132 | 3090 |  |  |  |  | FRANKLIN 1101P132 | FRANKLIN 1101 | EAST BAY | 0.033203 | 10 | 0% | 0 | 0 | 2.185% | 0% | 0 | 0.0048015 | 0.0048015 | 3.2929 | 0.015811 | Low | Low | High
RINCON 1102640 | 3091 |  |  |  |  | RINCON 1102640 | RINCON 1102 | SONOMA | 0.04813 | 10 | 0% | 0 | 0 | 1.143% | 0% | 0 | 0.0047519 | 0.0047519 | 3.3054 | 0.015707 | Low | Low | High
SALT SPRINGS 21023118 | 3092 |  |  |  |  | SALT SPRINGS 21023118 | SALT SPRINGS 2102 | STOCKTON | 0.07196 | 10 | 100% | 0 | 0 | 100% | 0% | 0 | 0.028512 | 0.028512 | 0.54869 | 0.015644 | Medium | Medium | Low
VACAVILLE 110847860 | 3093 |  |  |  |  | VACAVILLE 110847860 | VACAVILLE 1108 | SACRAMENTO | 0.28908 | 10 | 0% | 0 | 0 | 7.334% | 0% | 0 | 0.0050545 | 0.0050545 | 3.0859 | 0.015598 | Low | Low | High
CAROLANDS 040484797 | 3094 |  |  |  |  | CAROLANDS 040484797 | CAROLANDS 0404 | PENINSULA | 0.013784 | 10 | 0% | 0 | 0 | 1.034% | 0% | 0 | 0.0047467 | 0.0047467 | 3.2801 | 0.01557 | Low | Low | High
GARBERVILLE 11022540 | 3095 |  |  |  |  | GARBERVILLE 11022540 | GARBERVILLE 1102 | HUMBOLDT | 15.3454 | 59.7556 | 6.792% | 13 | 5 | 85.73% | 0% | 0 | 0.046446 | 0.046446 | 0.33411 | 0.015518 | Medium | Medium | Low
ARCATA 112233060 | 3096 |  |  |  |  | ARCATA 112233060 | ARCATA 1122 | HUMBOLDT | 0.34235 | 10 | 0% | 0 | 1 | 7.017% | 0% | 0 | 0.0051448 | 0.0051448 | 3.0094 | 0.015483 | Low | Low | Medium
HOPLAND 1101CB | 3097 |  |  |  |  | HOPLAND 1101CB | HOPLAND 1101 | HUMBOLDT | 0.39955 | 10 | 100% | 0 | 1 | 6.5% | 0% | 0 | 0.011606 | 0.011606 | 1.3337 | 0.015479 | Low | Low | Low
BIG MEADOWS 21012510 | 3098 |  |  |  |  | BIG MEADOWS 21012510 | BIG MEADOWS 2101 | NORTH VALLEY | 5.0492 | 32.6868 | 6.505% | 7 | 2 | 57.3% | 0% | 0 | 0.015201 | 0.015201 | 1.0173 | 0.015464 | Low | Low | Low
RED BLUFF 1105161818 | 3099 |  |  |  |  | RED BLUFF 1105161818 | RED BLUFF 1105 | NORTH VALLEY | 0.38337 | 10 | 100% | 0 | 0 | 8.045% | 0% | 0 | 0.011543 | 0.011543 | 1.3232 | 0.015274 | Low | Low | Low
BRUNSWICK 111095576 | 3100 |  |  |  |  | BRUNSWICK 111095576 | BRUNSWICK 1110 | SIERRA | 0.15603 | 10 | 0% | 0 | 0 | 4.385% | 0% | 0 | 0.004908 | 0.004908 | 3.0967 | 0.015199 | Low | Low | High
REEDLEY 11127240 | 3101 |  |  |  |  | REEDLEY 11127240 | REEDLEY 1112 | FRESNO | 0.0028032 | 10 | 0% | 0 | 0 | 0.01029% | 0% | 0 | 0.0046985 | 0.0046985 | 3.2223 | 0.01514 | Low | Low | High
MAXWELL 11053008 | 3102 |  |  |  |  | MAXWELL 11053008 | MAXWELL 1105 | SACRAMENTO | 1.6684 | 73.9154 | 100% | 0 | 0 | 12.26% | 0% | 0 | 0.018513 | 0.018513 | 0.80874 | 0.014972 | Low | Low | Low
POSO MOUNTAIN 21011703 | 3103 |  |  |  |  | POSO MOUNTAIN 21011703 | POSO MOUNTAIN 2101 | KERN | 0.0074631 | 10 | 0% | 0 | 0 | 0.304% | 0% | 0 | 0.0053821 | 0.0053821 | 2.7786 | 0.014955 | Low | Low | Medium
RISING RIVER 11011532 | 3104 |  |  |  |  | RISING RIVER 11011532 | RISING RIVER 1101 | NORTH VALLEY | 3.0653 | 21.21 | 32.28% | 0 | 0 | 62.2% | 0% | 0 | 0.012255 | 0.012255 | 1.2187 | 0.014936 | Low | Low | Low
CORRAL 110175204 | 3105 |  |  |  |  | CORRAL 110175204 | CORRAL 1101 | STOCKTON | 1.1128 | 10 | 10.09% | 0 | 0 | 5.993% | 0% | 0 | 0.0054182 | 0.0054182 | 2.7419 | 0.014856 | Low | Low | Medium
ALTO 1121CB | 3106 |  |  |  |  | ALTO 1121CB | ALTO 1121 | NORTH BAY | 0.013093 | 10 | 0% | 0 | 0 | 0.2456% | 0% | 0 | 0.0047095 | 0.0047095 | 3.1177 | 0.014683 | Low | Low | High
ALTO 112088190 | 3107 |  |  |  |  | ALTO 112088190 | ALTO 1120 | NORTH BAY | 0.01959 | 10 | 0% | 0 | 0 | 0.6244% | 0% | 0 | 0.0047274 | 0.0047274 | 3.0907 | 0.014611 | Low | Low | High
WESTLEY 11039010 | 3108 |  |  |  |  | WESTLEY 11039010 | WESTLEY 1103 | YOSEMITE | 0.92376 | 10 | 100% | 0 | 0 | 2.686% | 0% | 0 | 0.010946 | 0.010946 | 1.3317 | 0.014577 | Low | Low | Low
BEAR VALLEY 210110019 | 3109 |  |  |  |  | BEAR VALLEY 210110019 | BEAR VALLEY 2101 | YOSEMITE | 1.9804 | 23.7531 | 100% | 0 | 6 | 100% | 0% | 0 | 0.04012 | 0.04012 | 0.35957 | 0.014426 | Medium | Medium | Low
FORT BRAGG A 11021226 | 3110 |  |  |  |  | FORT BRAGG A 11021226 | FORT BRAGG A 1102 | HUMBOLDT | 1.1335 | 10 | 21.46% | 0 | 3 | 14.45% | 0% | 0 | 0.0068882 | 0.0068882 | 2.0906 | 0.0144 | Low | Low | Low
GEYSERVILLE 1101480 | 3111 |  |  |  |  | GEYSERVILLE 1101480 | GEYSERVILLE 1101 | SONOMA | 1.4699 | 10 | 99.61% | 0 | 0 | 9.197% | 0% | 0 | 0.011639 | 0.011639 | 1.237 | 0.014397 | Low | Low | Low
RISING RIVER 11011530 | 3112 |  |  |  |  | RISING RIVER 11011530 | RISING RIVER 1101 | NORTH VALLEY | 10.3786 | 10.5372 | 70.85% | 4 | 0 | 58.6% | 0% | 0 | 0.01587 | 0.01587 | 0.8986 | 0.014261 | Low | Low | Low
BRUNSWICK 110765574 | 3113 |  |  |  |  | BRUNSWICK 110765574 | BRUNSWICK 1107 | SIERRA | 0.053599 | 10 | 0% | 0 | 0 | 3.058% | 0% | 0 | 0.0048435 | 0.0048435 | 2.9407 | 0.014243 | Low | Low | Medium
OCEANO 1105V42 | 3114 |  |  |  |  | OCEANO 1105V42 | OCEANO 1105 | LOS PADRES | 0.34173 | 10 | 0% | 0 | 0 | 14.57% | 0% | 0 | 0.0054323 | 0.0054323 | 2.6024 | 0.014137 | Low | Low | Medium
BRUNSWICK 1110CB | 3115 |  |  |  |  | BRUNSWICK 1110CB | BRUNSWICK 1110 | SIERRA | 0.0037878 | 10 | 0% | 0 | 0 | 0.2212% | 0% | 0 | 0.0047084 | 0.0047084 | 2.9563 | 0.01392 | Low | Low | Medium
CLARK ROAD 11022094 | 3116 |  |  |  |  | CLARK ROAD 11022094 | CLARK ROAD 1102 | NORTH VALLEY | 0.57902 | 10 | 17.05% | 0 | 0 | 16.85% | 0% | 0 | 0.0063918 | 0.0063918 | 2.1553 | 0.013776 | Low | Low | Low
PALMER 1101M88 | 3117 |  |  |  |  | PALMER 1101M88 | PALMER 1101 | LOS PADRES | 2.2617 | 68.2305 | 27.53% | 0 | 1 | 14.75% | 0% | 0 | 0.011798 | 0.011798 | 1.1586 | 0.013669 | Low | Low | Low
RESERVATION ROAD 110222136 | 3118 |  |  |  |  | RESERVATION ROAD 110222136 | RESERVATION ROAD 1102 | CENTRAL COAST | 1.1023 | 40.7641 | 13.41% | 0 | 0 | 19.9% | 0% | 0 | 0.0078815 | 0.0078815 | 1.7282 | 0.013621 | Low | Low | Low
ELK 1101900 | 3119 |  |  |  |  | ELK 1101900 | ELK 1101 | HUMBOLDT | 6.0335 | 22.7757 | 2.097% | 2 | 3 | 29.53% | 0% | 0 | 0.0087294 | 0.0087294 | 1.5553 | 0.013577 | Low | Low | Low
VOLTA 11011596 | 3120 |  |  |  |  | VOLTA 11011596 | VOLTA 1101 | NORTH VALLEY | 21.7972 | 45.4978 | 99.98% | 1 | 12 | 100% | 0% | 0 | 0.052789 | 0.052789 | 0.25608 | 0.013518 | Medium | Medium | Low
SUMMIT 11022302 | 3121 |  |  |  |  | SUMMIT 11022302 | SUMMIT 1102 | SIERRA | 1.4575 | 10 | 25.54% | 1 | 4 | 100% | 0% | 0 | 0.022343 | 0.022343 | 0.59618 | 0.01332 | Medium | Medium | Low
PEORIA 17048040 | 3122 |  |  |  |  | PEORIA 17048040 | PEORIA 1704 | YOSEMITE | 8.9787 | 41.627 | 97.88% | 2 | 3 | 34.87% | 0% | 0 | 0.02277 | 0.02277 | 0.58079 | 0.013225 | Medium | Medium | Low
GIRVAN 1101CB | 3123 |  |  |  |  | GIRVAN 1101CB | GIRVAN 1101 | NORTH VALLEY | 0.35544 | 10 | 1.64% | 0 | 0 | 10.78% | 0% | 0 | 0.0053021 | 0.0053021 | 2.487 | 0.013186 | Low | Low | Medium
CORNING 110193362 | 3124 |  |  |  |  | CORNING 110193362 | CORNING 1101 | NORTH VALLEY | 0.36788 | 10 | 0% | 0 | 0 | 100% | 0% | 0 | 0.012695 | 0.012695 | 1.0353 | 0.013144 | Low | Low | Low
MERCED FALLS 1102CB | 3125 |  |  |  |  | MERCED FALLS 1102CB | MERCED FALLS 1102 | YOSEMITE | 8.7968 | 48.2872 | 48.16% | 0 | 1 | 34.84% | 0% | 0 | 0.014879 | 0.014879 | 0.87183 | 0.012972 | Low | Low | Low
RIO DELL 11021504 | 3126 |  |  |  |  | RIO DELL 11021504 | RIO DELL 1102 | HUMBOLDT | 8.4162 | 77.8437 | 6.428% | 4 | 1 | 69.81% | 0% | 0 | 0.016871 | 0.016871 | 0.76309 | 0.012874 | Low | Low | Low
CAYUCOS 1101W14 | 3127 |  |  |  |  | CAYUCOS 1101W14 | CAYUCOS 1101 | LOS PADRES | 0.012808 | 10 | 0% | 0 | 0 | 0.1056% | 0% | 0 | 0.004703 | 0.004703 | 2.7337 | 0.012857 | Low | Low | Medium
HOPLAND 1101558 | 3128 |  |  |  |  | HOPLAND 1101558 | HOPLAND 1101 | HUMBOLDT | 0.37929 | 10 | 97.04% | 0 | 0 | 4.114% | 0% | 0 | 0.010837 | 0.010837 | 1.1824 | 0.012815 | Low | Low | Low
BROWNS VALLEY 110136622 | 3129 |  |  |  |  | BROWNS VALLEY 110136622 | BROWNS VALLEY 1101 | SIERRA | 2.3766 | 10 | 8.927% | 0 | 1 | 25.35% | 0% | 0 | 0.0066455 | 0.0066455 | 1.9026 | 0.012644 | Low | Low | Low
PIT NO 1 11019702 | 3130 |  |  |  |  | PIT NO 1 11019702 | PIT NO 1 1101 | NORTH VALLEY | 0.44484 | 10 | 24.55% | 0 | 0 | 4.849% | 0% | 0 | 0.0060315 | 0.0060315 | 2.0734 | 0.012506 | Low | Low | Low
MC ARTHUR 11011492 | 3131 |  |  |  |  | MC ARTHUR 11011492 | MC ARTHUR 1101 | NORTH VALLEY | 9.6647 | 34.9258 | 100% | 1 | 0 | 31.38% | 0% | 0 | 0.019862 | 0.019862 | 0.62862 | 0.012486 | Low | Low | Low
MC ARTHUR 110138998 | 3132 |  |  |  |  | MC ARTHUR 110138998 | MC ARTHUR 1101 | NORTH VALLEY | 11.0305 | 56.1464 | 63.76% | 0 | 2 | 67.61% | 0% | 0 | 0.021999 | 0.021999 | 0.56625 | 0.012457 | Medium | Medium | Low
PIT NO 5 11011606 | 3133 |  |  |  |  | PIT NO 5 11011606 | PIT NO 5 1101 | NORTH VALLEY | 5.5302 | 10 | 89.8% | 1 | 2 | 100% | 0% | 0 | 0.031556 | 0.031556 | 0.39242 | 0.012383 | Medium | Medium | Low
SUMMIT 110147786 | 3134 |  |  |  |  | SUMMIT 110147786 | SUMMIT 1101 | SIERRA | 1.7732 | 10 | 6.416% | 0 | 1 | 100% | 0% | 0 | 0.017764 | 0.017764 | 0.69667 | 0.012376 | Low | Low | Low
SALT SPRINGS 21013116 | 3135 |  |  |  |  | SALT SPRINGS 21013116 | SALT SPRINGS 2101 | STOCKTON | 0.70592 | 10 | 100% | 0 | 1 | 70.33% | 0% | 0 | 0.021776 | 0.021776 | 0.56292 | 0.012258 | Low | Low | Low
SUMMIT 110148636 | 3136 |  |  |  |  | SUMMIT 110148636 | SUMMIT 1101 | SIERRA | 0.057422 | 10 | 100% | 0 | 0 | 2.116% | 0% | 0 | 0.010884 | 0.010884 | 1.1135 | 0.01212 | Low | Low | Low
LAURELES 1112CB | 3137 |  |  |  |  | LAURELES 1112CB | LAURELES 1112 | CENTRAL COAST | 0.015644 | 10 | 0% | 0 | 0 | 0.6574% | 0% | 0 | 0.0047289 | 0.0047289 | 2.5304 | 0.011966 | Low | Low | Medium
MARTELL 1103CB | 3138 |  |  |  |  | MARTELL 1103CB | MARTELL 1103 | STOCKTON | 0.8745 | 10 | 17.84% | 0 | 0 | 13.95% | 0% | 0 | 0.0062499 | 0.0062499 | 1.9128 | 0.011955 | Low | Low | Low
MC ARTHUR 11011490 | 3139 |  |  |  |  | MC ARTHUR 11011490 | MC ARTHUR 1101 | NORTH VALLEY | 9.1248 | 10 | 79.7% | 0 | 4 | 60.48% | 0% | 0 | 0.02318 | 0.02318 | 0.49873 | 0.01156 | Medium | Medium | Low
GLENN 11012012 | 3140 |  |  |  |  | GLENN 11012012 | GLENN 1101 | NORTH VALLEY | 2.3498 | 85 | 100% | 0 | 0 | 7.814% | 0% | 0 | 0.01909 | 0.01909 | 0.59338 | 0.011328 | Low | Low | Low
OLEMA 110149756 | 3141 |  |  |  |  | OLEMA 110149756 | OLEMA 1101 | NORTH BAY | 0.14983 | 10 | 0% | 0 | 2 | 2.553% | 0% | 0 | 0.0057386 | 0.0057386 | 1.9687 | 0.011298 | Low | Low | Low
ANTELOPE 11011631 | 3142 |  |  |  |  | ANTELOPE 11011631 | ANTELOPE 1101 | KERN | 0.75322 | 47.1276 | 100% | 0 | 0 | 6.682% | 0% | 0 | 0.014633 | 0.014633 | 0.73269 | 0.010722 | Low | Low | Low
MC ARTHUR 110137344 | 3143 |  |  |  |  | MC ARTHUR 110137344 | MC ARTHUR 1101 | NORTH VALLEY | 0.26567 | 10 | 48.66% | 0 | 0 | 2.972% | 0% | 0 | 0.0072135 | 0.0072135 | 1.4849 | 0.010712 | Low | Low | Low
STONE CORRAL 11087100 | 3144 |  |  |  |  | STONE CORRAL 11087100 | STONE CORRAL 1108 | FRESNO | 2.9159 | 10 | 14.41% | 0 | 0 | 15.91% | 0% | 0 | 0.0061962 | 0.0061962 | 1.7025 | 0.010549 | Low | Low | Low
FREMONT 1104MR707 | 3145 |  |  |  |  | FREMONT 1104MR707 | FREMONT 1104 | MISSION | 1.4479 | 10 | 0% | 0 | 0 | 16.1% | 0% | 0 | 0.0055159 | 0.0055159 | 1.8893 | 0.010421 | Low | Low | Low
CUYAMA 1103622728 | 3146 |  |  |  |  | CUYAMA 1103622728 | CUYAMA 1103 | KERN | 2.3769 | 95 | 100% | 0 | 0 | 6.184% | 0% | 0 | 0.02009 | 0.02009 | 0.49944 | 0.010034 | Low | Low | Low
MERCED FALLS 11029460 | 3147 |  |  |  |  | MERCED FALLS 11029460 | MERCED FALLS 1102 | YOSEMITE | 8.5158 | 30.9683 | 53.31% | 0 | 0 | 95.4% | 0% | 0 | 0.031807 | 0.031807 | 0.30868 | 0.009818 | Medium | Medium | Low
ELK 1101CB | 3148 |  |  |  |  | ELK 1101CB | ELK 1101 | HUMBOLDT | 0.88673 | 10 | 0% | 1 | 0 | 90.98% | 0% | 0 | 0.011764 | 0.011764 | 0.82427 | 0.0096969 | Low | Low | Low
PANOCHE 11034016 | 3149 |  |  |  |  | PANOCHE 11034016 | PANOCHE 1103 | YOSEMITE | 2.3488 | 61.1971 | 100% | 0 | 0 | 18.31% | 0% | 0 | 0.020566 | 0.020566 | 0.46613 | 0.0095864 | Low | Low | Low
RIO DELL 11028768 | 3150 |  |  |  |  | RIO DELL 11028768 | RIO DELL 1102 | HUMBOLDT | 0.28084 | 10 | 0% | 0 | 0 | 4.757% | 0% | 0 | 0.0049263 | 0.0049263 | 1.9394 | 0.0095539 | Low | Low | Low
MERCED FALLS 11029470 | 3151 |  |  |  |  | MERCED FALLS 11029470 | MERCED FALLS 1102 | YOSEMITE | 22.9864 | 12.6287 | 82.62% | 0 | 4 | 100% | 0% | 0 | 0.040338 | 0.040338 | 0.22626 | 0.0091268 | Medium | Medium | Low
JOLON 110268034 | 3152 |  |  |  |  | JOLON 110268034 | JOLON 1102 | CENTRAL COAST | 0.019914 | 10 | 0% | 0 | 0 | 100% | 0% | 0 | 0.012695 | 0.012695 | 0.71712 | 0.0091041 | Low | Low | Low
BEAR VALLEY 2105CB | 3153 |  |  |  |  | BEAR VALLEY 2105CB | BEAR VALLEY 2105 | YOSEMITE | 3.852 | 80.717 | 62.63% | 2 | 1 | 100% | 0% | 0 | 0.040229 | 0.040229 | 0.22311 | 0.0089755 | Medium | Medium | Low
PIT NO 5 110190846 | 3154 |  |  |  |  | PIT NO 5 110190846 | PIT NO 5 1101 | NORTH VALLEY | 0.092785 | 10 | 100% | 0 | 0 | 100% | 0% | 0 | 0.028512 | 0.028512 | 0.31428 | 0.0089606 | Medium | Medium | Low
PEORIA 170492888 | 3155 |  |  |  |  | PEORIA 170492888 | PEORIA 1704 | YOSEMITE | 0.24891 | 10 | 100% | 0 | 0 | 52.34% | 0% | 0 | 0.017878 | 0.017878 | 0.4954 | 0.0088569 | Low | Low | Low
PEORIA 1701 | 3156 |  |  |  |  | PEORIA 1701 | PEORIA 1701 | YOSEMITE | 0.00281 | 10 | 0% | 0 | 0 | 100% | 0% | 0 | 0.012695 | 0.012695 | 0.6973 | 0.0088524 | Low | Low | Low
CLARK ROAD 1102CB | 3157 |  |  |  |  | CLARK ROAD 1102CB | CLARK ROAD 1102 | NORTH VALLEY | 0.16153 | 10 | 1.759% | 0 | 1 | 10.59% | 0% | 0 | 0.006177 | 0.006177 | 1.3847 | 0.0085535 | Low | Low | Low
PIT NO 3 21011360 | 3158 |  |  |  |  | PIT NO 3 21011360 | PIT NO 3 2101 | NORTH VALLEY | 21.8208 | 46.6037 | 72.84% | 2 | 7 | 96.78% | 0% | 0 | 0.033534 | 0.033534 | 0.24766 | 0.0083049 | Medium | Medium | Low
PIT NO 5 11011614 | 3159 |  |  |  |  | PIT NO 5 11011614 | PIT NO 5 1101 | NORTH VALLEY | 1.8659 | 92.5056 | 100% | 0 | 0 | 100% | 0% | 0 | 0.049074 | 0.049074 | 0.16422 | 0.0080592 | Medium | Medium | Low
SAN ARDO 11017094 | 3160 |  |  |  |  | SAN ARDO 11017094 | SAN ARDO 1101 | CENTRAL COAST | 1.1437 | 50.6148 | 100% | 0 | 0 | 6.71% | 0% | 0 | 0.014985 | 0.014985 | 0.52695 | 0.0078965 | Low | Low | Low
ELK 11011300 | 3161 |  |  |  |  | ELK 11011300 | ELK 1101 | HUMBOLDT | 3.0348 | 10 | 21.85% | 10 | 1 | 31.85% | 0% | 0 | 0.0089861 | 0.0089861 | 0.83981 | 0.0075467 | Low | Low | Low
PIT NO 3 21011386 | 3162 |  |  |  |  | PIT NO 3 21011386 | PIT NO 3 2101 | NORTH VALLEY | 5.8084 | 10 | 93.45% | 4 | 0 | 84.51% | 0% | 0 | 0.027889 | 0.027889 | 0.24957 | 0.0069602 | Medium | Medium | Low
VOLTA 11011640 | 3163 |  |  |  |  | VOLTA 11011640 | VOLTA 1101 | NORTH VALLEY | 10.4338 | 80.2423 | 83.4% | 1 | 4 | 100% | 0% | 0 | 0.072189 | 0.072189 | 0.092106 | 0.006649 | High | High | Low
MERCED FALLS 110238748 | 3164 |  |  |  |  | MERCED FALLS 110238748 | MERCED FALLS 1102 | YOSEMITE | 15.288 | 16.9529 | 100% | 0 | 0 | 100% | 0% | 0 | 0.033981 | 0.033981 | 0.19224 | 0.0065325 | Medium | Medium | Low
MC ARTHUR 11011488 | 3165 |  |  |  |  | MC ARTHUR 11011488 | MC ARTHUR 1101 | NORTH VALLEY | 2.4985 | 10 | 70.57% | 0 | 2 | 7.462% | 0% | 0 | 0.0094078 | 0.0094078 | 0.63499 | 0.0059739 | Low | Low | Low
MERCED FALLS 110222774 | 3166 |  |  |  |  | MERCED FALLS 110222774 | MERCED FALLS 1102 | YOSEMITE | 1.0091 | 37.0223 | 100% | 0 | 0 | 27.2% | 0% | 0 | 0.016738 | 0.016738 | 0.33771 | 0.0056526 | Low | Low | Low
SAN ARDO 11017632 | 3167 |  |  |  |  | SAN ARDO 11017632 | SAN ARDO 1101 | CENTRAL COAST | 0.79963 | 10 | 100% | 0 | 0 | 9.729% | 0% | 0 | 0.011737 | 0.011737 | 0.481 | 0.0056455 | Low | Low | Low
CORNING 110187304 | 3168 |  |  |  |  | CORNING 110187304 | CORNING 1101 | NORTH VALLEY | 1.5372 | 10 | 14.41% | 0 | 3 | 10.47% | 0% | 0 | 0.0062491 | 0.0062491 | 0.88021 | 0.0055005 | Low | Low | Low
SAN ARDO 110193072 | 3169 |  |  |  |  | SAN ARDO 110193072 | SAN ARDO 1101 | CENTRAL COAST | 0.72134 | 10 | 63.38% | 0 | 0 | 8.566% | 0% | 0 | 0.0098197 | 0.0098197 | 0.54117 | 0.0053141 | Low | Low | Low
LOGAN CREEK 21022226 | 3170 |  |  |  |  | LOGAN CREEK 21022226 | LOGAN CREEK 2102 | NORTH VALLEY | 3.7103 | 86.8404 | 100% | 0 | 1 | 10.78% | 0% | 0 | 0.020313 | 0.020313 | 0.2575 | 0.0052305 | Low | Low | Low
PIT NO 5 1101CB | 3171 |  |  |  |  | PIT NO 5 1101CB | PIT NO 5 1101 | NORTH VALLEY | 0.72275 | 65.782 | 100% | 4 | 2 | 100% | 0% | 0 | 0.045131 | 0.045131 | 0.11458 | 0.0051713 | Medium | Medium | Low
PIT NO 3 21011482 | 3172 |  |  |  |  | PIT NO 3 21011482 | PIT NO 3 2101 | NORTH VALLEY | 12.042 | 25.2752 | 56.98% | 0 | 2 | 100% | 0% | 0 | 0.026507 | 0.026507 | 0.19495 | 0.0051676 | Medium | Medium | Low
SUMMIT 110168706 | 3173 |  |  |  |  | SUMMIT 110168706 | SUMMIT 1101 | SIERRA | 0.058904 | 10 | 0% | 0 | 0 | 1.149% | 0% | 0 | 0.0047522 | 0.0047522 | 1.0375 | 0.0049304 | Low | Low | Low
DUNLAP 11027360 | 3174 |  |  |  |  | DUNLAP 11027360 | DUNLAP 1102 | FRESNO | 8.5319 | 14.1381 | 99.93% | 0 | 0 | 100% | 0% | 0 | 0.048964 | 0.048964 | 0.093748 | 0.0045903 | Medium | Medium | Low
MC ARTHUR 11011544 | 3175 |  |  |  |  | MC ARTHUR 11011544 | MC ARTHUR 1101 | NORTH VALLEY | 14.33 | 61.0373 | 66.86% | 0 | 1 | 51.35% | 0% | 0 | 0.022186 | 0.022186 | 0.18317 | 0.0040638 | Medium | Medium | Low
RIO DELL 110270960 | 3176 |  |  |  |  | RIO DELL 110270960 | RIO DELL 1102 | HUMBOLDT | 3.7354 | 51.8564 | 33.96% | 2 | 2 | 31.94% | 0% | 0 | 0.012119 | 0.012119 | 0.29794 | 0.0036108 | Low | Low | Low
SPAULDING 1101578852 | 3177 |  |  |  |  | SPAULDING 1101578852 | SPAULDING 1101 | SIERRA | 20.1063 | 56.8104 | 73.09% | 2 | 12 | 82.23% | 8.84% | 1 | 0.13582 | 0.13582 | 0.021523 | 0.0029234 | High | High | Low
GARBERVILLE 110197300 | 3178 |  |  |  |  | GARBERVILLE 110197300 | GARBERVILLE 1101 | HUMBOLDT | 14.1538 | 63.6884 | 85.32% | 13 | 2 | 100% | 0% | 0 | 0.1059 | 0.1059 | 0.026166 | 0.0027709 | High | High | Low
PIT NO 5 11011618 | 3179 |  |  |  |  | PIT NO 5 11011618 | PIT NO 5 1101 | NORTH VALLEY | 6.0991 | 69.0036 | 93.71% | 0 | 2 | 100% | 0% | 0 | 0.047368 | 0.047368 | 0.028548 | 0.0013523 | Medium | Medium | Low
OILFIELDS 1103N42 | 3180 |  |  |  |  | OILFIELDS 1103N42 | OILFIELDS 1103 | CENTRAL COAST | 2.2461 | 52.6729 | 47.6% | 0 | 0 | 37.49% | 0% | 0 | 0.013447 | 0.013447 | 0.061363 | 0.00082516 | Low | Low | Low
SAN MIGUEL 1106N34 | 3181 |  |  |  |  | SAN MIGUEL 1106N34 | SAN MIGUEL 1106 | LOS PADRES | 0.29269 | 10 | 21.51% | 0 | 0 | 2.142% | 0% | 0 | 0.0065395 | 0.0065395 | 0.080486 | 0.00052634 | Low | Low | Low
ECHO SUMMIT 1101CB | 3183 |  |  |  |  | ECHO SUMMIT 1101CB | ECHO SUMMIT 1101 | (blank) | 0.03514 | 10 | 100% | 0 | 0 | 100% | 0% | 0 | 0.028512 | 0.028512 | 0 | 0 | Medium | Medium | Low
OCEANO 1105V20 | 3182 |  |  |  |  | OCEANO 1105V20 | OCEANO 1105 | LOS PADRES | 0.031809 | 10 | 0% | 0 | 0 | 0.5465% | 0% | 0 | 0.0047237 | 0.0047237 | 0 | 0 | Low | Low | Low
BALCH NO 1 1101R372 | 3202 |  |  |  |  | BALCH NO 1 1101R372 | BALCH NO 1 1101 | FRESNO | 6.0973 | 42.1008 | 100% | 0 | 0 | 100% | 0% | 0 | 0.035267 | 0.035267 | 0 | -0.00036352 | Medium | Medium | Low
BOGARD 1101CB | 3198 |  |  |  |  | BOGARD 1101CB | BOGARD 1101 | NORTH VALLEY | 0.51623 | 20.4818 | 100% | 1 | 0 | 100% | 0% | 0 | 0.03523 | 0.03523 | 0 | -0.00036352 | Medium | Medium | Low
BRIDGEVILLE 1102 | 3193 |  |  |  |  | BRIDGEVILLE 1102 | BRIDGEVILLE 1102 | HUMBOLDT | 0.0078479 | 90 | 100% | 0 | 0 | 100% | 0% | 0 | 0.048281 | 0.048281 | 0 | -0.00036352 | Medium | Medium | Low
BRIDGEVILLE 110237486 | 3194 |  |  |  |  | BRIDGEVILLE 110237486 | BRIDGEVILLE 1102 | HUMBOLDT | 10.3672 | 71.0468 | 99.35% | 4 | 7 | 92.24% | 0% | 0 | 0.054132 | 0.054132 | 0 | -0.00036352 | Medium | Medium | Low
BRIDGEVILLE 1102CB | 3204 |  |  |  |  | BRIDGEVILLE 1102CB | BRIDGEVILLE 1102 | HUMBOLDT | 0.72529 | 72.3371 | 88.58% | 0 | 0 | 5.257% | 0% | 0 | 0.020259 | 0.020259 | 0 | -0.00036352 | Low | Low | Low
CARLOTTA 112144150 | 3189 |  |  |  |  | CARLOTTA 112144150 | CARLOTTA 1121 | HUMBOLDT | 3.5728 | 56.6428 | 100% | 0 | 1 | 100% | 0% | 0 | 0.039603 | 0.039603 | 0 | -0.00036352 | Medium | Medium | Low
CHOLAME 2102X10 | 3185 |  |  |  |  | CHOLAME 2102X10 | CHOLAME 2102 | LOS PADRES | 19.7574 | 72.3337 | 100% | 0 | 0 | 44.78% | 0% | 0 | 0.028694 | 0.028694 | 0 | -0.00036352 | Medium | Medium | Low
DUNLAP 110239190 | 3186 |  |  |  |  | DUNLAP 110239190 | DUNLAP 1102 | FRESNO | 1.8032 | 10 | 99.73% | 0 | 0 | 100% | 0% | 0 | 0.02845 | 0.02845 | 0 | -0.00036352 | Medium | Medium | Low
DUNLAP 11027050 | 3190 |  |  |  |  | DUNLAP 11027050 | DUNLAP 1102 | FRESNO | 9.1044 | 57.339 | 92.11% | 4 | 10 | 100% | 0% | 0 | 0.15825 | 0.15825 | 0 | -0.00036352 | High | High | Low
DUNLAP 1102778286 | 3196 |  |  |  |  | DUNLAP 1102778286 | DUNLAP 1102 | FRESNO | 2.6016 | 93.4441 | 63.93% | 0 | 0 | 100% | 0% | 0 | 0.042218 | 0.042218 | 0 | -0.00036352 | Medium | Medium | Low
DUNLAP 1102CB | 3197 |  |  |  |  | DUNLAP 1102CB | DUNLAP 1102 | FRESNO | 6.506 | 11.6092 | 99.83% | 1 | 2 | 100% | 0% | 0 | 0.034553 | 0.034553 | 0 | -0.00036352 | Medium | Medium | Low
DUNLAP 11027290 | 3200 |  |  |  |  | DUNLAP 11027290 | DUNLAP 1102 | FRESNO | 0.73169 | 39.1465 | 99.26% | 0 | 9 | 100% | 0% | 0 | 0.04685 | 0.04685 | 0 | -0.00036352 | Medium | Medium | Low
DUNLAP 11037170 | 3195 |  |  |  |  | DUNLAP 11037170 | DUNLAP 1103 | FRESNO | 5.3633 | 51.4528 | 91.12% | 7 | 8 | 100% | 0% | 0 | 0.057836 | 0.057836 | 0 | -0.00036352 | Medium | Medium | Low
DUNLAP 11037080 | 3199 |  |  |  |  | DUNLAP 11037080 | DUNLAP 1103 | FRESNO | 7.9166 | 53.1398 | 56.92% | 4 | 5 | 100% | 0% | 0 | 0.052315 | 0.052315 | 0 | -0.00036352 | Medium | Medium | Low
DUNLAP 1103CB | 3201 |  |  |  |  | DUNLAP 1103CB | DUNLAP 1103 | FRESNO | 5.3266 | 46.6515 | 99.77% | 2 | 1 | 100% | 0% | 0 | 0.043161 | 0.043161 | 0 | -0.00036352 | Medium | Medium | Low
DUNLAP 11037991F | 3205 |  |  |  |  | DUNLAP 11037991F | DUNLAP 1103 | FRESNO | 2.6521 | 79.9208 | 100% | 1 | 4 | 100% | 0% | 0 | 0.056283 | 0.056283 | 0 | -0.00036352 | Medium | Medium | Low
EL DORADO PH 210113532 | 3192 |  |  |  |  | EL DORADO PH 210113532 | EL DORADO PH 2101 | SIERRA | 5.3271 | 64.1847 | 100% | 5 | 1 | 100% | 0% | 0 | 0.082958 | 0.082958 | 0 | -0.00036352 | High | High | Low
EL DORADO PH 210136764 | 3203 |  |  |  |  | EL DORADO PH 210136764 | EL DORADO PH 2101 | SIERRA | 3.1646 | 79.8685 | 100% | 3 | 0 | 72.39% | 0% | 0 | 0.12435 | 0.12435 | 0 | -0.00036352 | High | High | Low
LAYTONVILLE 11011760 | 3187 |  |  |  |  | LAYTONVILLE 11011760 | LAYTONVILLE 1101 | HUMBOLDT | 8.2141 | 83.102 | 88.6% | 5 | 4 | 64.9% | 0% | 0 | 0.039524 | 0.039524 | 0 | -0.00036352 | Medium | Medium | Low
MC ARTHUR 110137388 | 3184 |  |  |  |  | MC ARTHUR 110137388 | MC ARTHUR 1101 | NORTH VALLEY | 8.6734 | 54.6058 | 74.62% | 0 | 2 | 69.39% | 0% | 0 | 0.024182 | 0.024182 | 0 | -0.00036352 | Medium | Medium | Low
OILFIELDS 11037006 | 3188 |  |  |  |  | OILFIELDS 11037006 | OILFIELDS 1103 | CENTRAL COAST | 2.4385 | 10 | 100% | 0 | 0 | 16.07% | 0% | 0 | 0.016263 | 0.016263 | 0 | -0.00036352 | Low | Low | Low
PIT NO 5 11013308 | 3191 |  |  |  |  | PIT NO 5 11013308 | PIT NO 5 1101 | NORTH VALLEY | 0.044135 | 85 | 100% | 0 | 0 | 100% | 0% | 0 | 0.046733 | 0.046733 | 0 | -0.00036352 | Medium | Medium | Low
Note on D20: [REDACTED]: 35056387, 35056433,35056434, 35056435,3505648, & 35056439
Note on D184: [REDACTED]: RECOMMENDED POLE ASSESSMENT PRIOR TO PROJECT INITIATION
Note on F287: [REDACTED]: Replaced with 641544
Note on D1073: [REDACTED]: Need pole integrity team assessment
Note on D1576: [REDACTED]: Need additional pole assessment
Note on D1720: [REDACTED]: NEED ADDITIONAL POLE ASSESSMENT

## DX - CKT
Zones | Circuit Risk Rank | PZ Risk Rank | Zones | Circuit | District | Tier 2 | Tier 3 | HFTD miles
MIWUK 170110600 | 1 | 1 | MIWUK 170110600 | MIWUK 1701 | YOSEMITE | 0 | 10.9092 | 10.9092
MIWUK 1701CB | 1 | 2 | MIWUK 1701CB | MIWUK 1701 | YOSEMITE | 0 | 17.9054 | 17.9054
MIWUK 17018060 | 1 | 12 | MIWUK 17018060 | MIWUK 1701 | YOSEMITE | 0 | 11.8537 | 11.8537
MIWUK 17018050 | 1 | 45 | MIWUK 17018050 | MIWUK 1701 | YOSEMITE | 0 | 12.1253 | 12.1253
MIWUK 170111800 | 1 | 139 | MIWUK 170111800 | MIWUK 1701 | YOSEMITE | 0 | 9.4843 | 9.4843
MIWUK 170193062 | 1 | 155 | MIWUK 170193062 | MIWUK 1701 | YOSEMITE | 1.722 | 6.488 | 8.21
MIWUK 170179118 | 1 | 430 | MIWUK 170179118 | MIWUK 1701 | YOSEMITE | 0 | 0.019355 | 0.019355
MIWUK 170153038 | 1 | 1018 | MIWUK 170153038 | MIWUK 1701 | YOSEMITE | 0 | 6.638 | 6.638
ORO FINO 1101CB | 2 | 3 | ORO FINO 1101CB | ORO FINO 1101 | NORTH VALLEY | 0 | 22.1887 | 22.1887
ORO FINO 11012022 | 2 | 10 | ORO FINO 11012022 | ORO FINO 1101 | NORTH VALLEY | 0 | 24.1719 | 24.1719
STANISLAUS 17021888 | 3 | 4 | STANISLAUS 17021888 | STANISLAUS 1702 | YOSEMITE | 0 | 18.9533 | 18.9533
STANISLAUS 17021804 | 3 | 19 | STANISLAUS 17021804 | STANISLAUS 1702 | YOSEMITE | 0 | 8.3693 | 8.3693
STANISLAUS 170237276 | 3 | 37 | STANISLAUS 170237276 | STANISLAUS 1702 | YOSEMITE | 0 | 11.7226 | 11.7226
STANISLAUS 170275348 | 3 | 53 | STANISLAUS 170275348 | STANISLAUS 1702 | YOSEMITE | 0 | 5.3962 | 5.3962
STANISLAUS 17021850 | 3 | 66 | STANISLAUS 17021850 | STANISLAUS 1702 | YOSEMITE | 0 | 13.465 | 13.465
STANISLAUS 1702L611 | 3 | 73 | STANISLAUS 1702L611 | STANISLAUS 1702 | YOSEMITE | 0 | 2.9906 | 2.9906
STANISLAUS 17024905 | 3 | 82 | STANISLAUS 17024905 | STANISLAUS 1702 | YOSEMITE | 0 | 2.3422 | 2.3422
STANISLAUS 1702L5381 | 3 | 89 | STANISLAUS 1702L5381 | STANISLAUS 1702 | YOSEMITE | 0 | 1.2094 | 1.2094
STANISLAUS 170237278 | 3 | 91 | STANISLAUS 170237278 | STANISLAUS 1702 | YOSEMITE | 0 | 6.8063 | 6.8063
STANISLAUS 1702 | 3 | 98 | STANISLAUS 1702 | STANISLAUS 1702 | YOSEMITE | 0 | 0.0021222 | 0.0021222
STANISLAUS 17026028 | 3 | 109 | STANISLAUS 17026028 | STANISLAUS 1702 | YOSEMITE | 0 | 5.3481 | 5.3481
STANISLAUS 1702L3151 | 3 | 318 | STANISLAUS 1702L3151 | STANISLAUS 1702 | YOSEMITE | 0 | 0.9933 | 0.9933
STANISLAUS 1702CB | 3 | 1607 | STANISLAUS 1702CB | STANISLAUS 1702 | YOSEMITE | 6.4173 | 1.5597 | 7.977
PINE GROVE 110245292 | 4 | 5 | PINE GROVE 110245292 | PINE GROVE 1102 | STOCKTON | 0.067127 | 10.8107 | 10.8778
PINE GROVE 11021222 | 4 | 20 | PINE GROVE 11021222 | PINE GROVE 1102 | STOCKTON | 1.1802 | 16.0481 | 17.2284
PINE GROVE 110213438 | 4 | 49 | PINE GROVE 110213438 | PINE GROVE 1102 | STOCKTON | 2.3191 | 14.0985 | 16.4176
PINE GROVE 11023172 | 4 | 80 | PINE GROVE 11023172 | PINE GROVE 1102 | STOCKTON | 10.579 | 26.2306 | 36.8095
PINE GROVE 110235576 | 4 | 129 | PINE GROVE 110235576 | PINE GROVE 1102 | STOCKTON | 0 | 7.978 | 7.978
PINE GROVE 11029145 | 4 | 156 | PINE GROVE 11029145 | PINE GROVE 1102 | STOCKTON | 0 | 2.9225 | 2.9225
PINE GROVE 110283098 | 4 | 167 | PINE GROVE 110283098 | PINE GROVE 1102 | STOCKTON | 0.15355 | 7.9452 | 8.0988
PINE GROVE 1102CB | 4 | 388 | PINE GROVE 1102CB | PINE GROVE 1102 | STOCKTON | 10.325 | 0.38192 | 10.707
PINE GROVE 11021765 | 4 | 406 | PINE GROVE 11021765 | PINE GROVE 1102 | STOCKTON | 0.48363 | 0.96423 | 1.4479
PINE GROVE 11023168 | 4 | 1340 | PINE GROVE 11023168 | PINE GROVE 1102 | STOCKTON | 25.4713 | 4.9366 | 30.4079
PINE GROVE 11026080 | 4 | 1491 | PINE GROVE 11026080 | PINE GROVE 1102 | STOCKTON | 34.5545 | 0.23046 | 34.785
BRUNSWICK 11021010 | 5 | 6 | BRUNSWICK 11021010 | BRUNSWICK 1102 | SIERRA | 0.47888 | 43.5621 | 44.041
BRUNSWICK 1102CB | 5 | 455 | BRUNSWICK 1102CB | BRUNSWICK 1102 | SIERRA | 4.342 | 1.9852 | 6.3271
BRUNSWICK 1102940 | 5 | 528 | BRUNSWICK 1102940 | BRUNSWICK 1102 | SIERRA | 0 | 0.6541 | 0.6541
BRUNSWICK 110350070 | 6 | 7 | BRUNSWICK 110350070 | BRUNSWICK 1103 | SIERRA | 0 | 28.1191 | 28.1191
BRUNSWICK 11032200 | 6 | 117 | BRUNSWICK 11032200 | BRUNSWICK 1103 | SIERRA | 0 | 5.571 | 5.571
BRUNSWICK 11032784 | 6 | 352 | BRUNSWICK 11032784 | BRUNSWICK 1103 | SIERRA | 9.7224 | 4.6386 | 14.361
BRUNSWICK 110378862 | 6 | 563 | BRUNSWICK 110378862 | BRUNSWICK 1103 | SIERRA | 0.84386 | 0 | 0.84386
BRUNSWICK 11038918 | 6 | 699 | BRUNSWICK 11038918 | BRUNSWICK 1103 | SIERRA | 0.62743 | 0 | 0.62743
BRUNSWICK 1103CB | 6 | 1747 | BRUNSWICK 1103CB | BRUNSWICK 1103 | SIERRA | 3.9669 | 2.0625 | 6.0294
SALT SPRINGS 21023142 | 7 | 8 | SALT SPRINGS 21023142 | SALT SPRINGS 2102 | STOCKTON | 0 | 16.894 | 16.894
SALT SPRINGS 21024796 | 7 | 133 | SALT SPRINGS 21024796 | SALT SPRINGS 2102 | STOCKTON | 0 | 7.1845 | 7.1845
SALT SPRINGS 2102L485 | 7 | 159 | SALT SPRINGS 2102L485 | SALT SPRINGS 2102 | STOCKTON | 0 | 0.82893 | 0.82893
SALT SPRINGS 210237300 | 7 | 227 | SALT SPRINGS 210237300 | SALT SPRINGS 2102 | STOCKTON | 0 | 6.9933 | 6.9933
SALT SPRINGS 2102L491 | 7 | 251 | SALT SPRINGS 2102L491 | SALT SPRINGS 2102 | STOCKTON | 0 | 2.2143 | 2.2143
SALT SPRINGS 2102L7283 | 7 | 277 | SALT SPRINGS 2102L7283 | SALT SPRINGS 2102 | STOCKTON | 0 | 0.66272 | 0.66272
SALT SPRINGS 210297924 | 7 | 290 | SALT SPRINGS 210297924 | SALT SPRINGS 2102 | STOCKTON | 0 | 5.0873 | 5.0873
SALT SPRINGS 21028442 | 7 | 1712 | SALT SPRINGS 21028442 | SALT SPRINGS 2102 | STOCKTON | 10.9247 | 1.2052 | 12.1299
SALT SPRINGS 21023118 | 7 | 3092 | SALT SPRINGS 21023118 | SALT SPRINGS 2102 | STOCKTON | 0.07196 | 0 | 0.07196
BRUNSWICK 110532536 | 8 | 9 | BRUNSWICK 110532536 | BRUNSWICK 1105 | SIERRA | 0 | 21.7333 | 21.7333
BRUNSWICK 11052210 | 8 | 21 | BRUNSWICK 11052210 | BRUNSWICK 1105 | SIERRA | 0 | 22.8031 | 22.8031
BRUNSWICK 11052140 | 8 | 22 | BRUNSWICK 11052140 | BRUNSWICK 1105 | SIERRA | 0 | 34.5645 | 34.5645
BRUNSWICK 11052130 | 8 | 90 | BRUNSWICK 11052130 | BRUNSWICK 1105 | SIERRA | 0 | 14.272 | 14.272
BRUNSWICK 1105 | 8 | 124 | BRUNSWICK 1105 | BRUNSWICK 1105 | SIERRA | 0 | 0.032568 | 0.032568
BRUNSWICK 110584480 | 8 | 188 | BRUNSWICK 110584480 | BRUNSWICK 1105 | SIERRA | 0 | 4.5786 | 4.5786
BRUNSWICK 11052204 | 8 | 211 | BRUNSWICK 11052204 | BRUNSWICK 1105 | SIERRA | 0 | 7.2073 | 7.2073
BRUNSWICK 11053611 | 8 | 258 | BRUNSWICK 11053611 | BRUNSWICK 1105 | SIERRA | 0 | 1.6138 | 1.6138
BRUNSWICK 11052102 | 8 | 325 | BRUNSWICK 11052102 | BRUNSWICK 1105 | SIERRA | 1.8838 | 1.764 | 3.6478
BRUNSWICK 11051030 | 8 | 351 | BRUNSWICK 11051030 | BRUNSWICK 1105 | SIERRA | 2.698 | 2.2438 | 4.9418
BRUNSWICK 1105CB | 8 | 356 | BRUNSWICK 1105CB | BRUNSWICK 1105 | SIERRA | 0.94769 | 1.0732 | 2.0209
BRUNSWICK 11052100 | 8 | 362 | BRUNSWICK 11052100 | BRUNSWICK 1105 | SIERRA | 2.3835 | 1.582 | 3.9656
WYANDOTTE 11031974 | 9 | 11 | WYANDOTTE 11031974 | WYANDOTTE 1103 | NORTH VALLEY | 0 | 22.8741 | 22.8741
WYANDOTTE 11031976 | 9 | 51 | WYANDOTTE 11031976 | WYANDOTTE 1103 | NORTH VALLEY | 0 | 23.9896 | 23.9896
WYANDOTTE 11031508 | 9 | 1086 | WYANDOTTE 11031508 | WYANDOTTE 1103 | NORTH VALLEY | 4.7749 | 20.9287 | 25.7036
WYANDOTTE 11031504 | 9 | 1648 | WYANDOTTE 11031504 | WYANDOTTE 1103 | NORTH VALLEY | 11.3639 | 0 | 11.3639
WYANDOTTE 110366146 | 9 | 1662 | WYANDOTTE 110366146 | WYANDOTTE 1103 | NORTH VALLEY | 0.1568 | 0 | 0.1568
WYANDOTTE 110313018 | 9 | 2487 | WYANDOTTE 110313018 | WYANDOTTE 1103 | NORTH VALLEY | 0.12548 | 0 | 0.12548
WYANDOTTE 1103CB | 9 | 3036 | WYANDOTTE 1103CB | WYANDOTTE 1103 | NORTH VALLEY | 0.060864 | 0 | 0.060864
EL DORADO PH 210119752 | 10 | 13 | EL DORADO PH 210119752 | EL DORADO PH 2101 | SIERRA | 0.32339 | 38.2536 | 38.577
EL DORADO PH 21016852 | 10 | 18 | EL DORADO PH 21016852 | EL DORADO PH 2101 | SIERRA | 0 | 25.3514 | 25.3514
EL DORADO PH 210126000 | 10 | 67 | EL DORADO PH 210126000 | EL DORADO PH 2101 | SIERRA | 0 | 34.0468 | 34.0468
EL DORADO PH 2101CB | 10 | 76 | EL DORADO PH 2101CB | EL DORADO PH 2101 | SIERRA | 0 | 16.7983 | 16.7983
EL DORADO PH 210119612 | 10 | 238 | EL DORADO PH 210119612 | EL DORADO PH 2101 | SIERRA | 0 | 9.1713 | 9.1713
EL DORADO PH 210163464 | 10 | 1639 | EL DORADO PH 210163464 | EL DORADO PH 2101 | SIERRA | 8.6437 | 5.0094 | 13.6531
EL DORADO PH 210152456 | 10 | 2202 | EL DORADO PH 210152456 | EL DORADO PH 2101 | SIERRA | 10.1963 | 0 | 10.1963
EL DORADO PH 210113532 | 10 | 3192 | EL DORADO PH 210113532 | EL DORADO PH 2101 | SIERRA | 5.3271 | 0 | 5.3271
EL DORADO PH 210136764 | 10 | 3203 | EL DORADO PH 210136764 | EL DORADO PH 2101 | SIERRA | 3.1646 | 0 | 3.1646
PARADISE 11062084 | 11 | 14 | PARADISE 11062084 | PARADISE 1106 | NORTH VALLEY | 0 | 11.3566 | 11.3566
PARADISE 11062234 | 11 | 28 | PARADISE 11062234 | PARADISE 1106 | NORTH VALLEY | 0 | 8.8367 | 8.8367
PARADISE 1106CB | 11 | 219 | PARADISE 1106CB | PARADISE 1106 | NORTH VALLEY | 0 | 4.354 | 4.354
LOS GATOS 110760114 | 12 | 15 | LOS GATOS 110760114 | LOS GATOS 1107 | DE ANZA | 0 | 24.3274 | 24.3274
LOS GATOS 110760118 | 12 | 169 | LOS GATOS 110760118 | LOS GATOS 1107 | DE ANZA | 0 | 20.0923 | 20.0923
LOS GATOS 1107LA60 | 12 | 197 | LOS GATOS 1107LA60 | LOS GATOS 1107 | DE ANZA | 0 | 8.6011 | 8.6011
LOS GATOS 110712041 | 12 | 269 | LOS GATOS 110712041 | LOS GATOS 1107 | DE ANZA | 0 | 6.3296 | 6.3296
LOS GATOS 11072917 | 12 | 299 | LOS GATOS 11072917 | LOS GATOS 1107 | DE ANZA | 0 | 7.7152 | 7.7152
LOS GATOS 110760024 | 12 | 342 | LOS GATOS 110760024 | LOS GATOS 1107 | DE ANZA | 0 | 3.9994 | 3.9994
LOS GATOS 110760092 | 12 | 1150 | LOS GATOS 110760092 | LOS GATOS 1107 | DE ANZA | 0 | 9.7412 | 9.7412
LOS GATOS 1107CB | 12 | 1602 | LOS GATOS 1107CB | LOS GATOS 1107 | DE ANZA | 12.2238 | 1.4401 | 13.6639
PLACERVILLE 21061104 | 13 | 16 | PLACERVILLE 21061104 | PLACERVILLE 2106 | SIERRA | 0 | 50.3628 | 50.3628
PLACERVILLE 21062224 | 13 | 262 | PLACERVILLE 21062224 | PLACERVILLE 2106 | SIERRA | 0 | 10.4972 | 10.4972
PLACERVILLE 210692012 | 13 | 300 | PLACERVILLE 210692012 | PLACERVILLE 2106 | SIERRA | 1.458 | 17.1133 | 18.5713
PLACERVILLE 21069712 | 13 | 1065 | PLACERVILLE 21069712 | PLACERVILLE 2106 | SIERRA | 2.6521 | 22.1216 | 24.7737
PLACERVILLE 210611132 | 13 | 1067 | PLACERVILLE 210611132 | PLACERVILLE 2106 | SIERRA | 14.2731 | 28.9168 | 43.1899
PLACERVILLE 21066512 | 13 | 1091 | PLACERVILLE 21066512 | PLACERVILLE 2106 | SIERRA | 0 | 20.9994 | 20.9994
PLACERVILLE 210619552 | 13 | 1116 | PLACERVILLE 210619552 | PLACERVILLE 2106 | SIERRA | 2.4507 | 18.6782 | 21.1288
PLACERVILLE 21067522 | 13 | 1152 | PLACERVILLE 21067522 | PLACERVILLE 2106 | SIERRA | 59.88 | 7.7044 | 67.5844
PLACERVILLE 210619732 | 13 | 1156 | PLACERVILLE 210619732 | PLACERVILLE 2106 | SIERRA | 1.6208 | 7.4452 | 9.0659
PLACERVILLE 2106CB | 13 | 1499 | PLACERVILLE 2106CB | PLACERVILLE 2106 | SIERRA | 1.8873 | 4.7696 | 6.6569
PLACERVILLE 210623190 | 13 | 1849 | PLACERVILLE 210623190 | PLACERVILLE 2106 | SIERRA | 3.5869 | 0.088164 | 3.6751
MONTE RIO 1113524 | 14 | 17 | MONTE RIO 1113524 | MONTE RIO 1113 | SONOMA | 0 | 6.2702 | 6.2702
MONTE RIO 1113202 | 14 | 58 | MONTE RIO 1113202 | MONTE RIO 1113 | SONOMA | 0 | 5.2496 | 5.2496
MONTE RIO 11138299 | 14 | 92 | MONTE RIO 11138299 | MONTE RIO 1113 | SONOMA | 0 | 1.1981 | 1.1981
MONTE RIO 11131991 | 14 | 110 | MONTE RIO 11131991 | MONTE RIO 1113 | SONOMA | 0 | 7.0583 | 7.0583
MONTE RIO 1113652 | 14 | 115 | MONTE RIO 1113652 | MONTE RIO 1113 | SONOMA | 0 | 1.6252 | 1.6252
MONTE RIO 1113320 | 14 | 138 | MONTE RIO 1113320 | MONTE RIO 1113 | SONOMA | 0 | 2.745 | 2.745
MONTE RIO 1113180 | 14 | 142 | MONTE RIO 1113180 | MONTE RIO 1113 | SONOMA | 0 | 1.9463 | 1.9463
MONTE RIO 1113678 | 14 | 144 | MONTE RIO 1113678 | MONTE RIO 1113 | SONOMA | 0 | 1.8444 | 1.8444
MONTE RIO 1113CB | 14 | 163 | MONTE RIO 1113CB | MONTE RIO 1113 | SONOMA | 0 | 4.5623 | 4.5623
MONTE RIO 11131313 | 14 | 177 | MONTE RIO 11131313 | MONTE RIO 1113 | SONOMA | 0 | 1.2316 | 1.2316
MONTE RIO 11131989 | 14 | 179 | MONTE RIO 11131989 | MONTE RIO 1113 | SONOMA | 0 | 0.72387 | 0.72387
MONTE RIO 11131137 | 14 | 268 | MONTE RIO 11131137 | MONTE RIO 1113 | SONOMA | 0 | 2.8427 | 2.8427
MONTE RIO 1113532 | 14 | 298 | MONTE RIO 1113532 | MONTE RIO 1113 | SONOMA | 0 | 0.51993 | 0.51993
MONTE RIO 1113250 | 14 | 436 | MONTE RIO 1113250 | MONTE RIO 1113 | SONOMA | 0 | 1.2254 | 1.2254
MONTE RIO 11135024 | 14 | 452 | MONTE RIO 11135024 | MONTE RIO 1113 | SONOMA | 0 | 0.33932 | 0.33932
MONTE RIO 1113477 | 14 | 639 | MONTE RIO 1113477 | MONTE RIO 1113 | SONOMA | 0 | 1.8187 | 1.8187
MONTE RIO 1113346 | 14 | 903 | MONTE RIO 1113346 | MONTE RIO 1113 | SONOMA | 0 | 10.1076 | 10.1076
MONTE RIO 11133970 | 14 | 932 | MONTE RIO 11133970 | MONTE RIO 1113 | SONOMA | 0 | 7.3428 | 7.3428
MONTE RIO 11131067 | 14 | 1157 | MONTE RIO 11131067 | MONTE RIO 1113 | SONOMA | 0 | 0.80536 | 0.80536
MONTE RIO 11135026 | 14 | 1182 | MONTE RIO 11135026 | MONTE RIO 1113 | SONOMA | 0 | 1.8374 | 1.8374
MIWUK 17026018 | 15 | 23 | MIWUK 17026018 | MIWUK 1702 | YOSEMITE | 0 | 19.5117 | 19.5117
MIWUK 1702CB | 15 | 25 | MIWUK 1702CB | MIWUK 1702 | YOSEMITE | 0 | 10.2382 | 10.2382
MIWUK 1702S2247 | 15 | 26 | MIWUK 1702S2247 | MIWUK 1702 | YOSEMITE | 0 | 1.4764 | 1.4764
MIWUK 170238218 | 15 | 32 | MIWUK 170238218 | MIWUK 1702 | YOSEMITE | 0 | 10.8246 | 10.8246
MIWUK 1702S1547 | 15 | 48 | MIWUK 1702S1547 | MIWUK 1702 | YOSEMITE | 0 | 2.7688 | 2.7688
MIWUK 17028130 | 15 | 83 | MIWUK 17028130 | MIWUK 1702 | YOSEMITE | 0 | 9.8769 | 9.8769
MIWUK 17028090 | 15 | 102 | MIWUK 17028090 | MIWUK 1702 | YOSEMITE | 0 | 4.0244 | 4.0244
MIWUK 170219772 | 15 | 141 | MIWUK 170219772 | MIWUK 1702 | YOSEMITE | 0 | 3.8508 | 3.8508
MIWUK 17021808 | 15 | 165 | MIWUK 17021808 | MIWUK 1702 | YOSEMITE | 0 | 1.8341 | 1.8341
MIWUK 17029270 | 15 | 206 | MIWUK 17029270 | MIWUK 1702 | YOSEMITE | 0.28514 | 5.5702 | 5.8553
MIWUK 170236888 | 15 | 291 | MIWUK 170236888 | MIWUK 1702 | YOSEMITE | 0 | 0.61573 | 0.61573
MIWUK 170247143 | 15 | 1013 | MIWUK 170247143 | MIWUK 1702 | YOSEMITE | 0.98451 | 3.9072 | 4.8917
CALISTOGA 1101736 | 16 | 24 | CALISTOGA 1101736 | CALISTOGA 1101 | NORTH BAY | 0 | 33.5094 | 33.5094
CALISTOGA 110143924 | 16 | 34 | CALISTOGA 110143924 | CALISTOGA 1101 | NORTH BAY | 0 | 4.45 | 4.45
CALISTOGA 11011085 | 16 | 214 | CALISTOGA 11011085 | CALISTOGA 1101 | NORTH BAY | 0 | 2.0832 | 2.0832
CALISTOGA 11011087 | 16 | 523 | CALISTOGA 11011087 | CALISTOGA 1101 | NORTH BAY | 0 | 1.9847 | 1.9847
CALISTOGA 1101734 | 16 | 882 | CALISTOGA 1101734 | CALISTOGA 1101 | NORTH BAY | 2.1836 | 9.6103 | 11.7939
CALISTOGA 1101890 | 16 | 1036 | CALISTOGA 1101890 | CALISTOGA 1101 | NORTH BAY | 8.688 | 13.8766 | 22.5646
CALISTOGA 110135588 | 16 | 1037 | CALISTOGA 110135588 | CALISTOGA 1101 | NORTH BAY | 0 | 3.0755 | 3.0755
CALISTOGA 110189150 | 16 | 1096 | CALISTOGA 110189150 | CALISTOGA 1101 | NORTH BAY | 0.6738 | 8.9623 | 9.6361
CALISTOGA 1101 | 16 | 1561 | CALISTOGA 1101 | CALISTOGA 1101 | NORTH BAY | 0 | 0.0027683 | 0.0027683
CALISTOGA 1101CB | 16 | 1732 | CALISTOGA 1101CB | CALISTOGA 1101 | NORTH BAY | 1.3329 | 1.3169 | 2.6498
ORO FINO 110276008 | 17 | 27 | ORO FINO 110276008 | ORO FINO 1102 | NORTH VALLEY | 0 | 15.9665 | 15.9665
ORO FINO 11022560 | 17 | 61 | ORO FINO 11022560 | ORO FINO 1102 | NORTH VALLEY | 3.0863 | 13.6333 | 16.7196
ORO FINO 11022090 | 17 | 72 | ORO FINO 11022090 | ORO FINO 1102 | NORTH VALLEY | 0 | 14.7385 | 14.7385
ORO FINO 110265932 | 17 | 87 | ORO FINO 110265932 | ORO FINO 1102 | NORTH VALLEY | 0 | 4.3114 | 4.3114
ORO FINO 110239154 | 17 | 93 | ORO FINO 110239154 | ORO FINO 1102 | NORTH VALLEY | 0 | 0.88251 | 0.88251
ORO FINO 11022096 | 17 | 122 | ORO FINO 11022096 | ORO FINO 1102 | NORTH VALLEY | 0 | 14.098 | 14.098
ORO FINO 1102CB | 17 | 175 | ORO FINO 1102CB | ORO FINO 1102 | NORTH VALLEY | 0 | 2.0939 | 2.0939
ORO FINO 11022556 | 17 | 210 | ORO FINO 11022556 | ORO FINO 1102 | NORTH VALLEY | 0 | 6.6623 | 6.6623
ORO FINO 1102127563 | 17 | 333 | ORO FINO 1102127563 | ORO FINO 1102 | NORTH VALLEY | 0 | 6.9027 | 6.9027
ORO FINO 11022040 | 17 | 387 | ORO FINO 11022040 | ORO FINO 1102 | NORTH VALLEY | 8.0286 | 1.1302 | 9.1589
ORO FINO 110238698 | 17 | 622 | ORO FINO 110238698 | ORO FINO 1102 | NORTH VALLEY | 15.5224 | 0 | 15.5224
ORO FINO 11022236 | 17 | 1300 | ORO FINO 11022236 | ORO FINO 1102 | NORTH VALLEY | 0 | 2.5402 | 2.5402
FORESTHILL 11011802 | 18 | 29 | FORESTHILL 11011802 | FORESTHILL 1101 | SIERRA | 0 | 22.1758 | 22.1758
FORESTHILL 110150486 | 18 | 42 | FORESTHILL 110150486 | FORESTHILL 1101 | SIERRA | 0 | 11.6566 | 11.6566
FORESTHILL 1101CB | 18 | 134 | FORESTHILL 1101CB | FORESTHILL 1101 | SIERRA | 0 | 9.3514 | 9.3514
FORESTHILL 11011820 | 18 | 158 | FORESTHILL 11011820 | FORESTHILL 1101 | SIERRA | 0 | 5.5828 | 5.5828
FORESTHILL 110175340 | 18 | 190 | FORESTHILL 110175340 | FORESTHILL 1101 | SIERRA | 0 | 4.974 | 4.974
FORESTHILL 110137238 | 18 | 215 | FORESTHILL 110137238 | FORESTHILL 1101 | SIERRA | 0 | 11.5057 | 11.5057
MIDDLETOWN 1101548 | 19 | 30 | MIDDLETOWN 1101548 | MIDDLETOWN 1101 | HUMBOLDT | 0.59302 | 21.5739 | 22.1669
MIDDLETOWN 11011079 | 19 | 127 | MIDDLETOWN 11011079 | MIDDLETOWN 1101 | HUMBOLDT | 0 | 3.6508 | 3.6508
MIDDLETOWN 1101614 | 19 | 152 | MIDDLETOWN 1101614 | MIDDLETOWN 1101 | HUMBOLDT | 0 | 1.393 | 1.393
MIDDLETOWN 11014646 | 19 | 235 | MIDDLETOWN 11014646 | MIDDLETOWN 1101 | HUMBOLDT | 0 | 18.5612 | 18.5612
MIDDLETOWN 110148212 | 19 | 375 | MIDDLETOWN 110148212 | MIDDLETOWN 1101 | HUMBOLDT | 0.035909 | 10.1689 | 10.2049
MIDDLETOWN 1101CB | 19 | 413 | MIDDLETOWN 1101CB | MIDDLETOWN 1101 | HUMBOLDT | 2.8261 | 5.7643 | 8.5904
MIDDLETOWN 11011325 | 19 | 444 | MIDDLETOWN 11011325 | MIDDLETOWN 1101 | HUMBOLDT | 0 | 8.5949 | 8.5949
MIDDLETOWN 1101622 | 19 | 448 | MIDDLETOWN 1101622 | MIDDLETOWN 1101 | HUMBOLDT | 4.6182 | 11.0649 | 15.6831
MIDDLETOWN 11011314 | 19 | 519 | MIDDLETOWN 11011314 | MIDDLETOWN 1101 | HUMBOLDT | 0.78243 | 0.042394 | 0.82482
MIDDLETOWN 1101612 | 19 | 1127 | MIDDLETOWN 1101612 | MIDDLETOWN 1101 | HUMBOLDT | 0 | 3.8703 | 3.8703
WEST POINT 11014706 | 20 | 31 | WEST POINT 11014706 | WEST POINT 1101 | STOCKTON | 0 | 11.5214 | 11.5214
WEST POINT 110136674 | 20 | 38 | WEST POINT 110136674 | WEST POINT 1101 | STOCKTON | 0 | 9.4896 | 9.4896
WEST POINT 110113444 | 20 | 63 | WEST POINT 110113444 | WEST POINT 1101 | STOCKTON | 0 | 16.633 | 16.633
WEST POINT 1101L373 | 20 | 69 | WEST POINT 1101L373 | WEST POINT 1101 | STOCKTON | 0 | 7.4413 | 7.4413
WEST POINT 110112256 | 20 | 96 | WEST POINT 110112256 | WEST POINT 1101 | STOCKTON | 0 | 6.5157 | 6.5157
WEST POINT 1101L1969 | 20 | 103 | WEST POINT 1101L1969 | WEST POINT 1101 | STOCKTON | 0 | 1.0816 | 1.0816
WEST POINT 1101L2219 | 20 | 137 | WEST POINT 1101L2219 | WEST POINT 1101 | STOCKTON | 0 | 3.4094 | 3.4094
WEST POINT 1101L3355 | 20 | 176 | WEST POINT 1101L3355 | WEST POINT 1101 | STOCKTON | 0 | 2.2225 | 2.2225
WEST POINT 1101 | 20 | 192 | WEST POINT 1101 | WEST POINT 1101 | STOCKTON | 0 | 0.004924 | 0.004924
WEST POINT 1101CB | 20 | 1265 | WEST POINT 1101CB | WEST POINT 1101 | STOCKTON | 0 | 4.7054 | 4.7054
WOODACRE 1101404 | 21 | 33 | WOODACRE 1101404 | WOODACRE 1101 | NORTH BAY | 0.98512 | 11.4331 | 12.4182
WOODACRE 11011238 | 21 | 94 | WOODACRE 11011238 | WOODACRE 1101 | NORTH BAY | 0 | 3.6828 | 3.6828
WOODACRE 110196844 | 21 | 162 | WOODACRE 110196844 | WOODACRE 1101 | NORTH BAY | 0.69106 | 5.2326 | 5.9237
WOODACRE 11011456 | 21 | 313 | WOODACRE 11011456 | WOODACRE 1101 | NORTH BAY | 0.43765 | 3.389 | 3.8267
WOODACRE 110191900 | 21 | 789 | WOODACRE 110191900 | WOODACRE 1101 | NORTH BAY | 7.049 | 0.63148 | 7.6804
WOODACRE 1101CB | 21 | 1236 | WOODACRE 1101CB | WOODACRE 1101 | NORTH BAY | 1.201 | 1.5376 | 2.7386
BRUNSWICK 110651486 | 22 | 35 | BRUNSWICK 110651486 | BRUNSWICK 1106 | SIERRA | 6.9853 | 49.7138 | 56.6992
BRUNSWICK 11062796 | 22 | 180 | BRUNSWICK 11062796 | BRUNSWICK 1106 | SIERRA | 0.17881 | 19.6951 | 19.8739
BRUNSWICK 11062104 | 22 | 222 | BRUNSWICK 11062104 | BRUNSWICK 1106 | SIERRA | 0 | 9.719 | 9.719
BRUNSWICK 110663124 | 22 | 260 | BRUNSWICK 110663124 | BRUNSWICK 1106 | SIERRA | 0.29954 | 5.6028 | 5.9024
BRUNSWICK 1106CB | 22 | 292 | BRUNSWICK 1106CB | BRUNSWICK 1106 | SIERRA | 3.0776 | 5.4243 | 8.5018
BRUNSWICK 110633050 | 22 | 686 | BRUNSWICK 110633050 | BRUNSWICK 1106 | SIERRA | 1.709 | 0 | 1.709
BRUNSWICK 1106 | 22 | 705 | BRUNSWICK 1106 | BRUNSWICK 1106 | SIERRA | 0.037997 | 0 | 0.037997
BRUNSWICK 11064639 | 22 | 833 | BRUNSWICK 11064639 | BRUNSWICK 1106 | SIERRA | 3.1977 | 0.050923 | 3.2486
BRUNSWICK 11062416 | 22 | 1049 | BRUNSWICK 11062416 | BRUNSWICK 1106 | SIERRA | 11.3712 | 17.296 | 28.6672
BRUNSWICK 11067099 | 22 | 1258 | BRUNSWICK 11067099 | BRUNSWICK 1106 | SIERRA | 3.6149 | 3.9567 | 7.5715
BRUNSWICK 11062790 | 22 | 1460 | BRUNSWICK 11062790 | BRUNSWICK 1106 | SIERRA | 4.2146 | 4.7112 | 8.9258
BRUNSWICK 110651484 | 22 | 1503 | BRUNSWICK 110651484 | BRUNSWICK 1106 | SIERRA | 13.0671 | 7.7038 | 20.7709
SILVERADO 2104632 | 23 | 36 | SILVERADO 2104632 | SILVERADO 2104 | NORTH BAY | 0 | 18.1239 | 18.1239
SILVERADO 210478268 | 23 | 64 | SILVERADO 210478268 | SILVERADO 2104 | NORTH BAY | 0 | 11.9793 | 11.9793
SILVERADO 2104645 | 23 | 97 | SILVERADO 2104645 | SILVERADO 2104 | NORTH BAY | 0 | 1.0113 | 1.0113
SILVERADO 2104722 | 23 | 160 | SILVERADO 2104722 | SILVERADO 2104 | NORTH BAY | 0 | 7.8999 | 7.8999
SILVERADO 2104563322 | 23 | 295 | SILVERADO 2104563322 | SILVERADO 2104 | NORTH BAY | 0 | 3.653 | 3.653
SILVERADO 2104 | 23 | 373 | SILVERADO 2104 | SILVERADO 2104 | NORTH BAY | 0 | 0.061489 | 0.061489
SILVERADO 2104726 | 23 | 582 | SILVERADO 2104726 | SILVERADO 2104 | NORTH BAY | 23.4361 | 6.1951 | 29.6312
SILVERADO 2104CB | 23 | 613 | SILVERADO 2104CB | SILVERADO 2104 | NORTH BAY | 0.59785 | 1.208 | 1.8059
SILVERADO 210437632 | 23 | 720 | SILVERADO 210437632 | SILVERADO 2104 | NORTH BAY | 0 | 22.9342 | 22.9342
SILVERADO 2104708 | 23 | 1066 | SILVERADO 2104708 | SILVERADO 2104 | NORTH BAY | 0.043762 | 4.3333 | 4.377
SILVERADO 2104806 | 23 | 1568 | SILVERADO 2104806 | SILVERADO 2104 | NORTH BAY | 19.6321 | 0.59188 | 20.224
MOLINO 1102318 | 24 | 39 | MOLINO 1102318 | MOLINO 1102 | SONOMA | 0 | 19.2803 | 19.2803
MOLINO 1102104 | 24 | 78 | MOLINO 1102104 | MOLINO 1102 | SONOMA | 0 | 21.7365 | 21.7365
MOLINO 110266006 | 24 | 131 | MOLINO 110266006 | MOLINO 1102 | SONOMA | 0 | 9.0487 | 9.0487
MOLINO 1102658 | 24 | 135 | MOLINO 1102658 | MOLINO 1102 | SONOMA | 2.8484 | 8.0527 | 10.901
MOLINO 1102396 | 24 | 161 | MOLINO 1102396 | MOLINO 1102 | SONOMA | 0 | 16.1282 | 16.1282
MOLINO 11026917 | 24 | 286 | MOLINO 11026917 | MOLINO 1102 | SONOMA | 0 | 7.1386 | 7.1386
MOLINO 1102178 | 24 | 321 | MOLINO 1102178 | MOLINO 1102 | SONOMA | 5.521 | 7.8232 | 13.3443
MOLINO 110279306 | 24 | 567 | MOLINO 110279306 | MOLINO 1102 | SONOMA | 1.8725 | 1.7518 | 3.6243
MOLINO 110241392 | 24 | 662 | MOLINO 110241392 | MOLINO 1102 | SONOMA | 3.7264 | 0 | 3.7264
MOLINO 1102344 | 24 | 839 | MOLINO 1102344 | MOLINO 1102 | SONOMA | 1.1141 | 0 | 1.1141
MOLINO 110251788 | 24 | 979 | MOLINO 110251788 | MOLINO 1102 | SONOMA | 5.3198 | 0.30203 | 5.6218
PUEBLO 2102792 | 25 | 40 | PUEBLO 2102792 | PUEBLO 2102 | NORTH BAY | 0 | 17.9619 | 17.9619
PUEBLO 2102618 | 25 | 390 | PUEBLO 2102618 | PUEBLO 2102 | NORTH BAY | 0 | 2.0485 | 2.0485
PUEBLO 2102698 | 25 | 823 | PUEBLO 2102698 | PUEBLO 2102 | NORTH BAY | 0.45229 | 0 | 0.45229
PUEBLO 21021326 | 25 | 881 | PUEBLO 21021326 | PUEBLO 2102 | NORTH BAY | 0.81465 | 0 | 0.81465
PUEBLO 2102656 | 25 | 1391 | PUEBLO 2102656 | PUEBLO 2102 | NORTH BAY | 0 | 0.064775 | 0.064775
PUEBLO 2102CB | 25 | 2731 | PUEBLO 2102CB | PUEBLO 2102 | NORTH BAY | 0.216 | 0 | 0.216
EL DORADO PH 210219542 | 26 | 41 | EL DORADO PH 210219542 | EL DORADO PH 2102 | SIERRA | 0 | 9.4332 | 9.4332
EL DORADO PH 210219562 | 26 | 52 | EL DORADO PH 210219562 | EL DORADO PH 2102 | SIERRA | 0 | 14.8519 | 14.8519
EL DORADO PH 21026645 | 26 | 121 | EL DORADO PH 21026645 | EL DORADO PH 2102 | SIERRA | 0 | 4.2976 | 4.2976
EL DORADO PH 2102CB | 26 | 174 | EL DORADO PH 2102CB | EL DORADO PH 2102 | SIERRA | 0 | 5.6703 | 5.6703
MIRABEL 1101298 | 27 | 43 | MIRABEL 1101298 | MIRABEL 1101 | SONOMA | 0 | 12.8273 | 12.8273
MIRABEL 1101116 | 27 | 252 | MIRABEL 1101116 | MIRABEL 1101 | SONOMA | 4.1556 | 5.6006 | 9.7562
MIRABEL 11014859 | 27 | 272 | MIRABEL 11014859 | MIRABEL 1101 | SONOMA | 0 | 1.8526 | 1.8526
MIRABEL 1101228 | 27 | 890 | MIRABEL 1101228 | MIRABEL 1101 | SONOMA | 2.2414 | 0 | 2.2414
MIRABEL 1101CB | 27 | 2195 | MIRABEL 1101CB | MIRABEL 1101 | SONOMA | 2.0709 | 0.55703 | 2.6279
MARIPOSA 210110170 | 28 | 44 | MARIPOSA 210110170 | MARIPOSA 2101 | YOSEMITE | 0 | 16.3113 | 16.3113
MARIPOSA 210190130 | 28 | 726 | MARIPOSA 210190130 | MARIPOSA 2101 | YOSEMITE | 0.091387 | 0 | 0.091387
MARIPOSA 21019400 | 28 | 863 | MARIPOSA 21019400 | MARIPOSA 2101 | YOSEMITE | 37.167 | 25.6065 | 62.7736
MARIPOSA 2101439030 | 28 | 1193 | MARIPOSA 2101439030 | MARIPOSA 2101 | YOSEMITE | 0.35394 | 19.1959 | 19.5499
MARIPOSA 210110240 | 28 | 1216 | MARIPOSA 210110240 | MARIPOSA 2101 | YOSEMITE | 7.1233 | 14.3537 | 21.4769
MARIPOSA 210110990 | 28 | 1350 | MARIPOSA 210110990 | MARIPOSA 2101 | YOSEMITE | 39.8367 | 0 | 39.8367
MARIPOSA 21014410 | 28 | 1513 | MARIPOSA 21014410 | MARIPOSA 2101 | YOSEMITE | 11.7735 | 11.0306 | 22.8041
MARIPOSA 210110070 | 28 | 1516 | MARIPOSA 210110070 | MARIPOSA 2101 | YOSEMITE | 25.9306 | 0 | 25.9306
MARIPOSA 210135244 | 28 | 1774 | MARIPOSA 210135244 | MARIPOSA 2101 | YOSEMITE | 13.2344 | 4.1013 | 17.3356
MARIPOSA 21018030 | 28 | 2000 | MARIPOSA 21018030 | MARIPOSA 2101 | YOSEMITE | 18.6877 | 0.19235 | 18.88
MARIPOSA 210197142 | 28 | 2392 | MARIPOSA 210197142 | MARIPOSA 2101 | YOSEMITE | 4.6012 | 0 | 4.6012
MARIPOSA 2101CB | 28 | 2449 | MARIPOSA 2101CB | MARIPOSA 2101 | YOSEMITE | 6.8371 | 0 | 6.8371
MARIPOSA 210190180 | 28 | 2986 | MARIPOSA 210190180 | MARIPOSA 2101 | YOSEMITE | 4.7841 | 0 | 4.7841
CAMP EVERS 21065020 | 29 | 46 | CAMP EVERS 21065020 | CAMP EVERS 2106 | CENTRAL COAST | 0 | 15.2094 | 15.2094
CAMP EVERS 210660124 | 29 | 57 | CAMP EVERS 210660124 | CAMP EVERS 2106 | CENTRAL COAST | 0 | 22.5394 | 22.5394
CAMP EVERS 21061625 | 29 | 171 | CAMP EVERS 21061625 | CAMP EVERS 2106 | CENTRAL COAST | 0 | 0.904 | 0.904
CAMP EVERS 210611533 | 29 | 279 | CAMP EVERS 210611533 | CAMP EVERS 2106 | CENTRAL COAST | 0 | 2.6563 | 2.6563
CAMP EVERS 210660120 | 29 | 296 | CAMP EVERS 210660120 | CAMP EVERS 2106 | CENTRAL COAST | 0 | 4.3678 | 4.3678
CAMP EVERS 210616000 | 29 | 424 | CAMP EVERS 210616000 | CAMP EVERS 2106 | CENTRAL COAST | 0.052658 | 2.0907 | 2.1434
CAMP EVERS 2106834583 | 29 | 623 | CAMP EVERS 2106834583 | CAMP EVERS 2106 | CENTRAL COAST | 0.18598 | 0.419 | 0.60497
CAMP EVERS 210612760 | 29 | 766 | CAMP EVERS 210612760 | CAMP EVERS 2106 | CENTRAL COAST | 0 | 26.714 | 26.714
CAMP EVERS 21065302 | 29 | 891 | CAMP EVERS 21065302 | CAMP EVERS 2106 | CENTRAL COAST | 0.2414 | 5.7412 | 5.9826
CAMP EVERS 210612518 | 29 | 941 | CAMP EVERS 210612518 | CAMP EVERS 2106 | CENTRAL COAST | 0 | 15.9361 | 15.9361
CAMP EVERS 210610718 | 29 | 1043 | CAMP EVERS 210610718 | CAMP EVERS 2106 | CENTRAL COAST | 0 | 8.4743 | 8.4743
CAMP EVERS 210637210 | 29 | 1110 | CAMP EVERS 210637210 | CAMP EVERS 2106 | CENTRAL COAST | 0 | 6.3592 | 6.3592
CAMP EVERS 210612840 | 29 | 1142 | CAMP EVERS 210612840 | CAMP EVERS 2106 | CENTRAL COAST | 0 | 4.0602 | 4.0602
CAMP EVERS 210611006 | 29 | 1166 | CAMP EVERS 210611006 | CAMP EVERS 2106 | CENTRAL COAST | 0 | 2.073 | 2.073
CAMP EVERS 210694770 | 29 | 1277 | CAMP EVERS 210694770 | CAMP EVERS 2106 | CENTRAL COAST | 0 | 2.6769 | 2.6769
CAMP EVERS 21067603 | 29 | 1279 | CAMP EVERS 21067603 | CAMP EVERS 2106 | CENTRAL COAST | 0 | 0.9357 | 0.9357
CAMP EVERS 210611044 | 29 | 1295 | CAMP EVERS 210611044 | CAMP EVERS 2106 | CENTRAL COAST | 1.2403 | 5.3135 | 6.5538
CAMP EVERS 2106CB | 29 | 1887 | CAMP EVERS 2106CB | CAMP EVERS 2106 | CENTRAL COAST | 0 | 0.018997 | 0.018997
CHALLENGE 1101CB | 30 | 47 | CHALLENGE 1101CB | CHALLENGE 1101 | NORTH VALLEY | 0 | 16.6203 | 16.6203
CHALLENGE 11015460 | 30 | 200 | CHALLENGE 11015460 | CHALLENGE 1101 | NORTH VALLEY | 0 | 11.8115 | 11.8115
CHALLENGE 110198174 | 30 | 346 | CHALLENGE 110198174 | CHALLENGE 1101 | NORTH VALLEY | 0 | 12.1176 | 12.1176
CHALLENGE 110113026 | 30 | 506 | CHALLENGE 110113026 | CHALLENGE 1101 | NORTH VALLEY | 0.30449 | 7.5203 | 7.8248
WILLITS 110434008 | 31 | 50 | WILLITS 110434008 | WILLITS 1104 | HUMBOLDT | 0.51275 | 22.415 | 22.9278
WILLITS 1104504 | 31 | 151 | WILLITS 1104504 | WILLITS 1104 | HUMBOLDT | 8.8296 | 13.704 | 22.5336
WILLITS 1104934 | 31 | 241 | WILLITS 1104934 | WILLITS 1104 | HUMBOLDT | 18.567 | 12.0177 | 30.5846
WILLITS 110434006 | 31 | 2485 | WILLITS 110434006 | WILLITS 1104 | HUMBOLDT | 3.7731 | 0 | 3.7731
WILLITS 11044650 | 31 | 2675 | WILLITS 11044650 | WILLITS 1104 | HUMBOLDT | 2.8566 | 0 | 2.8566
WILLITS 1104CB | 31 | 2793 | WILLITS 1104CB | WILLITS 1104 | HUMBOLDT | 2.2442 | 0 | 2.2442
MONTE RIO 1112120 | 32 | 54 | MONTE RIO 1112120 | MONTE RIO 1112 | SONOMA | 0 | 6.8692 | 6.8692
MONTE RIO 111264682 | 32 | 157 | MONTE RIO 111264682 | MONTE RIO 1112 | SONOMA | 0 | 1.7634 | 1.7634
MONTE RIO 111215401 | 32 | 204 | MONTE RIO 111215401 | MONTE RIO 1112 | SONOMA | 0 | 0.86292 | 0.86292
MONTE RIO 1112999 | 32 | 288 | MONTE RIO 1112999 | MONTE RIO 1112 | SONOMA | 0 | 0.78347 | 0.78347
MONTE RIO 1112212 | 32 | 303 | MONTE RIO 1112212 | MONTE RIO 1112 | SONOMA | 0 | 2.2491 | 2.2491
MONTE RIO 1112CB | 32 | 339 | MONTE RIO 1112CB | MONTE RIO 1112 | SONOMA | 0 | 3.7135 | 3.7135
MONTE RIO 11125040 | 32 | 355 | MONTE RIO 11125040 | MONTE RIO 1112 | SONOMA | 0 | 3.9901 | 3.9901
ALLEGHANY 1101VR816 | 33 | 55 | ALLEGHANY 1101VR816 | ALLEGHANY 1101 | SIERRA | 0 | 4.1512 | 4.1512
ALLEGHANY 1101806 | 33 | 143 | ALLEGHANY 1101806 | ALLEGHANY 1101 | SIERRA | 0 | 11.8065 | 11.8065
ALLEGHANY 1101CB | 33 | 224 | ALLEGHANY 1101CB | ALLEGHANY 1101 | SIERRA | 0 | 4.3289 | 4.3289
ALLEGHANY 1101804 | 33 | 341 | ALLEGHANY 1101804 | ALLEGHANY 1101 | SIERRA | 15.0214 | 6.8969 | 21.9183
ALLEGHANY 1101808 | 33 | 1357 | ALLEGHANY 1101808 | ALLEGHANY 1101 | SIERRA | 0 | 6.1403 | 6.1403
ALLEGHANY 1101978 | 33 | 1996 | ALLEGHANY 1101978 | ALLEGHANY 1101 | SIERRA | 13.0219 | 0 | 13.0219
PIKE CITY 1101CB | 34 | 56 | PIKE CITY 1101CB | PIKE CITY 1101 | SIERRA | 0 | 19.8554 | 19.8554
PIKE CITY 11011730 | 34 | 166 | PIKE CITY 11011730 | PIKE CITY 1101 | SIERRA | 0 | 8.599 | 8.599
PIKE CITY 11011720 | 34 | 335 | PIKE CITY 11011720 | PIKE CITY 1101 | SIERRA | 0 | 6.0835 | 6.0835
WOODSIDE 11018974 | 35 | 59 | WOODSIDE 11018974 | WOODSIDE 1101 | PENINSULA | 0 | 13.435 | 13.435
WOODSIDE 11018884 | 35 | 145 | WOODSIDE 11018884 | WOODSIDE 1101 | PENINSULA | 0 | 7.7125 | 7.7125
WOODSIDE 11018601 | 35 | 239 | WOODSIDE 11018601 | WOODSIDE 1101 | PENINSULA | 0 | 0.59795 | 0.59795
WOODSIDE 11018912 | 35 | 306 | WOODSIDE 11018912 | WOODSIDE 1101 | PENINSULA | 0 | 3.8497 | 3.8497
WOODSIDE 11018972 | 35 | 327 | WOODSIDE 11018972 | WOODSIDE 1101 | PENINSULA | 0 | 6.2078 | 6.2078
WOODSIDE 11011922 | 35 | 393 | WOODSIDE 11011922 | WOODSIDE 1101 | PENINSULA | 0.26476 | 3.5075 | 3.7722
WOODSIDE 11012299 | 35 | 681 | WOODSIDE 11012299 | WOODSIDE 1101 | PENINSULA | 0 | 1.6209 | 1.6209
WOODSIDE 1101 | 35 | 688 | WOODSIDE 1101 | WOODSIDE 1101 | PENINSULA | 0 | 0.091557 | 0.091557
WOODSIDE 110147872 | 35 | 856 | WOODSIDE 110147872 | WOODSIDE 1101 | PENINSULA | 0 | 4.1743 | 4.1743
WOODSIDE 11018522 | 35 | 1706 | WOODSIDE 11018522 | WOODSIDE 1101 | PENINSULA | 0.10903 | 0.63792 | 0.74695
RINCON 1103474 | 36 | 60 | RINCON 1103474 | RINCON 1103 | SONOMA | 0 | 18.561 | 18.561
RINCON 1103198 | 36 | 205 | RINCON 1103198 | RINCON 1103 | SONOMA | 0 | 6.4573 | 6.4573
RINCON 1103568 | 36 | 212 | RINCON 1103568 | RINCON 1103 | SONOMA | 0 | 12.8289 | 12.8289
RINCON 11035152 | 36 | 440 | RINCON 11035152 | RINCON 1103 | SONOMA | 0 | 1.5925 | 1.5925
RINCON 1103CB | 36 | 628 | RINCON 1103CB | RINCON 1103 | SONOMA | 1.4201 | 1.2594 | 2.6796
RINCON 1103472 | 36 | 1915 | RINCON 1103472 | RINCON 1103 | SONOMA | 3.1945 | 0.13306 | 3.3276
COLUMBIA HILL 110135424 | 37 | 62 | COLUMBIA HILL 110135424 | COLUMBIA HILL 1101 | SIERRA | 0 | 13.9113 | 13.9113
COLUMBIA HILL 1101764 | 37 | 105 | COLUMBIA HILL 1101764 | COLUMBIA HILL 1101 | SIERRA | 0 | 14.8572 | 14.8572
COLUMBIA HILL 11012212 | 37 | 198 | COLUMBIA HILL 11012212 | COLUMBIA HILL 1101 | SIERRA | 0 | 9.1875 | 9.1875
COLUMBIA HILL 11018233 | 37 | 199 | COLUMBIA HILL 11018233 | COLUMBIA HILL 1101 | SIERRA | 0 | 5.0061 | 5.0061
COLUMBIA HILL 1101CB | 37 | 956 | COLUMBIA HILL 1101CB | COLUMBIA HILL 1101 | SIERRA | 8.7688 | 30.8932 | 39.662
COLUMBIA HILL 110190730 | 37 | 2046 | COLUMBIA HILL 110190730 | COLUMBIA HILL 1101 | SIERRA | 7.8982 | 0.42293 | 8.3212
CHALLENGE 1102CB | 38 | 65 | CHALLENGE 1102CB | CHALLENGE 1102 | NORTH VALLEY | 0 | 15.5217 | 15.5217
CHALLENGE 11021064 | 38 | 88 | CHALLENGE 11021064 | CHALLENGE 1102 | NORTH VALLEY | 1.0126 | 18.975 | 19.9876
CHALLENGE 11025462 | 38 | 228 | CHALLENGE 11025462 | CHALLENGE 1102 | NORTH VALLEY | 0.63305 | 22.7317 | 23.3648
CHALLENGE 11021902 | 38 | 259 | CHALLENGE 11021902 | CHALLENGE 1102 | NORTH VALLEY | 0 | 5.0391 | 5.0391
BIG BEND 11021972 | 39 | 68 | BIG BEND 11021972 | BIG BEND 1102 | NORTH VALLEY | 0 | 21.0549 | 21.0549
BIG BEND 1102CB | 39 | 1094 | BIG BEND 1102CB | BIG BEND 1102 | NORTH VALLEY | 0 | 17.1238 | 17.1238
SAN RAFAEL 11081250 | 40 | 70 | SAN RAFAEL 11081250 | SAN RAFAEL 1108 | NORTH BAY | 0 | 3.5796 | 3.5796
SAN RAFAEL 110863598 | 40 | 136 | SAN RAFAEL 110863598 | SAN RAFAEL 1108 | NORTH BAY | 0 | 1.9128 | 1.9128
SAN RAFAEL 11081247 | 40 | 173 | SAN RAFAEL 11081247 | SAN RAFAEL 1108 | NORTH BAY | 0 | 0.2757 | 0.2757
SAN RAFAEL 1108516 | 40 | 829 | SAN RAFAEL 1108516 | SAN RAFAEL 1108 | NORTH BAY | 0.032648 | 10.7471 | 10.7797
SAN RAFAEL 1108322 | 40 | 885 | SAN RAFAEL 1108322 | SAN RAFAEL 1108 | NORTH BAY | 0.72419 | 6.3846 | 7.1088
SAN RAFAEL 11081262 | 40 | 1111 | SAN RAFAEL 11081262 | SAN RAFAEL 1108 | NORTH BAY | 0 | 4.0586 | 4.0586
SAN RAFAEL 110839156 | 40 | 1149 | SAN RAFAEL 110839156 | SAN RAFAEL 1108 | NORTH BAY | 0.10391 | 2.9259 | 3.0298
SAN RAFAEL 11081210 | 40 | 1247 | SAN RAFAEL 11081210 | SAN RAFAEL 1108 | NORTH BAY | 0 | 3.0269 | 3.0269
SAN RAFAEL 11081457 | 40 | 1282 | SAN RAFAEL 11081457 | SAN RAFAEL 1108 | NORTH BAY | 0 | 0.58979 | 0.58979
SAN RAFAEL 1108CB | 40 | 1386 | SAN RAFAEL 1108CB | SAN RAFAEL 1108 | NORTH BAY | 0 | 3.0131 | 3.0131
BONNIE NOOK 1102CB | 41 | 71 | BONNIE NOOK 1102CB | BONNIE NOOK 1102 | SIERRA | 0 | 34.3352 | 34.3352
SYCAMORE CREEK 11112268 | 42 | 74 | SYCAMORE CREEK 11112268 | SYCAMORE CREEK 1111 | NORTH VALLEY | 0.10437 | 22.1309 | 22.2352
SYCAMORE CREEK 11112014 | 42 | 1416 | SYCAMORE CREEK 11112014 | SYCAMORE CREEK 1111 | NORTH VALLEY | 16.772 | 5.8841 | 22.6561
SYCAMORE CREEK 1111 | 42 | 1823 | SYCAMORE CREEK 1111 | SYCAMORE CREEK 1111 | NORTH VALLEY | 0.19166 | 0 | 0.19166
SYCAMORE CREEK 1111CB | 42 | 2185 | SYCAMORE CREEK 1111CB | SYCAMORE CREEK 1111 | NORTH VALLEY | 8.3942 | 0 | 8.3942
BIG TREES 04025300 | 43 | 75 | BIG TREES 04025300 | BIG TREES 0402 | CENTRAL COAST | 0 | 9.8017 | 9.8017
BIG TREES 0402CB | 43 | 943 | BIG TREES 0402CB | BIG TREES 0402 | CENTRAL COAST | 0.26918 | 6.0363 | 6.3055
BRUNSWICK 11041020 | 44 | 77 | BRUNSWICK 11041020 | BRUNSWICK 1104 | SIERRA | 4.7765 | 24.0011 | 28.7777
BRUNSWICK 110456468 | 44 | 438 | BRUNSWICK 110456468 | BRUNSWICK 1104 | SIERRA | 5.7301 | 0 | 5.7301
BRUNSWICK 1104761310 | 44 | 475 | BRUNSWICK 1104761310 | BRUNSWICK 1104 | SIERRA | 0 | 0.029625 | 0.029625
BRUNSWICK 11042112 | 44 | 493 | BRUNSWICK 11042112 | BRUNSWICK 1104 | SIERRA | 14.445 | 4.861 | 19.306
BRUNSWICK 11047181 | 44 | 531 | BRUNSWICK 11047181 | BRUNSWICK 1104 | SIERRA | 0.77307 | 0 | 0.77307
BRUNSWICK 1104CB | 44 | 832 | BRUNSWICK 1104CB | BRUNSWICK 1104 | SIERRA | 1.9366 | 0 | 1.9366
PARADISE 11011155 | 45 | 79 | PARADISE 11011155 | PARADISE 1101 | NORTH VALLEY | 0 | 0.42051 | 0.42051
PARADISE 110195728 | 45 | 108 | PARADISE 110195728 | PARADISE 1101 | NORTH VALLEY | 0 | 5.026 | 5.026
PARADISE 11011212 | 45 | 193 | PARADISE 11011212 | PARADISE 1101 | NORTH VALLEY | 0 | 8.5723 | 8.5723
PARADISE 110135976 | 45 | 223 | PARADISE 110135976 | PARADISE 1101 | NORTH VALLEY | 0 | 3.5298 | 3.5298
PARADISE 11015185 | 45 | 261 | PARADISE 11015185 | PARADISE 1101 | NORTH VALLEY | 0 | 0.8075 | 0.8075
PARADISE 110136042 | 45 | 282 | PARADISE 110136042 | PARADISE 1101 | NORTH VALLEY | 0 | 2.7098 | 2.7098
PARADISE 1101CB | 45 | 328 | PARADISE 1101CB | PARADISE 1101 | NORTH VALLEY | 0 | 2.6336 | 2.6336
PARADISE 110181966 | 45 | 453 | PARADISE 110181966 | PARADISE 1101 | NORTH VALLEY | 0 | 0.1834 | 0.1834
BIG BEND 1101CB | 46 | 81 | BIG BEND 1101CB | BIG BEND 1101 | NORTH VALLEY | 0 | 23.102 | 23.102
BIG BEND 1101180398 | 46 | 323 | BIG BEND 1101180398 | BIG BEND 1101 | NORTH VALLEY | 0 | 5.6176 | 5.6176
BIG BEND 11011704 | 46 | 817 | BIG BEND 11011704 | BIG BEND 1101 | NORTH VALLEY | 2.999 | 0 | 2.999
BIG BEND 1101641808 | 46 | 1172 | BIG BEND 1101641808 | BIG BEND 1101 | NORTH VALLEY | 11.8607 | 13.1369 | 24.9976
KANAKA 110165606 | 47 | 84 | KANAKA 110165606 | KANAKA 1101 | NORTH VALLEY | 0 | 12.8238 | 12.8238
KANAKA 110183288 | 47 | 111 | KANAKA 110183288 | KANAKA 1101 | NORTH VALLEY | 0 | 17.5828 | 17.5828
KANAKA 11011034 | 47 | 230 | KANAKA 11011034 | KANAKA 1101 | NORTH VALLEY | 0 | 13.1567 | 13.1567
KANAKA 110175744 | 47 | 304 | KANAKA 110175744 | KANAKA 1101 | NORTH VALLEY | 2.6616 | 7.9282 | 10.5898
KANAKA 11011044 | 47 | 370 | KANAKA 11011044 | KANAKA 1101 | NORTH VALLEY | 1.8104 | 4.3236 | 6.134
KANAKA 1101CB | 47 | 1362 | KANAKA 1101CB | KANAKA 1101 | NORTH VALLEY | 0.95098 | 3.7264 | 4.6774
KANAKA 11011406 | 47 | 1459 | KANAKA 11011406 | KANAKA 1101 | NORTH VALLEY | 22.3974 | 4.566 | 26.9635
KANAKA 11011036 | 47 | 1864 | KANAKA 11011036 | KANAKA 1101 | NORTH VALLEY | 0.60846 | 0 | 0.60846
DOWNIEVILLE DIESEL 1101CB | 48 | 85 | DOWNIEVILLE DIESEL 1101CB | DOWNIEVILLE DIESEL 1101 | SIERRA | 0 | 0.022979 | 0.022979
DOWNIEVILLE DIESEL 11011101/2 | 48 | 86 | DOWNIEVILLE DIESEL 11011101/2 | DOWNIEVILLE DIESEL 1101 | SIERRA | 0 | 0.0097328 | 0.0097328
BIG BASIN 110110720 | 49 | 95 | BIG BASIN 110110720 | BIG BASIN 1101 | CENTRAL COAST | 0 | 4.6838 | 4.6838
BIG BASIN 1101CB | 49 | 305 | BIG BASIN 1101CB | BIG BASIN 1101 | CENTRAL COAST | 0 | 4.7811 | 4.7811
BIG BASIN 11015000 | 49 | 322 | BIG BASIN 11015000 | BIG BASIN 1101 | CENTRAL COAST | 0 | 1.9973 | 1.9973
BIG BASIN 110110296 | 49 | 354 | BIG BASIN 110110296 | BIG BASIN 1101 | CENTRAL COAST | 0 | 14.4399 | 14.4399
BIG BASIN 110165444 | 49 | 445 | BIG BASIN 110165444 | BIG BASIN 1101 | CENTRAL COAST | 0 | 0.47094 | 0.47094
BIG BASIN 110112838 | 49 | 498 | BIG BASIN 110112838 | BIG BASIN 1101 | CENTRAL COAST | 0 | 2.3481 | 2.3481
BIG BASIN 11019773 | 49 | 555 | BIG BASIN 11019773 | BIG BASIN 1101 | CENTRAL COAST | 0 | 0.4507 | 0.4507
BIG BASIN 11015479 | 49 | 752 | BIG BASIN 11015479 | BIG BASIN 1101 | CENTRAL COAST | 0 | 0.17042 | 0.17042
BIG BASIN 110169550 | 49 | 919 | BIG BASIN 110169550 | BIG BASIN 1101 | CENTRAL COAST | 0 | 17.8925 | 17.8925
BIG BASIN 110195690 | 49 | 996 | BIG BASIN 110195690 | BIG BASIN 1101 | CENTRAL COAST | 0 | 3.9003 | 3.9003
BIG BASIN 11015028 | 49 | 1012 | BIG BASIN 11015028 | BIG BASIN 1101 | CENTRAL COAST | 0 | 4.9702 | 4.9702
APPLE HILL 110413512 | 50 | 99 | APPLE HILL 110413512 | APPLE HILL 1104 | SIERRA | 6.4026 | 21.4454 | 27.848
APPLE HILL 110497086 | 50 | 148 | APPLE HILL 110497086 | APPLE HILL 1104 | SIERRA | 0 | 25.6232 | 25.6232
APPLE HILL 110412832 | 50 | 281 | APPLE HILL 110412832 | APPLE HILL 1104 | SIERRA | 12.3763 | 2.9509 | 15.3272
APPLE HILL 110412842 | 50 | 320 | APPLE HILL 110412842 | APPLE HILL 1104 | SIERRA | 6.7366 | 8.682 | 15.4186
APPLE HILL 110412947 | 50 | 466 | APPLE HILL 110412947 | APPLE HILL 1104 | SIERRA | 3.4561 | 0 | 3.4561
APPLE HILL 1104CB | 50 | 625 | APPLE HILL 1104CB | APPLE HILL 1104 | SIERRA | 4.2262 | 0 | 4.2262
CAMP EVERS 210510214 | 51 | 100 | CAMP EVERS 210510214 | CAMP EVERS 2105 | CENTRAL COAST | 0 | 14.0274 | 14.0274
CAMP EVERS 210574170 | 51 | 118 | CAMP EVERS 210574170 | CAMP EVERS 2105 | CENTRAL COAST | 0 | 3.5599 | 3.5599
CAMP EVERS 210510294 | 51 | 147 | CAMP EVERS 210510294 | CAMP EVERS 2105 | CENTRAL COAST | 0 | 8.3995 | 8.3995
CAMP EVERS 210510225 | 51 | 170 | CAMP EVERS 210510225 | CAMP EVERS 2105 | CENTRAL COAST | 0 | 0.18205 | 0.18205
CAMP EVERS 21059031 | 51 | 302 | CAMP EVERS 21059031 | CAMP EVERS 2105 | CENTRAL COAST | 0 | 1.0934 | 1.0934
CAMP EVERS 210510786 | 51 | 338 | CAMP EVERS 210510786 | CAMP EVERS 2105 | CENTRAL COAST | 0 | 4.5287 | 4.5287
CAMP EVERS 210533542 | 51 | 358 | CAMP EVERS 210533542 | CAMP EVERS 2105 | CENTRAL COAST | 0 | 2.4779 | 2.4779
CAMP EVERS 210510912 | 51 | 392 | CAMP EVERS 210510912 | CAMP EVERS 2105 | CENTRAL COAST | 0 | 4.9849 | 4.9849
CAMP EVERS 210511384 | 51 | 425 | CAMP EVERS 210511384 | CAMP EVERS 2105 | CENTRAL COAST | 0 | 4.1064 | 4.1064
CAMP EVERS 210511010 | 51 | 441 | CAMP EVERS 210511010 | CAMP EVERS 2105 | CENTRAL COAST | 0 | 2.2251 | 2.2251
CAMP EVERS 21055577 | 51 | 473 | CAMP EVERS 21055577 | CAMP EVERS 2105 | CENTRAL COAST | 0 | 1.1615 | 1.1615
CAMP EVERS 210595394 | 51 | 494 | CAMP EVERS 210595394 | CAMP EVERS 2105 | CENTRAL COAST | 0 | 0.49589 | 0.49589
CAMP EVERS 21055188 | 51 | 530 | CAMP EVERS 21055188 | CAMP EVERS 2105 | CENTRAL COAST | 0 | 1.985 | 1.985
CAMP EVERS 2105BL 2101 | 51 | 557 | CAMP EVERS 2105BL 2101 | CAMP EVERS 2105 | CENTRAL COAST | 0 | 0.0032282 | 0.0032282
CAMP EVERS 210510996 | 51 | 674 | CAMP EVERS 210510996 | CAMP EVERS 2105 | CENTRAL COAST | 0 | 0.7626 | 0.7626
CAMP EVERS 210510728 | 51 | 878 | CAMP EVERS 210510728 | CAMP EVERS 2105 | CENTRAL COAST | 0 | 10.465 | 10.465
CAMP EVERS 210511004 | 51 | 938 | CAMP EVERS 210511004 | CAMP EVERS 2105 | CENTRAL COAST | 0 | 4.2954 | 4.2954
CAMP EVERS 2105CB | 51 | 1025 | CAMP EVERS 2105CB | CAMP EVERS 2105 | CENTRAL COAST | 0.33766 | 8.2005 | 8.5381
CAMP EVERS 21055146 | 51 | 1055 | CAMP EVERS 21055146 | CAMP EVERS 2105 | CENTRAL COAST | 0 | 6.0305 | 6.0305
CAMP EVERS 21055232 | 51 | 1079 | CAMP EVERS 21055232 | CAMP EVERS 2105 | CENTRAL COAST | 0 | 4.5381 | 4.5381
CAMP EVERS 210512590 | 51 | 1194 | CAMP EVERS 210512590 | CAMP EVERS 2105 | CENTRAL COAST | 0.67987 | 4.1421 | 4.822
CAMP EVERS 210595050 | 51 | 1326 | CAMP EVERS 210595050 | CAMP EVERS 2105 | CENTRAL COAST | 0 | 0.13882 | 0.13882
MONTE RIO 111164758 | 52 | 101 | MONTE RIO 111164758 | MONTE RIO 1111 | SONOMA | 0 | 10.5474 | 10.5474
MONTE RIO 11111703 | 52 | 187 | MONTE RIO 11111703 | MONTE RIO 1111 | SONOMA | 0 | 1.2714 | 1.2714
MONTE RIO 111153477 | 52 | 247 | MONTE RIO 111153477 | MONTE RIO 1111 | SONOMA | 0 | 2.1403 | 2.1403
MONTE RIO 111137520 | 52 | 273 | MONTE RIO 111137520 | MONTE RIO 1111 | SONOMA | 0 | 2.1617 | 2.1617
MONTE RIO 11111701 | 52 | 276 | MONTE RIO 11111701 | MONTE RIO 1111 | SONOMA | 0 | 1.3661 | 1.3661
MONTE RIO 1111240 | 52 | 301 | MONTE RIO 1111240 | MONTE RIO 1111 | SONOMA | 0 | 3.0687 | 3.0687
MONTE RIO 111123916 | 52 | 312 | MONTE RIO 111123916 | MONTE RIO 1111 | SONOMA | 0 | 5.2149 | 5.2149
MONTE RIO 1111 | 52 | 324 | MONTE RIO 1111 | MONTE RIO 1111 | SONOMA | 0 | 0.032125 | 0.032125
MONTE RIO 1111256 | 52 | 326 | MONTE RIO 1111256 | MONTE RIO 1111 | SONOMA | 0 | 7.2865 | 7.2865
MONTE RIO 11113891 | 52 | 347 | MONTE RIO 11113891 | MONTE RIO 1111 | SONOMA | 0 | 3.5454 | 3.5454
MONTE RIO 1111506 | 52 | 367 | MONTE RIO 1111506 | MONTE RIO 1111 | SONOMA | 0 | 1.1523 | 1.1523
MONTE RIO 1111140 | 52 | 397 | MONTE RIO 1111140 | MONTE RIO 1111 | SONOMA | 0 | 2.6327 | 2.6327
MONTE RIO 1111CB | 52 | 429 | MONTE RIO 1111CB | MONTE RIO 1111 | SONOMA | 0 | 0.26962 | 0.26962
MONTE RIO 111159046 | 52 | 1323 | MONTE RIO 111159046 | MONTE RIO 1111 | SONOMA | 2.6767 | 0 | 2.6767
MONTE RIO 1111292 | 52 | 1771 | MONTE RIO 1111292 | MONTE RIO 1111 | SONOMA | 9.7632 | 4.9293 | 14.6924
SILVERADO 2105658898 | 53 | 104 | SILVERADO 2105658898 | SILVERADO 2105 | NORTH BAY | 0.48852 | 16.7505 | 17.239
SILVERADO 21051421 | 53 | 125 | SILVERADO 21051421 | SILVERADO 2105 | NORTH BAY | 0 | 9.2052 | 9.2052
SILVERADO 21051306 | 53 | 485 | SILVERADO 21051306 | SILVERADO 2105 | NORTH BAY | 1.2507 | 1.4935 | 2.7442
SILVERADO 21051308 | 53 | 513 | SILVERADO 21051308 | SILVERADO 2105 | NORTH BAY | 0 | 0.01945 | 0.01945
SILVERADO 2105616 | 53 | 1240 | SILVERADO 2105616 | SILVERADO 2105 | NORTH BAY | 0.31661 | 7.4709 | 7.7876
SILVERADO 2105CB | 53 | 1504 | SILVERADO 2105CB | SILVERADO 2105 | NORTH BAY | 0 | 0.47706 | 0.47706
HALF MOON BAY 11012500 | 54 | 106 | HALF MOON BAY 11012500 | HALF MOON BAY 1101 | PENINSULA | 0.19604 | 5.5785 | 5.7745
HALF MOON BAY 1101CB | 54 | 1132 | HALF MOON BAY 1101CB | HALF MOON BAY 1101 | PENINSULA | 2.0045 | 6.2936 | 8.298
HALF MOON BAY 11018902 | 54 | 1203 | HALF MOON BAY 11018902 | HALF MOON BAY 1101 | PENINSULA | 8.9107 | 5.9827 | 14.8934
HALF MOON BAY 110148868 | 54 | 1226 | HALF MOON BAY 110148868 | HALF MOON BAY 1101 | PENINSULA | 0.31141 | 0.8401 | 1.1515
HALF MOON BAY 11019014 | 54 | 3022 | HALF MOON BAY 11019014 | HALF MOON BAY 1101 | PENINSULA | 0.031423 | 0 | 0.031423
VOLTA 110253130 | 55 | 107 | VOLTA 110253130 | VOLTA 1102 | NORTH VALLEY | 1.0981 | 12.7877 | 13.8858
VOLTA 11021504 | 55 | 168 | VOLTA 11021504 | VOLTA 1102 | NORTH VALLEY | 0 | 8.3043 | 8.3043
VOLTA 110280982 | 55 | 196 | VOLTA 110280982 | VOLTA 1102 | NORTH VALLEY | 0 | 0.52007 | 0.52007
VOLTA 11029742 | 55 | 229 | VOLTA 11029742 | VOLTA 1102 | NORTH VALLEY | 0.54019 | 8.5787 | 9.1189
VOLTA 11021648 | 55 | 283 | VOLTA 11021648 | VOLTA 1102 | NORTH VALLEY | 0.99683 | 3.868 | 4.8649
VOLTA 11021502 | 55 | 293 | VOLTA 11021502 | VOLTA 1102 | NORTH VALLEY | 0 | 7.6156 | 7.6156
VOLTA 110254932 | 55 | 316 | VOLTA 110254932 | VOLTA 1102 | NORTH VALLEY | 0.21102 | 4.1673 | 4.3783
VOLTA 110237350 | 55 | 422 | VOLTA 110237350 | VOLTA 1102 | NORTH VALLEY | 10.1457 | 14.1524 | 24.2981
VOLTA 11021646 | 55 | 427 | VOLTA 11021646 | VOLTA 1102 | NORTH VALLEY | 5.405 | 16.8598 | 22.2648
VOLTA 1102CB | 55 | 434 | VOLTA 1102CB | VOLTA 1102 | NORTH VALLEY | 0 | 3.2998 | 3.2998
VOLTA 110297816 | 55 | 1450 | VOLTA 110297816 | VOLTA 1102 | NORTH VALLEY | 1.0367 | 4.2211 | 5.2578
VOLTA 110293418 | 55 | 1524 | VOLTA 110293418 | VOLTA 1102 | NORTH VALLEY | 1.4605 | 1.1908 | 2.6513
VOLTA 11021650 | 55 | 1675 | VOLTA 11021650 | VOLTA 1102 | NORTH VALLEY | 21.7066 | 0 | 21.7066
SHINGLE SPRINGS 210912392 | 56 | 112 | SHINGLE SPRINGS 210912392 | SHINGLE SPRINGS 2109 | SIERRA | 0 | 14.9169 | 14.9169
SHINGLE SPRINGS 210961892 | 56 | 221 | SHINGLE SPRINGS 210961892 | SHINGLE SPRINGS 2109 | SIERRA | 0 | 30.1835 | 30.1835
SHINGLE SPRINGS 21092679 | 56 | 330 | SHINGLE SPRINGS 21092679 | SHINGLE SPRINGS 2109 | SIERRA | 0 | 7.0526 | 7.0526
SHINGLE SPRINGS 21092053 | 56 | 371 | SHINGLE SPRINGS 21092053 | SHINGLE SPRINGS 2109 | SIERRA | 0 | 5.7202 | 5.7202
SHINGLE SPRINGS 21099372 | 56 | 554 | SHINGLE SPRINGS 21099372 | SHINGLE SPRINGS 2109 | SIERRA | 8.2695 | 9.3129 | 17.5824
SHINGLE SPRINGS 210935598 | 56 | 728 | SHINGLE SPRINGS 210935598 | SHINGLE SPRINGS 2109 | SIERRA | 6.2736 | 4.6553 | 10.9289
SHINGLE SPRINGS 2109CB | 56 | 910 | SHINGLE SPRINGS 2109CB | SHINGLE SPRINGS 2109 | SIERRA | 1.4299 | 25.6723 | 27.1022
SHINGLE SPRINGS 210913322 | 56 | 1217 | SHINGLE SPRINGS 210913322 | SHINGLE SPRINGS 2109 | SIERRA | 30.5986 | 10.8357 | 41.4342
SHINGLE SPRINGS 210981390 | 56 | 1544 | SHINGLE SPRINGS 210981390 | SHINGLE SPRINGS 2109 | SIERRA | 18.7493 | 0 | 18.7493
SHINGLE SPRINGS 210911092 | 56 | 1599 | SHINGLE SPRINGS 210911092 | SHINGLE SPRINGS 2109 | SIERRA | 22.1149 | 0 | 22.1149
SHINGLE SPRINGS 210985766 | 56 | 1743 | SHINGLE SPRINGS 210985766 | SHINGLE SPRINGS 2109 | SIERRA | 18.4459 | 0 | 18.4459
STELLING 111060094 | 57 | 113 | STELLING 111060094 | STELLING 1110 | DE ANZA | 0.74908 | 13.2088 | 13.9579
STELLING 11102243 | 57 | 591 | STELLING 11102243 | STELLING 1110 | DE ANZA | 1.8981 | 0 | 1.8981
STELLING 111060080 | 57 | 1344 | STELLING 111060080 | STELLING 1110 | DE ANZA | 9.1723 | 0 | 9.1723
STELLING 11109265 | 57 | 1933 | STELLING 11109265 | STELLING 1110 | DE ANZA | 5.4699 | 0 | 5.4699
STELLING 111060090 | 57 | 2109 | STELLING 111060090 | STELLING 1110 | DE ANZA | 6.0088 | 0 | 6.0088
WEST POINT 11021303 | 58 | 114 | WEST POINT 11021303 | WEST POINT 1102 | STOCKTON | 0 | 15.8188 | 15.8188
WEST POINT 11021535 | 58 | 126 | WEST POINT 11021535 | WEST POINT 1102 | STOCKTON | 0 | 3.0651 | 3.0651
WEST POINT 11024790 | 58 | 154 | WEST POINT 11024790 | WEST POINT 1102 | STOCKTON | 7.1013 | 21.8325 | 28.9338
WEST POINT 110234416 | 58 | 194 | WEST POINT 110234416 | WEST POINT 1102 | STOCKTON | 0 | 10.524 | 10.524
WEST POINT 1102L3733 | 58 | 195 | WEST POINT 1102L3733 | WEST POINT 1102 | STOCKTON | 0.087836 | 1.6662 | 1.754
WEST POINT 1102CB | 58 | 232 | WEST POINT 1102CB | WEST POINT 1102 | STOCKTON | 3.6253 | 14.1556 | 17.7809
WEST POINT 110236676 | 58 | 249 | WEST POINT 110236676 | WEST POINT 1102 | STOCKTON | 1.1119 | 15.8821 | 16.994
WEST POINT 110293116 | 58 | 310 | WEST POINT 110293116 | WEST POINT 1102 | STOCKTON | 11.746 | 12.3571 | 24.1031
WEST POINT 11021391 | 58 | 317 | WEST POINT 11021391 | WEST POINT 1102 | STOCKTON | 0 | 3.974 | 3.974
WEST POINT 110272036 | 58 | 416 | WEST POINT 110272036 | WEST POINT 1102 | STOCKTON | 1.8214 | 0.53609 | 2.3575
WEST POINT 11025357 | 58 | 474 | WEST POINT 11025357 | WEST POINT 1102 | STOCKTON | 2.7177 | 0.56835 | 3.286
WEST POINT 11024788 | 58 | 879 | WEST POINT 11024788 | WEST POINT 1102 | STOCKTON | 27.9185 | 42.413 | 70.3316
WEST POINT 11021305 | 58 | 955 | WEST POINT 11021305 | WEST POINT 1102 | STOCKTON | 0 | 11.4284 | 11.4284
WEST POINT 11021341 | 58 | 1081 | WEST POINT 11021341 | WEST POINT 1102 | STOCKTON | 0 | 10.0456 | 10.0456
WEST POINT 11021369 | 58 | 1408 | WEST POINT 11021369 | WEST POINT 1102 | STOCKTON | 8.5321 | 1.973 | 10.5051
PUEBLO 21033583 | 59 | 116 | PUEBLO 21033583 | PUEBLO 2103 | NORTH BAY | 0 | 9.4952 | 9.4952
PUEBLO 2103 | 59 | 350 | PUEBLO 2103 | PUEBLO 2103 | NORTH BAY | 0 | 0.012243 | 0.012243
PUEBLO 2103678 | 59 | 760 | PUEBLO 2103678 | PUEBLO 2103 | NORTH BAY | 3.248 | 22.3325 | 25.5805
PUEBLO 210378504 | 59 | 1184 | PUEBLO 210378504 | PUEBLO 2103 | NORTH BAY | 0.98435 | 6.9875 | 7.9718
PUEBLO 21031970 | 59 | 2226 | PUEBLO 21031970 | PUEBLO 2103 | NORTH BAY | 3.678 | 0 | 3.678
PUEBLO 2103694 | 59 | 2566 | PUEBLO 2103694 | PUEBLO 2103 | NORTH BAY | 0.4502 | 0 | 0.4502
MOUNTAIN QUARRIES 21011184 | 60 | 119 | MOUNTAIN QUARRIES 21011184 | MOUNTAIN QUARRIES 2101 | SIERRA | 0 | 11.7903 | 11.7903
MOUNTAIN QUARRIES 2101CB | 60 | 488 | MOUNTAIN QUARRIES 2101CB | MOUNTAIN QUARRIES 2101 | SIERRA | 24.9741 | 0 | 24.9741
MOUNTAIN QUARRIES 21016953 | 60 | 618 | MOUNTAIN QUARRIES 21016953 | MOUNTAIN QUARRIES 2101 | SIERRA | 5.7089 | 0 | 5.7089
MOUNTAIN QUARRIES 2101 | 60 | 977 | MOUNTAIN QUARRIES 2101 | MOUNTAIN QUARRIES 2101 | SIERRA | 0.00097812 | 0 | 0.00097812
MOUNTAIN QUARRIES 210192474 | 60 | 1293 | MOUNTAIN QUARRIES 210192474 | MOUNTAIN QUARRIES 2101 | SIERRA | 7.0797 | 7.589 | 14.6687
MOUNTAIN QUARRIES 21011102 | 60 | 1382 | MOUNTAIN QUARRIES 21011102 | MOUNTAIN QUARRIES 2101 | SIERRA | 44.4218 | 0 | 44.4218
MOUNTAIN QUARRIES 21011130 | 60 | 1429 | MOUNTAIN QUARRIES 21011130 | MOUNTAIN QUARRIES 2101 | SIERRA | 15.4831 | 4.5473 | 20.0304
MOUNTAIN QUARRIES 21011346 | 60 | 1493 | MOUNTAIN QUARRIES 21011346 | MOUNTAIN QUARRIES 2101 | SIERRA | 30.7365 | 0 | 30.7365
MOUNTAIN QUARRIES 21011350 | 60 | 1576 | MOUNTAIN QUARRIES 21011350 | MOUNTAIN QUARRIES 2101 | SIERRA | 21.7386 | 0 | 21.7386
MOUNTAIN QUARRIES 21011180 | 60 | 1723 | MOUNTAIN QUARRIES 21011180 | MOUNTAIN QUARRIES 2101 | SIERRA | 11.6505 | 1.1936 | 12.8441
MOUNTAIN QUARRIES 210151584 | 60 | 1968 | MOUNTAIN QUARRIES 210151584 | MOUNTAIN QUARRIES 2101 | SIERRA | 21.6351 | 0 | 21.6351
MOUNTAIN QUARRIES 21012422 | 60 | 2065 | MOUNTAIN QUARRIES 21012422 | MOUNTAIN QUARRIES 2101 | SIERRA | 8.6685 | 0 | 8.6685
MOUNTAIN QUARRIES 210135466 | 60 | 2131 | MOUNTAIN QUARRIES 210135466 | MOUNTAIN QUARRIES 2101 | SIERRA | 7.4036 | 0 | 7.4036
ALTO 11243121 | 61 | 120 | ALTO 11243121 | ALTO 1124 | NORTH BAY | 0 | 2.756 | 2.756
ALTO 1124430 | 61 | 868 | ALTO 1124430 | ALTO 1124 | NORTH BAY | 0 | 7.2931 | 7.2931
ALTO 11243745 | 61 | 893 | ALTO 11243745 | ALTO 1124 | NORTH BAY | 0 | 4.5809 | 4.5809
ALTO 1124432 | 61 | 904 | ALTO 1124432 | ALTO 1124 | NORTH BAY | 0 | 7.823 | 7.823
ALTO 1124428 | 61 | 1167 | ALTO 1124428 | ALTO 1124 | NORTH BAY | 0 | 4.8403 | 4.8403
ALTO 1124CB | 61 | 1334 | ALTO 1124CB | ALTO 1124 | NORTH BAY | 0 | 3.2561 | 3.2561
OAKHURST 110310190 | 62 | 123 | OAKHURST 110310190 | OAKHURST 1103 | YOSEMITE | 0 | 11.5271 | 11.5271
OAKHURST 110310723 | 62 | 146 | OAKHURST 110310723 | OAKHURST 1103 | YOSEMITE | 0 | 0.0026429 | 0.0026429
OAKHURST 11035120 | 62 | 404 | OAKHURST 11035120 | OAKHURST 1103 | YOSEMITE | 0 | 6.3491 | 6.3491
OAKHURST 11035470 | 62 | 415 | OAKHURST 11035470 | OAKHURST 1103 | YOSEMITE | 7.6883 | 1.93 | 9.6183
OAKHURST 110363334 | 62 | 471 | OAKHURST 110363334 | OAKHURST 1103 | YOSEMITE | 15.3948 | 1.8574 | 17.2522
OAKHURST 110348842 | 62 | 663 | OAKHURST 110348842 | OAKHURST 1103 | YOSEMITE | 2.3666 | 0 | 2.3666
OAKHURST 110310140 | 62 | 889 | OAKHURST 110310140 | OAKHURST 1103 | YOSEMITE | 0.11597 | 16.743 | 16.859
OAKHURST 1103CB | 62 | 949 | OAKHURST 1103CB | OAKHURST 1103 | YOSEMITE | 10.1426 | 19.5882 | 29.7308
OAKHURST 110377384 | 62 | 1006 | OAKHURST 110377384 | OAKHURST 1103 | YOSEMITE | 0 | 4.7334 | 4.7334
OAKHURST 11035480 | 62 | 1033 | OAKHURST 11035480 | OAKHURST 1103 | YOSEMITE | 0.39649 | 16.7519 | 17.1484
OAKHURST 110310570 | 62 | 1263 | OAKHURST 110310570 | OAKHURST 1103 | YOSEMITE | 1.6023 | 8.1779 | 9.7802
OAKHURST 11035732 | 62 | 1578 | OAKHURST 11035732 | OAKHURST 1103 | YOSEMITE | 1.5266 | 1.8644 | 3.391
OAKHURST 110311900 | 62 | 2625 | OAKHURST 110311900 | OAKHURST 1103 | YOSEMITE | 0.064919 | 0 | 0.064919
PARADISE 11052214 | 63 | 128 | PARADISE 11052214 | PARADISE 1105 | NORTH VALLEY | 0 | 9.8398 | 9.8398
PARADISE 1105CB | 63 | 360 | PARADISE 1105CB | PARADISE 1105 | NORTH VALLEY | 0 | 3.6905 | 3.6905
FORESTHILL 11022106 | 64 | 130 | FORESTHILL 11022106 | FORESTHILL 1102 | SIERRA | 8.0426 | 20.0548 | 28.0974
FORESTHILL 1102CB | 64 | 576 | FORESTHILL 1102CB | FORESTHILL 1102 | SIERRA | 0 | 1.6478 | 1.6478
CURTIS 17022123 | 65 | 132 | CURTIS 17022123 | CURTIS 1702 | YOSEMITE | 0 | 1.861 | 1.861
CURTIS 1702 | 65 | 803 | CURTIS 1702 | CURTIS 1702 | YOSEMITE | 0.020195 | 0 | 0.020195
CURTIS 170268380 | 65 | 963 | CURTIS 170268380 | CURTIS 1702 | YOSEMITE | 2.2653 | 4.3845 | 6.6498
CURTIS 17028000 | 65 | 1056 | CURTIS 17028000 | CURTIS 1702 | YOSEMITE | 7.0659 | 7.259 | 14.3249
CURTIS 17026008 | 65 | 1218 | CURTIS 17026008 | CURTIS 1702 | YOSEMITE | 9.2306 | 8.2457 | 17.4763
CURTIS 170234426 | 65 | 1420 | CURTIS 170234426 | CURTIS 1702 | YOSEMITE | 1.6108 | 3.3062 | 4.917
CURTIS 170247488 | 65 | 1435 | CURTIS 170247488 | CURTIS 1702 | YOSEMITE | 18.0809 | 0 | 18.0809
CURTIS 17029220 | 65 | 1451 | CURTIS 17029220 | CURTIS 1702 | YOSEMITE | 11.0635 | 0.0028408 | 11.0663
CURTIS 1702CB | 65 | 1472 | CURTIS 1702CB | CURTIS 1702 | YOSEMITE | 21.952 | 0 | 21.952
CURTIS 170210940 | 65 | 1615 | CURTIS 170210940 | CURTIS 1702 | YOSEMITE | 9.3161 | 0 | 9.3161
CURTIS 17029111 | 65 | 1721 | CURTIS 17029111 | CURTIS 1702 | YOSEMITE | 5.6752 | 0 | 5.6752
ALTO 1125510 | 66 | 140 | ALTO 1125510 | ALTO 1125 | NORTH BAY | 0 | 7.3822 | 7.3822
ALTO 1125935 | 66 | 634 | ALTO 1125935 | ALTO 1125 | NORTH BAY | 3.0231 | 0 | 3.0231
ALTO 11251226 | 66 | 892 | ALTO 11251226 | ALTO 1125 | NORTH BAY | 0 | 7.7199 | 7.7199
ALTO 1125902 | 66 | 970 | ALTO 1125902 | ALTO 1125 | NORTH BAY | 1.7023 | 10.3682 | 12.0705
ALTO 11252243 | 66 | 1195 | ALTO 11252243 | ALTO 1125 | NORTH BAY | 2.2549 | 0.67129 | 2.9262
ALTO 11251158 | 66 | 1496 | ALTO 11251158 | ALTO 1125 | NORTH BAY | 0.26884 | 2.0059 | 2.2748
ALTO 1125CB | 66 | 1529 | ALTO 1125CB | ALTO 1125 | NORTH BAY | 0 | 0.27217 | 0.27217
ALTO 11251256 | 66 | 2038 | ALTO 11251256 | ALTO 1125 | NORTH BAY | 1.1086 | 0.27183 | 1.3805
CURTIS 1705843 | 67 | 149 | CURTIS 1705843 | CURTIS 1705 | YOSEMITE | 0.42687 | 6.1747 | 6.6016
CURTIS 170510590 | 67 | 1267 | CURTIS 170510590 | CURTIS 1705 | YOSEMITE | 5.1869 | 4.6193 | 9.8062
CURTIS 170539256 | 67 | 1296 | CURTIS 170539256 | CURTIS 1705 | YOSEMITE | 26.4541 | 0 | 26.4541
CURTIS 17058170 | 67 | 1341 | CURTIS 17058170 | CURTIS 1705 | YOSEMITE | 5.352 | 2.1602 | 7.5122
CURTIS 170511790 | 67 | 1412 | CURTIS 170511790 | CURTIS 1705 | YOSEMITE | 0 | 0.014226 | 0.014226
CURTIS 17058110 | 67 | 1565 | CURTIS 17058110 | CURTIS 1705 | YOSEMITE | 6.3506 | 1.8035 | 8.154
CURTIS 1705CB | 67 | 1587 | CURTIS 1705CB | CURTIS 1705 | YOSEMITE | 13.2215 | 0 | 13.2215
CURTIS 170565908 | 67 | 1729 | CURTIS 170565908 | CURTIS 1705 | YOSEMITE | 12.8972 | 0 | 12.8972
ELECTRA 110277204 | 68 | 150 | ELECTRA 110277204 | ELECTRA 1102 | STOCKTON | 0 | 18.6351 | 18.6351
ELECTRA 11022646 | 68 | 1286 | ELECTRA 11022646 | ELECTRA 1102 | STOCKTON | 19.658 | 5.5582 | 25.2162
ELECTRA 11026014 | 68 | 1766 | ELECTRA 11026014 | ELECTRA 1102 | STOCKTON | 28.5875 | 0 | 28.5875
ELECTRA 11024756 | 68 | 2371 | ELECTRA 11024756 | ELECTRA 1102 | STOCKTON | 8.9008 | 0 | 8.9008
ELECTRA 1102CB | 68 | 2762 | ELECTRA 1102CB | ELECTRA 1102 | STOCKTON | 2.62 | 0 | 2.62
KONOCTI 1102532 | 69 | 153 | KONOCTI 1102532 | KONOCTI 1102 | HUMBOLDT | 0 | 9.613 | 9.613
KONOCTI 11024300 | 69 | 287 | KONOCTI 11024300 | KONOCTI 1102 | HUMBOLDT | 4.102 | 22.2274 | 26.3294
KONOCTI 11024421 | 69 | 380 | KONOCTI 11024421 | KONOCTI 1102 | HUMBOLDT | 0 | 0.36385 | 0.36385
KONOCTI 110275382 | 69 | 457 | KONOCTI 110275382 | KONOCTI 1102 | HUMBOLDT | 3.4332 | 18.4333 | 21.8665
KONOCTI 110264664 | 69 | 521 | KONOCTI 110264664 | KONOCTI 1102 | HUMBOLDT | 21.0961 | 6.115 | 27.2111
KONOCTI 1102596 | 69 | 1523 | KONOCTI 1102596 | KONOCTI 1102 | HUMBOLDT | 8.591 | 0 | 8.591
KONOCTI 1102716 | 69 | 1837 | KONOCTI 1102716 | KONOCTI 1102 | HUMBOLDT | 9.8231 | 2.777 | 12.6002
KONOCTI 1102948 | 69 | 2168 | KONOCTI 1102948 | KONOCTI 1102 | HUMBOLDT | 6.065 | 0 | 6.065
KONOCTI 1102CB | 69 | 2512 | KONOCTI 1102CB | KONOCTI 1102 | HUMBOLDT | 6.2749 | 0.11776 | 6.3926
KONOCTI 11022293 | 69 | 2608 | KONOCTI 11022293 | KONOCTI 1102 | HUMBOLDT | 0.16556 | 0 | 0.16556
KONOCTI 110264464 | 69 | 2903 | KONOCTI 110264464 | KONOCTI 1102 | HUMBOLDT | 0.53615 | 0 | 0.53615
STANISLAUS 17011331 | 70 | 164 | STANISLAUS 17011331 | STANISLAUS 1701 | YOSEMITE | 0 | 4.3931 | 4.3931
STANISLAUS 17011812 | 70 | 914 | STANISLAUS 17011812 | STANISLAUS 1701 | YOSEMITE | 0.041267 | 19.4666 | 19.5078
STANISLAUS 17017144 | 70 | 1179 | STANISLAUS 17017144 | STANISLAUS 1701 | YOSEMITE | 4.4552 | 0 | 4.4552
STANISLAUS 170179826 | 70 | 1551 | STANISLAUS 170179826 | STANISLAUS 1701 | YOSEMITE | 10.1928 | 0 | 10.1928
STANISLAUS 1701CB | 70 | 1713 | STANISLAUS 1701CB | STANISLAUS 1701 | YOSEMITE | 6.7647 | 0.060793 | 6.8255
SPRING GAP 17029690 | 71 | 172 | SPRING GAP 17029690 | SPRING GAP 1702 | YOSEMITE | 0 | 17.3345 | 17.3345
SPRING GAP 170210720 | 71 | 337 | SPRING GAP 170210720 | SPRING GAP 1702 | YOSEMITE | 0 | 4.7512 | 4.7512
SPRING GAP 17029280 | 71 | 695 | SPRING GAP 17029280 | SPRING GAP 1702 | YOSEMITE | 0 | 6.3606 | 6.3606
SPRING GAP 170286032 | 71 | 937 | SPRING GAP 170286032 | SPRING GAP 1702 | YOSEMITE | 0.75319 | 0.25343 | 1.0066
SPRING GAP 1702693441 | 71 | 1244 | SPRING GAP 1702693441 | SPRING GAP 1702 | YOSEMITE | 0 | 4.1995 | 4.1995
SPRING GAP 1702CB | 71 | 1554 | SPRING GAP 1702CB | SPRING GAP 1702 | YOSEMITE | 1.056 | 6.362 | 7.418
FULTON 1107214 | 72 | 178 | FULTON 1107214 | FULTON 1107 | SONOMA | 0 | 12.2376 | 12.2376
FULTON 1107604 | 72 | 225 | FULTON 1107604 | FULTON 1107 | SONOMA | 0 | 17.5324 | 17.5324
FULTON 110777670 | 72 | 361 | FULTON 110777670 | FULTON 1107 | SONOMA | 0 | 6.8809 | 6.8809
FULTON 1107CB | 72 | 647 | FULTON 1107CB | FULTON 1107 | SONOMA | 0 | 0.65239 | 0.65239
FULTON 1107 | 72 | 1189 | FULTON 1107 | FULTON 1107 | SONOMA | 0 | 0.4544 | 0.4544
FULTON 110746958 | 72 | 1601 | FULTON 110746958 | FULTON 1107 | SONOMA | 0 | 0.032131 | 0.032131
WILLITS 110391810 | 73 | 181 | WILLITS 110391810 | WILLITS 1103 | HUMBOLDT | 4.4009 | 24.9975 | 29.3984
WILLITS 1103 | 73 | 245 | WILLITS 1103 | WILLITS 1103 | HUMBOLDT | 0 | 0.065999 | 0.065999
WILLITS 1103968 | 73 | 253 | WILLITS 1103968 | WILLITS 1103 | HUMBOLDT | 7.7687 | 16.9278 | 24.6966
WILLITS 1103826 | 73 | 407 | WILLITS 1103826 | WILLITS 1103 | HUMBOLDT | 4.9724 | 2.7705 | 7.7428
WILLITS 110337506 | 73 | 608 | WILLITS 110337506 | WILLITS 1103 | HUMBOLDT | 11.4286 | 0 | 11.4286
WILLITS 1103538 | 73 | 753 | WILLITS 1103538 | WILLITS 1103 | HUMBOLDT | 4.6505 | 1.7748 | 6.4253
WILLITS 110391948 | 73 | 899 | WILLITS 110391948 | WILLITS 1103 | HUMBOLDT | 5.7672 | 0.33971 | 6.1069
WILLITS 1103964 | 73 | 1113 | WILLITS 1103964 | WILLITS 1103 | HUMBOLDT | 2.7651 | 0 | 2.7651
WILLITS 1103966 | 73 | 1200 | WILLITS 1103966 | WILLITS 1103 | HUMBOLDT | 1.3235 | 0 | 1.3235
WILLITS 11032500 | 73 | 1403 | WILLITS 11032500 | WILLITS 1103 | HUMBOLDT | 29.9853 | 0 | 29.9853
WILLITS 11032506 | 73 | 1684 | WILLITS 11032506 | WILLITS 1103 | HUMBOLDT | 10.6204 | 2.1575 | 12.7779
WILLITS 1103696 | 73 | 2627 | WILLITS 1103696 | WILLITS 1103 | HUMBOLDT | 6.5774 | 0 | 6.5774
WILLITS 1103CB | 73 | 2766 | WILLITS 1103CB | WILLITS 1103 | HUMBOLDT | 1.4734 | 0 | 1.4734
WILLITS 110337504 | 73 | 2891 | WILLITS 110337504 | WILLITS 1103 | HUMBOLDT | 0.81372 | 0 | 0.81372
WOODACRE 1102851 | 74 | 182 | WOODACRE 1102851 | WOODACRE 1102 | NORTH BAY | 0 | 1.2766 | 1.2766
WOODACRE 1102137662 | 74 | 954 | WOODACRE 1102137662 | WOODACRE 1102 | NORTH BAY | 2.3542 | 6.1475 | 8.5017
WOODACRE 1102CB | 74 | 1007 | WOODACRE 1102CB | WOODACRE 1102 | NORTH BAY | 3.5728 | 8.7607 | 12.3335
WOODACRE 11021280 | 74 | 1596 | WOODACRE 11021280 | WOODACRE 1102 | NORTH BAY | 10.5964 | 0 | 10.5964
ALLEGHANY 1102CB | 75 | 183 | ALLEGHANY 1102CB | ALLEGHANY 1102 | SIERRA | 0 | 18.0939 | 18.0939
BONNIE NOOK 1101CB | 76 | 184 | BONNIE NOOK 1101CB | BONNIE NOOK 1101 | SIERRA | 0 | 14.7401 | 14.7401
BONNIE NOOK 110186696 | 76 | 456 | BONNIE NOOK 110186696 | BONNIE NOOK 1101 | SIERRA | 0 | 9.7026 | 9.7026
PAUL SWEET 2104 | 77 | 185 | PAUL SWEET 2104 | PAUL SWEET 2104 | CENTRAL COAST | 0 | 0.043661 | 0.043661
PAUL SWEET 21045394 | 77 | 191 | PAUL SWEET 21045394 | PAUL SWEET 2104 | CENTRAL COAST | 0 | 14.2856 | 14.2856
PAUL SWEET 210411074 | 77 | 1098 | PAUL SWEET 210411074 | PAUL SWEET 2104 | CENTRAL COAST | 0 | 2.9891 | 2.9891
SILVERADO 2103CB | 78 | 186 | SILVERADO 2103CB | SILVERADO 2103 | NORTH BAY | 0 | 8.6664 | 8.6664
SILVERADO 21038401 | 78 | 439 | SILVERADO 21038401 | SILVERADO 2103 | NORTH BAY | 0 | 0.63211 | 0.63211
SILVERADO 210365334 | 78 | 477 | SILVERADO 210365334 | SILVERADO 2103 | NORTH BAY | 0 | 0.51221 | 0.51221
MIRABEL 11027347 | 79 | 189 | MIRABEL 11027347 | MIRABEL 1102 | SONOMA | 0 | 0.81707 | 0.81707
MIRABEL 1102332 | 79 | 270 | MIRABEL 1102332 | MIRABEL 1102 | SONOMA | 0 | 5.7552 | 5.7552
MIRABEL 11022043 | 79 | 289 | MIRABEL 11022043 | MIRABEL 1102 | SONOMA | 0 | 0.56871 | 0.56871
MIRABEL 11021139 | 79 | 366 | MIRABEL 11021139 | MIRABEL 1102 | SONOMA | 0 | 2.0153 | 2.0153
MIRABEL 110213597 | 79 | 503 | MIRABEL 110213597 | MIRABEL 1102 | SONOMA | 0 | 0.47204 | 0.47204
MIRABEL 11027401 | 79 | 568 | MIRABEL 11027401 | MIRABEL 1102 | SONOMA | 0 | 1.0644 | 1.0644
MIRABEL 110238514 | 79 | 959 | MIRABEL 110238514 | MIRABEL 1102 | SONOMA | 0 | 10.5875 | 10.5875
MIRABEL 110257840 | 79 | 1175 | MIRABEL 110257840 | MIRABEL 1102 | SONOMA | 0 | 2.5892 | 2.5892
MIRABEL 1102841 | 79 | 1191 | MIRABEL 1102841 | MIRABEL 1102 | SONOMA | 0 | 0.78827 | 0.78827
MIRABEL 1102CB | 79 | 1290 | MIRABEL 1102CB | MIRABEL 1102 | SONOMA | 0.23597 | 4.3141 | 4.5501
MIRABEL 1102334 | 79 | 1668 | MIRABEL 1102334 | MIRABEL 1102 | SONOMA | 2.9333 | 2.675 | 5.6083
MIRABEL 1102206 | 79 | 2787 | MIRABEL 1102206 | MIRABEL 1102 | SONOMA | 1.6804 | 0 | 1.6804
CLARKSVILLE 210419772 | 80 | 201 | CLARKSVILLE 210419772 | CLARKSVILLE 2104 | SIERRA | 0 | 18.3365 | 18.3365
CLARKSVILLE 210413352 | 80 | 274 | CLARKSVILLE 210413352 | CLARKSVILLE 2104 | SIERRA | 11.4694 | 21.203 | 32.6724
CLARKSVILLE 210419632 | 80 | 336 | CLARKSVILLE 210419632 | CLARKSVILLE 2104 | SIERRA | 0.11451 | 5.357 | 5.4715
CLARKSVILLE 2104CB | 80 | 541 | CLARKSVILLE 2104CB | CLARKSVILLE 2104 | SIERRA | 9.4695 | 0 | 9.4695
CURTIS 17048140 | 81 | 202 | CURTIS 17048140 | CURTIS 1704 | YOSEMITE | 6.2894 | 19.9604 | 26.2498
CURTIS 170411300 | 81 | 1453 | CURTIS 170411300 | CURTIS 1704 | YOSEMITE | 1.3645 | 2.2946 | 3.6591
CURTIS 170463502 | 81 | 1528 | CURTIS 170463502 | CURTIS 1704 | YOSEMITE | 10.4605 | 0 | 10.4605
CURTIS 1704803 | 81 | 1585 | CURTIS 1704803 | CURTIS 1704 | YOSEMITE | 6.8873 | 2.6268 | 9.5141
CURTIS 1704CB | 81 | 1664 | CURTIS 1704CB | CURTIS 1704 | YOSEMITE | 13.7734 | 0 | 13.7734
CURTIS 170411290 | 81 | 1795 | CURTIS 170411290 | CURTIS 1704 | YOSEMITE | 7.9015 | 0 | 7.9015
CURTIS 17046060 | 81 | 1799 | CURTIS 17046060 | CURTIS 1704 | YOSEMITE | 4.0637 | 0 | 4.0637
OAKLAND X 1106CR020 | 82 | 203 | OAKLAND X 1106CR020 | OAKLAND X 1106 | EAST BAY | 0.012791 | 2.4329 | 2.4457
OAKLAND X 1106CR266 | 82 | 340 | OAKLAND X 1106CR266 | OAKLAND X 1106 | EAST BAY | 0 | 1.1822 | 1.1822
OAKLAND X 1106CR006 | 82 | 1484 | OAKLAND X 1106CR006 | OAKLAND X 1106 | EAST BAY | 1.5853 | 2.024 | 3.6093
OAKLAND X 1106CR008 | 82 | 1488 | OAKLAND X 1106CR008 | OAKLAND X 1106 | EAST BAY | 3.6674 | 0.56694 | 4.2343
OAKLAND X 11066669 | 82 | 1783 | OAKLAND X 11066669 | OAKLAND X 1106 | EAST BAY | 0.23409 | 0 | 0.23409
OAKLAND X 1106CB | 82 | 2155 | OAKLAND X 1106CB | OAKLAND X 1106 | EAST BAY | 3.9293 | 0.94675 | 4.876
BURNS 2101 | 83 | 207 | BURNS 2101 | BURNS 2101 | CENTRAL COAST | 0 | 0.0053489 | 0.0053489
BURNS 2101CB | 83 | 308 | BURNS 2101CB | BURNS 2101 | CENTRAL COAST | 0 | 1.6587 | 1.6587
POINT MORETTI 1101 | 84 | 208 | POINT MORETTI 1101 | POINT MORETTI 1101 | CENTRAL COAST | 0 | 0.0096753 | 0.0096753
POINT MORETTI 110136516 | 84 | 280 | POINT MORETTI 110136516 | POINT MORETTI 1101 | CENTRAL COAST | 0 | 4.1652 | 4.1652
POINT MORETTI 11015401 | 84 | 386 | POINT MORETTI 11015401 | POINT MORETTI 1101 | CENTRAL COAST | 0 | 2.5449 | 2.5449
POINT MORETTI 11015078 | 84 | 389 | POINT MORETTI 11015078 | POINT MORETTI 1101 | CENTRAL COAST | 0.0099524 | 14.6744 | 14.6844
POINT MORETTI 110139126 | 84 | 403 | POINT MORETTI 110139126 | POINT MORETTI 1101 | CENTRAL COAST | 0 | 2.2477 | 2.2477
POINT MORETTI 110110726 | 84 | 405 | POINT MORETTI 110110726 | POINT MORETTI 1101 | CENTRAL COAST | 0 | 10.5855 | 10.5855
POINT MORETTI 110110722 | 84 | 421 | POINT MORETTI 110110722 | POINT MORETTI 1101 | CENTRAL COAST | 0 | 0.60606 | 0.60606
POINT MORETTI 110136514 | 84 | 992 | POINT MORETTI 110136514 | POINT MORETTI 1101 | CENTRAL COAST | 0.85523 | 5.9644 | 6.8197
POINT MORETTI 11015104 | 84 | 1885 | POINT MORETTI 11015104 | POINT MORETTI 1101 | CENTRAL COAST | 1.8713 | 0 | 1.8713
POINT MORETTI 1101CB | 84 | 2522 | POINT MORETTI 1101CB | POINT MORETTI 1101 | CENTRAL COAST | 0.026684 | 0.0018981 | 0.028582
POINT MORETTI 11015076 | 84 | 2568 | POINT MORETTI 11015076 | POINT MORETTI 1101 | CENTRAL COAST | 7.1634 | 0 | 7.1634
POINT MORETTI 110112122 | 84 | 2707 | POINT MORETTI 110112122 | POINT MORETTI 1101 | CENTRAL COAST | 6.8941 | 0 | 6.8941
POINT MORETTI 110135874 | 84 | 2751 | POINT MORETTI 110135874 | POINT MORETTI 1101 | CENTRAL COAST | 0.27376 | 0 | 0.27376
POINT MORETTI 11015074 | 84 | 2796 | POINT MORETTI 11015074 | POINT MORETTI 1101 | CENTRAL COAST | 1.726 | 0 | 1.726
POINT MORETTI 110183716 | 84 | 2943 | POINT MORETTI 110183716 | POINT MORETTI 1101 | CENTRAL COAST | 2.5672 | 0 | 2.5672
FITCH MOUNTAIN 111324918 | 85 | 209 | FITCH MOUNTAIN 111324918 | FITCH MOUNTAIN 1113 | SONOMA | 0 | 5.4494 | 5.4494
FITCH MOUNTAIN 11136751 | 85 | 218 | FITCH MOUNTAIN 11136751 | FITCH MOUNTAIN 1113 | SONOMA | 5.4313 | 16.8991 | 22.3305
FITCH MOUNTAIN 1113356 | 85 | 501 | FITCH MOUNTAIN 1113356 | FITCH MOUNTAIN 1113 | SONOMA | 4.8685 | 5.1072 | 9.9757
FITCH MOUNTAIN 1113406 | 85 | 906 | FITCH MOUNTAIN 1113406 | FITCH MOUNTAIN 1113 | SONOMA | 1.4439 | 0 | 1.4439
FITCH MOUNTAIN 11134566 | 85 | 1727 | FITCH MOUNTAIN 11134566 | FITCH MOUNTAIN 1113 | SONOMA | 10.4618 | 0 | 10.4618
FITCH MOUNTAIN 111324550 | 85 | 2070 | FITCH MOUNTAIN 111324550 | FITCH MOUNTAIN 1113 | SONOMA | 8.9285 | 0.14565 | 9.0741
FITCH MOUNTAIN 1113583202 | 85 | 2426 | FITCH MOUNTAIN 1113583202 | FITCH MOUNTAIN 1113 | SONOMA | 3.5047 | 0 | 3.5047
FITCH MOUNTAIN 1113352 | 85 | 2461 | FITCH MOUNTAIN 1113352 | FITCH MOUNTAIN 1113 | SONOMA | 7.3048 | 0 | 7.3048
FITCH MOUNTAIN 1113154 | 85 | 2877 | FITCH MOUNTAIN 1113154 | FITCH MOUNTAIN 1113 | SONOMA | 2.1793 | 0 | 2.1793
LAS GALLINAS A 110599904 | 86 | 213 | LAS GALLINAS A 110599904 | LAS GALLINAS A 1105 | NORTH BAY | 0 | 5.5637 | 5.5637
LAS GALLINAS A 1105532 | 86 | 1004 | LAS GALLINAS A 1105532 | LAS GALLINAS A 1105 | NORTH BAY | 0.21915 | 3.465 | 3.6841
LAS GALLINAS A 1105904 | 86 | 2515 | LAS GALLINAS A 1105904 | LAS GALLINAS A 1105 | NORTH BAY | 2.5108 | 0 | 2.5108
LAS GALLINAS A 11051218 | 86 | 2683 | LAS GALLINAS A 11051218 | LAS GALLINAS A 1105 | NORTH BAY | 0.13008 | 0 | 0.13008
LAS GALLINAS A 1105CB | 86 | 2977 | LAS GALLINAS A 1105CB | LAS GALLINAS A 1105 | NORTH BAY | 0.31033 | 0 | 0.31033
ROSSMOOR 110837848 | 87 | 216 | ROSSMOOR 110837848 | ROSSMOOR 1108 | DIABLO | 0.70735 | 5.2487 | 5.9561
ROSSMOOR 1108CB | 87 | 1515 | ROSSMOOR 1108CB | ROSSMOOR 1108 | DIABLO | 1.1575 | 1.8654 | 3.0229
ROSSMOOR 110845268 | 87 | 2220 | ROSSMOOR 110845268 | ROSSMOOR 1108 | DIABLO | 3.7726 | 0 | 3.7726
PARADISE 11022098 | 88 | 217 | PARADISE 11022098 | PARADISE 1102 | NORTH VALLEY | 0 | 4.2185 | 4.2185
PARADISE 11022206 | 88 | 271 | PARADISE 11022206 | PARADISE 1102 | NORTH VALLEY | 0 | 5.1983 | 5.1983
PARADISE 110236656 | 88 | 458 | PARADISE 110236656 | PARADISE 1102 | NORTH VALLEY | 0 | 3.3309 | 3.3309
PARADISE 110299226 | 88 | 571 | PARADISE 110299226 | PARADISE 1102 | NORTH VALLEY | 0 | 0.94174 | 0.94174
PARADISE 11022024 | 88 | 739 | PARADISE 11022024 | PARADISE 1102 | NORTH VALLEY | 0 | 0.64392 | 0.64392
PARADISE 1102CB | 88 | 1390 | PARADISE 1102CB | PARADISE 1102 | NORTH VALLEY | 0 | 0.74465 | 0.74465
DUNBAR 1101343 | 89 | 220 | DUNBAR 1101343 | DUNBAR 1101 | SONOMA | 0.091849 | 4.3725 | 4.4643
DUNBAR 1101302 | 89 | 414 | DUNBAR 1101302 | DUNBAR 1101 | SONOMA | 2.4263 | 5.2903 | 7.7166
DUNBAR 11014817 | 89 | 514 | DUNBAR 11014817 | DUNBAR 1101 | SONOMA | 0 | 3.1798 | 3.1798
DUNBAR 110147964 | 89 | 1151 | DUNBAR 110147964 | DUNBAR 1101 | SONOMA | 0.44682 | 5.9337 | 6.3806
DUNBAR 1101416 | 89 | 1186 | DUNBAR 1101416 | DUNBAR 1101 | SONOMA | 0 | 2.8528 | 2.8528
DUNBAR 1101CB | 89 | 1695 | DUNBAR 1101CB | DUNBAR 1101 | SONOMA | 0.87777 | 1.3023 | 2.1801
DUNBAR 110179086 | 89 | 1898 | DUNBAR 110179086 | DUNBAR 1101 | SONOMA | 6.3052 | 0 | 6.3052
DUNBAR 1101234 | 89 | 2444 | DUNBAR 1101234 | DUNBAR 1101 | SONOMA | 2.7648 | 0.5004 | 3.2653
DUNBAR 1101160 | 89 | 2642 | DUNBAR 1101160 | DUNBAR 1101 | SONOMA | 3.7103 | 0.4284 | 4.1387
DUNBAR 110113481 | 89 | 2720 | DUNBAR 110113481 | DUNBAR 1101 | SONOMA | 0.13904 | 0 | 0.13904
APPLE HILL 21027502 | 90 | 226 | APPLE HILL 21027502 | APPLE HILL 2102 | SIERRA | 3.9365 | 19.1475 | 23.0839
APPLE HILL 210297982 | 90 | 255 | APPLE HILL 210297982 | APPLE HILL 2102 | SIERRA | 0 | 10.1443 | 10.1443
APPLE HILL 2102CB | 90 | 275 | APPLE HILL 2102CB | APPLE HILL 2102 | SIERRA | 16.4165 | 24.8877 | 41.3043
APPLE HILL 21029722 | 90 | 1077 | APPLE HILL 21029722 | APPLE HILL 2102 | SIERRA | 6.7136 | 31.6221 | 38.3357
APPLE HILL 21028372 | 90 | 1394 | APPLE HILL 21028372 | APPLE HILL 2102 | SIERRA | 38.5453 | 17.6413 | 56.1866
APPLE HILL 210277546 | 90 | 1430 | APPLE HILL 210277546 | APPLE HILL 2102 | SIERRA | 41.5407 | 1.7245 | 43.2651
APPLE HILL 2102186912 | 90 | 1461 | APPLE HILL 2102186912 | APPLE HILL 2102 | SIERRA | 48.9257 | 0 | 48.9257
APPLE HILL 210251792 | 90 | 1982 | APPLE HILL 210251792 | APPLE HILL 2102 | SIERRA | 9.3607 | 0 | 9.3607
APPLE HILL 21021532 | 90 | 2001 | APPLE HILL 21021532 | APPLE HILL 2102 | SIERRA | 38.7039 | 0.039834 | 38.7437
APPLE HILL 21026552 | 90 | 2028 | APPLE HILL 21026552 | APPLE HILL 2102 | SIERRA | 11.5634 | 0.80982 | 12.3732
APPLE HILL 210212025 | 90 | 2118 | APPLE HILL 210212025 | APPLE HILL 2102 | SIERRA | 9.1227 | 0 | 9.1227
APPLE HILL 210289934 | 90 | 2466 | APPLE HILL 210289934 | APPLE HILL 2102 | SIERRA | 5.6225 | 0 | 5.6225
PARADISE 11042472 | 91 | 231 | PARADISE 11042472 | PARADISE 1104 | NORTH VALLEY | 0 | 7.3384 | 7.3384
PARADISE 110476064 | 91 | 368 | PARADISE 110476064 | PARADISE 1104 | NORTH VALLEY | 0 | 6.3823 | 6.3823
PARADISE 11041571 | 91 | 484 | PARADISE 11041571 | PARADISE 1104 | NORTH VALLEY | 0 | 0.64266 | 0.64266
PARADISE 1104CB | 91 | 607 | PARADISE 1104CB | PARADISE 1104 | NORTH VALLEY | 0 | 0.54287 | 0.54287
PARADISE 110445674 | 91 | 1038 | PARADISE 110445674 | PARADISE 1104 | NORTH VALLEY | 0 | 5.0463 | 5.0463
PARADISE 11042034 | 91 | 1147 | PARADISE 11042034 | PARADISE 1104 | NORTH VALLEY | 1.4645 | 9.2345 | 10.6989
PARADISE 110439216 | 91 | 1214 | PARADISE 110439216 | PARADISE 1104 | NORTH VALLEY | 0 | 2.1396 | 2.1396
PARADISE 11042470 | 91 | 1233 | PARADISE 11042470 | PARADISE 1104 | NORTH VALLEY | 0 | 5.1264 | 5.1264
RINCON 1101578 | 92 | 233 | RINCON 1101578 | RINCON 1101 | SONOMA | 1.3822 | 15.956 | 17.3381
RINCON 1101576 | 92 | 1569 | RINCON 1101576 | RINCON 1101 | SONOMA | 0.42944 | 1.6313 | 2.0608
RINCON 1101CB | 92 | 2194 | RINCON 1101CB | RINCON 1101 | SONOMA | 1.8944 | 0.23489 | 2.1293
MORAGA 1105CB | 93 | 234 | MORAGA 1105CB | MORAGA 1105 | DIABLO | 1.6369 | 5.4996 | 7.1365
MORAGA 110531512 | 93 | 549 | MORAGA 110531512 | MORAGA 1105 | DIABLO | 0.5215 | 1.1166 | 1.6381
MORAGA 110518396 | 93 | 595 | MORAGA 110518396 | MORAGA 1105 | DIABLO | 0.21093 | 0 | 0.21093
MORAGA 11058354 | 93 | 636 | MORAGA 11058354 | MORAGA 1105 | DIABLO | 0.20004 | 0.052045 | 0.25208
DUNBAR 1103534 | 94 | 236 | DUNBAR 1103534 | DUNBAR 1103 | SONOMA | 0.47014 | 15.1222 | 15.5924
DUNBAR 11033135 | 94 | 661 | DUNBAR 11033135 | DUNBAR 1103 | SONOMA | 0 | 0.22216 | 0.22216
DUNBAR 1103CB | 94 | 895 | DUNBAR 1103CB | DUNBAR 1103 | SONOMA | 1.5373 | 0.39131 | 1.9287
DUNBAR 11033127 | 94 | 1022 | DUNBAR 11033127 | DUNBAR 1103 | SONOMA | 0 | 8.8393 | 8.8393
DUNBAR 1103440 | 94 | 1501 | DUNBAR 1103440 | DUNBAR 1103 | SONOMA | 0.22117 | 3.3361 | 3.5573
FORT ROSS 112170288 | 95 | 237 | FORT ROSS 112170288 | FORT ROSS 1121 | SONOMA | 0 | 11.744 | 11.744
FORT ROSS 11212987 | 95 | 402 | FORT ROSS 11212987 | FORT ROSS 1121 | SONOMA | 0.34026 | 1.7395 | 2.0798
FORT ROSS 1121204 | 95 | 461 | FORT ROSS 1121204 | FORT ROSS 1121 | SONOMA | 11.4333 | 7.3243 | 18.7577
FORT ROSS 11214947 | 95 | 491 | FORT ROSS 11214947 | FORT ROSS 1121 | SONOMA | 9.4081 | 0.86809 | 10.2762
FORT ROSS 1121124 | 95 | 601 | FORT ROSS 1121124 | FORT ROSS 1121 | SONOMA | 18.5728 | 0 | 18.5728
FORT ROSS 1121CB | 95 | 2342 | FORT ROSS 1121CB | FORT ROSS 1121 | SONOMA | 13.6368 | 0 | 13.6368
FORT ROSS 112137326 | 95 | 2502 | FORT ROSS 112137326 | FORT ROSS 1121 | SONOMA | 5.1708 | 0 | 5.1708
FORT ROSS 1121134 | 95 | 2607 | FORT ROSS 1121134 | FORT ROSS 1121 | SONOMA | 7.7066 | 0 | 7.7066
FORT ROSS 1121560 | 95 | 3081 | FORT ROSS 1121560 | FORT ROSS 1121 | SONOMA | 5.3342 | 0 | 5.3342
HIGHLANDS 1103520 | 96 | 240 | HIGHLANDS 1103520 | HIGHLANDS 1103 | HUMBOLDT | 46.4816 | 0 | 46.4816
HIGHLANDS 1103828 | 96 | 561 | HIGHLANDS 1103828 | HIGHLANDS 1103 | HUMBOLDT | 6.7375 | 0 | 6.7375
HIGHLANDS 11031282 | 96 | 606 | HIGHLANDS 11031282 | HIGHLANDS 1103 | HUMBOLDT | 15.0139 | 0 | 15.0139
HIGHLANDS 1103482 | 96 | 1711 | HIGHLANDS 1103482 | HIGHLANDS 1103 | HUMBOLDT | 23.7709 | 0 | 23.7709
HIGHLANDS 1103CB | 96 | 1714 | HIGHLANDS 1103CB | HIGHLANDS 1103 | HUMBOLDT | 10.5045 | 0 | 10.5045
HIGHLANDS 1103568 | 96 | 1761 | HIGHLANDS 1103568 | HIGHLANDS 1103 | HUMBOLDT | 7.7314 | 0 | 7.7314
HIGHLANDS 11034630 | 96 | 2299 | HIGHLANDS 11034630 | HIGHLANDS 1103 | HUMBOLDT | 1.4567 | 0 | 1.4567
MOLINO 1101322 | 97 | 242 | MOLINO 1101322 | MOLINO 1101 | SONOMA | 8.8244 | 7.0663 | 15.8907
MOLINO 1101338 | 97 | 534 | MOLINO 1101338 | MOLINO 1101 | SONOMA | 7.3596 | 0 | 7.3596
MOLINO 11015042 | 97 | 553 | MOLINO 11015042 | MOLINO 1101 | SONOMA | 5.4336 | 0 | 5.4336
MOLINO 1101891 | 97 | 707 | MOLINO 1101891 | MOLINO 1101 | SONOMA | 1.7584 | 1.2478 | 3.0063
MOLINO 1101152 | 97 | 754 | MOLINO 1101152 | MOLINO 1101 | SONOMA | 1.9602 | 0.042038 | 2.0022
AUBERRY 1101R324 | 98 | 243 | AUBERRY 1101R324 | AUBERRY 1101 | FRESNO | 0 | 10.7908 | 10.7908
AUBERRY 1101D4982 | 98 | 254 | AUBERRY 1101D4982 | AUBERRY 1101 | FRESNO | 0 | 2.6789 | 2.6789
AUBERRY 110149122 | 98 | 835 | AUBERRY 110149122 | AUBERRY 1101 | FRESNO | 3.8865 | 0 | 3.8865
AUBERRY 1101R319 | 98 | 1139 | AUBERRY 1101R319 | AUBERRY 1101 | FRESNO | 1.4644 | 19.6202 | 21.0846
AUBERRY 1101R2838 | 98 | 1389 | AUBERRY 1101R2838 | AUBERRY 1101 | FRESNO | 20.2113 | 0 | 20.2113
AUBERRY 1101R2845 | 98 | 1422 | AUBERRY 1101R2845 | AUBERRY 1101 | FRESNO | 17.7605 | 0 | 17.7605
AUBERRY 1101R2578 | 98 | 1685 | AUBERRY 1101R2578 | AUBERRY 1101 | FRESNO | 46.349 | 0 | 46.349
AUBERRY 1101R314 | 98 | 1691 | AUBERRY 1101R314 | AUBERRY 1101 | FRESNO | 42.3727 | 0 | 42.3727
AUBERRY 1101CB | 98 | 1708 | AUBERRY 1101CB | AUBERRY 1101 | FRESNO | 18.1441 | 0 | 18.1441
AUBERRY 110137536 | 98 | 2025 | AUBERRY 110137536 | AUBERRY 1101 | FRESNO | 4.3434 | 1.1385 | 5.4818
AUBERRY 1101R2839 | 98 | 2093 | AUBERRY 1101R2839 | AUBERRY 1101 | FRESNO | 12.6224 | 0 | 12.6224
AUBERRY 1101R322 | 98 | 2114 | AUBERRY 1101R322 | AUBERRY 1101 | FRESNO | 7.483 | 0 | 7.483
AUBERRY 1101R2579 | 98 | 2437 | AUBERRY 1101R2579 | AUBERRY 1101 | FRESNO | 34.5067 | 0 | 34.5067
DIAMOND SPRINGS 11071402 | 99 | 244 | DIAMOND SPRINGS 11071402 | DIAMOND SPRINGS 1107 | SIERRA | 10.2661 | 33.8826 | 44.1487
DIAMOND SPRINGS 110740353 | 99 | 2188 | DIAMOND SPRINGS 110740353 | DIAMOND SPRINGS 1107 | SIERRA | 2.2415 | 0 | 2.2415
DIAMOND SPRINGS 1107CB | 99 | 2402 | DIAMOND SPRINGS 1107CB | DIAMOND SPRINGS 1107 | SIERRA | 7.4112 | 0.031257 | 7.4424
MORGAN HILL 21114461 | 100 | 246 | MORGAN HILL 21114461 | MORGAN HILL 2111 | SAN JOSE | 0 | 2.2769 | 2.2769
MORGAN HILL 2111XR398 | 100 | 995 | MORGAN HILL 2111XR398 | MORGAN HILL 2111 | SAN JOSE | 23.8592 | 13.0327 | 36.8919
MORGAN HILL 2111XR186 | 100 | 1351 | MORGAN HILL 2111XR186 | MORGAN HILL 2111 | SAN JOSE | 0.89677 | 0 | 0.89677
MORGAN HILL 2111CB | 100 | 1371 | MORGAN HILL 2111CB | MORGAN HILL 2111 | SAN JOSE | 0.34374 | 0 | 0.34374
MORGAN HILL 2111XR292 | 100 | 1563 | MORGAN HILL 2111XR292 | MORGAN HILL 2111 | SAN JOSE | 10.8242 | 0 | 10.8242
SHINGLE SPRINGS 210519522 | 101 | 248 | SHINGLE SPRINGS 210519522 | SHINGLE SPRINGS 2105 | SIERRA | 1.8835 | 8.0207 | 9.9042
SHINGLE SPRINGS 210551738 | 101 | 394 | SHINGLE SPRINGS 210551738 | SHINGLE SPRINGS 2105 | SIERRA | 0.012946 | 0.36716 | 0.38011
SHINGLE SPRINGS 2105CB | 101 | 1030 | SHINGLE SPRINGS 2105CB | SHINGLE SPRINGS 2105 | SIERRA | 0.73133 | 18.7448 | 19.4761
SHINGLE SPRINGS 210511172 | 101 | 1705 | SHINGLE SPRINGS 210511172 | SHINGLE SPRINGS 2105 | SIERRA | 2.0141 | 0 | 2.0141
SILVERADO 210258626 | 102 | 250 | SILVERADO 210258626 | SILVERADO 2102 | NORTH BAY | 1.696 | 13.5503 | 15.2462
SILVERADO 2102 | 102 | 365 | SILVERADO 2102 | SILVERADO 2102 | NORTH BAY | 0 | 0.0045192 | 0.0045192
SILVERADO 210234959 | 102 | 1104 | SILVERADO 210234959 | SILVERADO 2102 | NORTH BAY | 7.5496 | 17.1779 | 24.7275
SILVERADO 2102636 | 102 | 1136 | SILVERADO 2102636 | SILVERADO 2102 | NORTH BAY | 0.77521 | 3.193 | 3.9682
SILVERADO 2102CB | 102 | 1627 | SILVERADO 2102CB | SILVERADO 2102 | NORTH BAY | 0 | 0.45935 | 0.45935
SILVERADO 2102808 | 102 | 1803 | SILVERADO 2102808 | SILVERADO 2102 | NORTH BAY | 1.4416 | 0.48742 | 1.929
SILVERADO 2102714 | 102 | 1959 | SILVERADO 2102714 | SILVERADO 2102 | NORTH BAY | 4.0773 | 0.29273 | 4.37
SILVERADO 21023010 | 102 | 2699 | SILVERADO 21023010 | SILVERADO 2102 | NORTH BAY | 3.5284 | 0 | 3.5284
SILVERADO 210298998 | 102 | 2910 | SILVERADO 210298998 | SILVERADO 2102 | NORTH BAY | 4.5559 | 0 | 4.5559
OAKLAND K 110217430 | 103 | 256 | OAKLAND K 110217430 | OAKLAND K 1102 | EAST BAY | 0 | 2.0764 | 2.0764
OAKLAND K 1102CB | 103 | 265 | OAKLAND K 1102CB | OAKLAND K 1102 | EAST BAY | 0 | 3.0081 | 3.0081
OAKLAND K 1102CR014 | 103 | 900 | OAKLAND K 1102CR014 | OAKLAND K 1102 | EAST BAY | 0 | 10.5526 | 10.5526
BEN LOMOND 04015144 | 104 | 257 | BEN LOMOND 04015144 | BEN LOMOND 0401 | CENTRAL COAST | 0 | 3.9861 | 3.9861
BEN LOMOND 04015206 | 104 | 401 | BEN LOMOND 04015206 | BEN LOMOND 0401 | CENTRAL COAST | 0 | 7.179 | 7.179
BEN LOMOND 0401CB | 104 | 808 | BEN LOMOND 0401CB | BEN LOMOND 0401 | CENTRAL COAST | 0 | 7.8222 | 7.8222
BEN LOMOND 040116010 | 104 | 1243 | BEN LOMOND 040116010 | BEN LOMOND 0401 | CENTRAL COAST | 0 | 1.6971 | 1.6971
BEN LOMOND 04015400 | 104 | 1275 | BEN LOMOND 04015400 | BEN LOMOND 0401 | CENTRAL COAST | 0 | 0.44316 | 0.44316
CABRILLO 1103Y12 | 105 | 263 | CABRILLO 1103Y12 | CABRILLO 1103 | LOS PADRES | 26.1562 | 0 | 26.1562
CABRILLO 1103CB | 105 | 916 | CABRILLO 1103CB | CABRILLO 1103 | LOS PADRES | 0.14089 | 0 | 0.14089
CABRILLO 1103Y46 | 105 | 1637 | CABRILLO 1103Y46 | CABRILLO 1103 | LOS PADRES | 20.218 | 0 | 20.218
CABRILLO 1103Y10 | 105 | 2387 | CABRILLO 1103Y10 | CABRILLO 1103 | LOS PADRES | 4.0955 | 0 | 4.0955
CABRILLO 11031437 | 105 | 2671 | CABRILLO 11031437 | CABRILLO 1103 | LOS PADRES | 3.2446 | 0 | 3.2446
ROB ROY 21055166 | 106 | 264 | ROB ROY 21055166 | ROB ROY 2105 | CENTRAL COAST | 0 | 5.4938 | 5.4938
ROB ROY 21055090 | 106 | 844 | ROB ROY 21055090 | ROB ROY 2105 | CENTRAL COAST | 0.59488 | 20.591 | 21.1859
ROB ROY 210571630 | 106 | 1385 | ROB ROY 210571630 | ROB ROY 2105 | CENTRAL COAST | 0.70959 | 1.0974 | 1.807
ROB ROY 210538430 | 106 | 1439 | ROB ROY 210538430 | ROB ROY 2105 | CENTRAL COAST | 1.2809 | 2.7676 | 4.0485
ROB ROY 210512586 | 106 | 2409 | ROB ROY 210512586 | ROB ROY 2105 | CENTRAL COAST | 3.2869 | 0 | 3.2869
ROB ROY 210512474 | 106 | 2523 | ROB ROY 210512474 | ROB ROY 2105 | CENTRAL COAST | 2.374 | 0 | 2.374
ROB ROY 2105CB | 106 | 2564 | ROB ROY 2105CB | ROB ROY 2105 | CENTRAL COAST | 0.78923 | 0 | 0.78923
ROB ROY 210512584 | 106 | 2752 | ROB ROY 210512584 | ROB ROY 2105 | CENTRAL COAST | 3.0913 | 0 | 3.0913
OAKHURST 11015490 | 107 | 266 | OAKHURST 11015490 | OAKHURST 1101 | YOSEMITE | 24.9631 | 0 | 24.9631
OAKHURST 1101CB | 107 | 683 | OAKHURST 1101CB | OAKHURST 1101 | YOSEMITE | 2.8414 | 0.056033 | 2.8974
OAKHURST 110110090 | 107 | 1239 | OAKHURST 110110090 | OAKHURST 1101 | YOSEMITE | 40.8248 | 3.2845 | 44.1093
OAKHURST 11016220 | 107 | 1660 | OAKHURST 11016220 | OAKHURST 1101 | YOSEMITE | 20.9199 | 0 | 20.9199
CLAYTON 22122951 | 108 | 267 | CLAYTON 22122951 | CLAYTON 2212 | DIABLO | 0 | 10.1032 | 10.1032
CLAYTON 22127758 | 108 | 417 | CLAYTON 22127758 | CLAYTON 2212 | DIABLO | 0 | 3.2393 | 3.2393
CLAYTON 221296224 | 108 | 944 | CLAYTON 221296224 | CLAYTON 2212 | DIABLO | 0.11583 | 5.9626 | 6.0784
CLAYTON 2212CB | 108 | 1063 | CLAYTON 2212CB | CLAYTON 2212 | DIABLO | 1.1843 | 0.21156 | 1.3959
CLAYTON 2212Y504R | 108 | 1170 | CLAYTON 2212Y504R | CLAYTON 2212 | DIABLO | 8.2811 | 3.4698 | 11.7508
CLAYTON 22122944 | 108 | 1944 | CLAYTON 22122944 | CLAYTON 2212 | DIABLO | 13.8234 | 1.0102 | 14.8336
GRASS VALLEY 11012766 | 109 | 278 | GRASS VALLEY 11012766 | GRASS VALLEY 1101 | SIERRA | 0.81479 | 2.5453 | 3.3601
GRASS VALLEY 1101CB | 109 | 698 | GRASS VALLEY 1101CB | GRASS VALLEY 1101 | SIERRA | 1.7138 | 0.036552 | 1.7504
GRASS VALLEY 11012208 | 109 | 1557 | GRASS VALLEY 11012208 | GRASS VALLEY 1101 | SIERRA | 12.2835 | 0 | 12.2835
ALTO 11221212 | 110 | 284 | ALTO 11221212 | ALTO 1122 | NORTH BAY | 0.11723 | 1.4746 | 1.5919
ALTO 1122CB | 110 | 1462 | ALTO 1122CB | ALTO 1122 | NORTH BAY | 0 | 2.386 | 2.386
ALTO 112278672 | 110 | 1546 | ALTO 112278672 | ALTO 1122 | NORTH BAY | 0.90998 | 1.8177 | 2.7277
ALTO 112265474 | 110 | 2313 | ALTO 112265474 | ALTO 1122 | NORTH BAY | 2.0162 | 0.13183 | 2.1481
BELLEVUE 2103646 | 111 | 285 | BELLEVUE 2103646 | BELLEVUE 2103 | SONOMA | 0.648 | 8.7711 | 9.4191
BELLEVUE 2103478 | 111 | 550 | BELLEVUE 2103478 | BELLEVUE 2103 | SONOMA | 7.8213 | 0 | 7.8213
BELLEVUE 2103648 | 111 | 696 | BELLEVUE 2103648 | BELLEVUE 2103 | SONOMA | 2.2962 | 0 | 2.2962
BELLEVUE 2103552 | 111 | 711 | BELLEVUE 2103552 | BELLEVUE 2103 | SONOMA | 8.275 | 0.82699 | 9.102
VINEYARD 2108MR172 | 112 | 294 | VINEYARD 2108MR172 | VINEYARD 2108 | MISSION | 0 | 3.1156 | 3.1156
VINEYARD 21086952 | 112 | 750 | VINEYARD 21086952 | VINEYARD 2108 | MISSION | 0 | 0.0028424 | 0.0028424
SARATOGA 1107167792 | 113 | 297 | SARATOGA 1107167792 | SARATOGA 1107 | DE ANZA | 3.8329 | 0.85469 | 4.6876
SARATOGA 1107413816 | 113 | 926 | SARATOGA 1107413816 | SARATOGA 1107 | DE ANZA | 1.1233 | 10.0372 | 11.1604
SARATOGA 1107LC12 | 113 | 1053 | SARATOGA 1107LC12 | SARATOGA 1107 | DE ANZA | 3.0869 | 4.2279 | 7.3147
SARATOGA 1107LC26 | 113 | 1677 | SARATOGA 1107LC26 | SARATOGA 1107 | DE ANZA | 4.834 | 0.81543 | 5.6494
SARATOGA 11075696 | 113 | 1703 | SARATOGA 11075696 | SARATOGA 1107 | DE ANZA | 3.8313 | 0.17943 | 4.0107
SARATOGA 11076867 | 113 | 2222 | SARATOGA 11076867 | SARATOGA 1107 | DE ANZA | 0.24862 | 0 | 0.24862
SARATOGA 1107CB | 113 | 3032 | SARATOGA 1107CB | SARATOGA 1107 | DE ANZA | 0.16938 | 0 | 0.16938
OAKLAND X 1104CR214 | 114 | 307 | OAKLAND X 1104CR214 | OAKLAND X 1104 | EAST BAY | 0 | 2.8836 | 2.8836
OAKLAND X 1104CR022 | 114 | 435 | OAKLAND X 1104CR022 | OAKLAND X 1104 | EAST BAY | 0 | 5.946 | 5.946
OAKLAND X 1104CR288 | 114 | 950 | OAKLAND X 1104CR288 | OAKLAND X 1104 | EAST BAY | 0 | 2.7135 | 2.7135
OAKLAND X 1104 | 114 | 1054 | OAKLAND X 1104 | OAKLAND X 1104 | EAST BAY | 0 | 0.11526 | 0.11526
OAKLAND X 1104CR101 | 114 | 1276 | OAKLAND X 1104CR101 | OAKLAND X 1104 | EAST BAY | 0 | 0.017651 | 0.017651
OAKLAND X 1104CB | 114 | 2103 | OAKLAND X 1104CB | OAKLAND X 1104 | EAST BAY | 0.9921 | 0.31506 | 1.3072
DUNBAR 11021249 | 115 | 309 | DUNBAR 11021249 | DUNBAR 1102 | SONOMA | 8.6729 | 4.9016 | 13.5745
DUNBAR 11021285 | 115 | 449 | DUNBAR 11021285 | DUNBAR 1102 | SONOMA | 2.9546 | 1.1064 | 4.061
DUNBAR 11022359 | 115 | 539 | DUNBAR 11022359 | DUNBAR 1102 | SONOMA | 4.5098 | 0 | 4.5098
DUNBAR 1102246 | 115 | 548 | DUNBAR 1102246 | DUNBAR 1102 | SONOMA | 14.4811 | 0.22915 | 14.7102
DUNBAR 110297160 | 115 | 1624 | DUNBAR 110297160 | DUNBAR 1102 | SONOMA | 0.058569 | 0 | 0.058569
DUNBAR 1102CB | 115 | 1950 | DUNBAR 1102CB | DUNBAR 1102 | SONOMA | 8.263 | 0 | 8.263
DUNBAR 1102528 | 115 | 1955 | DUNBAR 1102528 | DUNBAR 1102 | SONOMA | 3.4638 | 0 | 3.4638
SHINGLE SPRINGS 110419502 | 116 | 311 | SHINGLE SPRINGS 110419502 | SHINGLE SPRINGS 1104 | SIERRA | 5.4191 | 36.7929 | 42.2119
SHINGLE SPRINGS 1104CB | 116 | 2460 | SHINGLE SPRINGS 1104CB | SHINGLE SPRINGS 1104 | SIERRA | 0.33353 | 0.099676 | 0.43321
BEN LOMOND 1101BL 1101 | 117 | 314 | BEN LOMOND 1101BL 1101 | BEN LOMOND 1101 | CENTRAL COAST | 0 | 8.6011 | 8.6011
BEN LOMOND 110196738 | 117 | 348 | BEN LOMOND 110196738 | BEN LOMOND 1101 | CENTRAL COAST | 0 | 6.8007 | 6.8007
CASTRO VALLEY 1108MR748 | 118 | 315 | CASTRO VALLEY 1108MR748 | CASTRO VALLEY 1108 | MISSION | 0.24993 | 5.9774 | 6.2273
CASTRO VALLEY 110810315 | 118 | 329 | CASTRO VALLEY 110810315 | CASTRO VALLEY 1108 | MISSION | 0 | 5.494 | 5.494
CASTRO VALLEY 1108MR273 | 118 | 985 | CASTRO VALLEY 1108MR273 | CASTRO VALLEY 1108 | MISSION | 0.47624 | 0 | 0.47624
CASTRO VALLEY 1108 | 118 | 1360 | CASTRO VALLEY 1108 | CASTRO VALLEY 1108 | MISSION | 0 | 0.019583 | 0.019583
CASTRO VALLEY 1108MR243 | 118 | 1426 | CASTRO VALLEY 1108MR243 | CASTRO VALLEY 1108 | MISSION | 2.0471 | 3.4837 | 5.5308
CASTRO VALLEY 1108MR379 | 118 | 1784 | CASTRO VALLEY 1108MR379 | CASTRO VALLEY 1108 | MISSION | 1.1197 | 0.11483 | 1.2345
CASTRO VALLEY 1108CB | 118 | 1890 | CASTRO VALLEY 1108CB | CASTRO VALLEY 1108 | MISSION | 0.71688 | 0.77772 | 1.4946
CASTRO VALLEY 1108MR525 | 118 | 2149 | CASTRO VALLEY 1108MR525 | CASTRO VALLEY 1108 | MISSION | 0.061081 | 0 | 0.061081
CASTRO VALLEY 1108MR341 | 118 | 2486 | CASTRO VALLEY 1108MR341 | CASTRO VALLEY 1108 | MISSION | 2.4036 | 0.04984 | 2.4534
MORAGA 1101108540 | 119 | 319 | MORAGA 1101108540 | MORAGA 1101 | DIABLO | 0.30338 | 4.4791 | 4.7825
MORAGA 110118216 | 119 | 409 | MORAGA 110118216 | MORAGA 1101 | DIABLO | 0 | 5.0361 | 5.0361
MORAGA 110183424 | 119 | 496 | MORAGA 110183424 | MORAGA 1101 | DIABLO | 0.60932 | 1.0071 | 1.6164
MORAGA 1101CB | 119 | 1125 | MORAGA 1101CB | MORAGA 1101 | DIABLO | 0.73459 | 5.4104 | 6.145
MORAGA 11017616 | 119 | 2201 | MORAGA 11017616 | MORAGA 1101 | DIABLO | 1.1725 | 0 | 1.1725
BEAR VALLEY 210513430 | 120 | 331 | BEAR VALLEY 210513430 | BEAR VALLEY 2105 | YOSEMITE | 6.8297 | 6.4894 | 13.3191
BEAR VALLEY 21059560 | 120 | 1225 | BEAR VALLEY 21059560 | BEAR VALLEY 2105 | YOSEMITE | 31.4489 | 4.8384 | 36.2873
BEAR VALLEY 210521160 | 120 | 2068 | BEAR VALLEY 210521160 | BEAR VALLEY 2105 | YOSEMITE | 22.9771 | 0.75797 | 23.7351
BEAR VALLEY 210576694 | 120 | 2100 | BEAR VALLEY 210576694 | BEAR VALLEY 2105 | YOSEMITE | 4.546 | 0 | 4.546
BEAR VALLEY 21054609 | 120 | 2206 | BEAR VALLEY 21054609 | BEAR VALLEY 2105 | YOSEMITE | 4.5488 | 0 | 4.5488
BEAR VALLEY 21059480 | 120 | 2265 | BEAR VALLEY 21059480 | BEAR VALLEY 2105 | YOSEMITE | 12.4081 | 0 | 12.4081
BEAR VALLEY 21059570 | 120 | 2755 | BEAR VALLEY 21059570 | BEAR VALLEY 2105 | YOSEMITE | 8.0469 | 0 | 8.0469
BEAR VALLEY 21054170 | 120 | 2847 | BEAR VALLEY 21054170 | BEAR VALLEY 2105 | YOSEMITE | 9.5178 | 0 | 9.5178
BEAR VALLEY 210511210 | 120 | 2965 | BEAR VALLEY 210511210 | BEAR VALLEY 2105 | YOSEMITE | 17.0195 | 0 | 17.0195
BEAR VALLEY 2105CB | 120 | 3153 | BEAR VALLEY 2105CB | BEAR VALLEY 2105 | YOSEMITE | 3.852 | 0 | 3.852
BUCKS CREEK 11032414 | 121 | 332 | BUCKS CREEK 11032414 | BUCKS CREEK 1103 | NORTH VALLEY | 1.2005 | 4.9357 | 6.1362
BUCKS CREEK 11031131 | 121 | 632 | BUCKS CREEK 11031131 | BUCKS CREEK 1103 | NORTH VALLEY | 1.1844 | 1.5649 | 2.7493
BUCKS CREEK 1103CB | 121 | 1737 | BUCKS CREEK 1103CB | BUCKS CREEK 1103 | NORTH VALLEY | 0 | 2.2994 | 2.2994
ATASCADERO 1103A06 | 122 | 334 | ATASCADERO 1103A06 | ATASCADERO 1103 | LOS PADRES | 12.1015 | 21.9492 | 34.0507
ATASCADERO 1103A18 | 122 | 806 | ATASCADERO 1103A18 | ATASCADERO 1103 | LOS PADRES | 8.0258 | 0 | 8.0258
ATASCADERO 1103CB | 122 | 842 | ATASCADERO 1103CB | ATASCADERO 1103 | LOS PADRES | 6.2902 | 0.95968 | 7.2499
ATASCADERO 1103A88 | 122 | 1083 | ATASCADERO 1103A88 | ATASCADERO 1103 | LOS PADRES | 0.25306 | 0 | 0.25306
ATASCADERO 1103A14 | 122 | 2053 | ATASCADERO 1103A14 | ATASCADERO 1103 | LOS PADRES | 16.0491 | 9.0675 | 25.1166
ATASCADERO 1103A16 | 122 | 2057 | ATASCADERO 1103A16 | ATASCADERO 1103 | LOS PADRES | 11.4713 | 7.0449 | 18.5162
ATASCADERO 1103A46 | 122 | 2970 | ATASCADERO 1103A46 | ATASCADERO 1103 | LOS PADRES | 0.63104 | 0 | 0.63104
REDBUD 1101323962 | 123 | 343 | REDBUD 1101323962 | REDBUD 1101 | HUMBOLDT | 5.3139 | 13.6589 | 18.9728
REDBUD 1101708166 | 123 | 480 | REDBUD 1101708166 | REDBUD 1101 | HUMBOLDT | 4.7305 | 5.4504 | 10.1809
REDBUD 1101454 | 123 | 1162 | REDBUD 1101454 | REDBUD 1101 | HUMBOLDT | 0 | 5.6455 | 5.6455
REDBUD 1101CB | 123 | 1846 | REDBUD 1101CB | REDBUD 1101 | HUMBOLDT | 4.9191 | 0 | 4.9191
REDBUD 110191960 | 123 | 2134 | REDBUD 110191960 | REDBUD 1101 | HUMBOLDT | 7.0156 | 0 | 7.0156
REDBUD 1101400 | 123 | 2284 | REDBUD 1101400 | REDBUD 1101 | HUMBOLDT | 1.0177 | 0 | 1.0177
WHITMORE 11011598 | 124 | 344 | WHITMORE 11011598 | WHITMORE 1101 | NORTH VALLEY | 8.246 | 25.405 | 33.6511
WHITMORE 11011594 | 124 | 1647 | WHITMORE 11011594 | WHITMORE 1101 | NORTH VALLEY | 17.1298 | 7.1284 | 24.2582
WHITMORE 110145262 | 124 | 2153 | WHITMORE 110145262 | WHITMORE 1101 | NORTH VALLEY | 28.7585 | 0 | 28.7585
WHITMORE 1101002 | 124 | 2450 | WHITMORE 1101002 | WHITMORE 1101 | NORTH VALLEY | 0.0042201 | 0 | 0.0042201
WHITMORE 1101CB | 124 | 2483 | WHITMORE 1101CB | WHITMORE 1101 | NORTH VALLEY | 5.8976 | 0 | 5.8976
TIGER CREEK 0201CB | 125 | 345 | TIGER CREEK 0201CB | TIGER CREEK 0201 | STOCKTON | 1.3005 | 2.5992 | 3.8998
SHADY GLEN 1102CB | 126 | 349 | SHADY GLEN 1102CB | SHADY GLEN 1102 | SIERRA | 14.7684 | 5.6455 | 20.4139
SHADY GLEN 11022232 | 126 | 398 | SHADY GLEN 11022232 | SHADY GLEN 1102 | SIERRA | 4.1884 | 6.3816 | 10.57
SHADY GLEN 110248894 | 126 | 611 | SHADY GLEN 110248894 | SHADY GLEN 1102 | SIERRA | 6.7783 | 1.2977 | 8.076
DRUM 1101CB | 127 | 353 | DRUM 1101CB | DRUM 1101 | SIERRA | 0 | 2.1059 | 2.1059
DRUM 11011602 | 127 | 1273 | DRUM 11011602 | DRUM 1101 | SIERRA | 0 | 16.7313 | 16.7313
OLEMA 110150396 | 128 | 357 | OLEMA 110150396 | OLEMA 1101 | NORTH BAY | 12.5505 | 0 | 12.5505
OLEMA 11011252 | 128 | 462 | OLEMA 11011252 | OLEMA 1101 | NORTH BAY | 4.0529 | 0 | 4.0529
OLEMA 11011318 | 128 | 476 | OLEMA 11011318 | OLEMA 1101 | NORTH BAY | 6.3563 | 0 | 6.3563
OLEMA 11011200 | 128 | 612 | OLEMA 11011200 | OLEMA 1101 | NORTH BAY | 2.8963 | 0 | 2.8963
OLEMA 11011686 | 128 | 821 | OLEMA 11011686 | OLEMA 1101 | NORTH BAY | 0.41347 | 0 | 0.41347
OLEMA 1101416 | 128 | 1180 | OLEMA 1101416 | OLEMA 1101 | NORTH BAY | 4.3956 | 11.4464 | 15.842
OLEMA 1101602 | 128 | 1948 | OLEMA 1101602 | OLEMA 1101 | NORTH BAY | 15.0972 | 0 | 15.0972
OLEMA 110175686 | 128 | 2511 | OLEMA 110175686 | OLEMA 1101 | NORTH BAY | 3.5949 | 0 | 3.5949
OLEMA 110137074 | 128 | 2744 | OLEMA 110137074 | OLEMA 1101 | NORTH BAY | 0.013643 | 0 | 0.013643
OLEMA 1101320 | 128 | 2884 | OLEMA 1101320 | OLEMA 1101 | NORTH BAY | 0.033859 | 0 | 0.033859
OLEMA 110149756 | 128 | 3141 | OLEMA 110149756 | OLEMA 1101 | NORTH BAY | 0.14983 | 0 | 0.14983
CALISTOGA 1102706 | 129 | 359 | CALISTOGA 1102706 | CALISTOGA 1102 | NORTH BAY | 0 | 0.14479 | 0.14479
CALISTOGA 1102634 | 129 | 982 | CALISTOGA 1102634 | CALISTOGA 1102 | NORTH BAY | 0.79846 | 10.9814 | 11.7799
CALISTOGA 110266730 | 129 | 1089 | CALISTOGA 110266730 | CALISTOGA 1102 | NORTH BAY | 0 | 1.1709 | 1.1709
CALISTOGA 1102769230 | 129 | 1270 | CALISTOGA 1102769230 | CALISTOGA 1102 | NORTH BAY | 0.3486 | 8.9666 | 9.3152
CALISTOGA 1102CB | 129 | 1768 | CALISTOGA 1102CB | CALISTOGA 1102 | NORTH BAY | 0.6815 | 0.78336 | 1.4649
LOS GATOS 1106LA46 | 130 | 363 | LOS GATOS 1106LA46 | LOS GATOS 1106 | DE ANZA | 0 | 1.5345 | 1.5345
LOS GATOS 1106LB44 | 130 | 841 | LOS GATOS 1106LB44 | LOS GATOS 1106 | DE ANZA | 0 | 19.5005 | 19.5005
LOS GATOS 1106LA64 | 130 | 908 | LOS GATOS 1106LA64 | LOS GATOS 1106 | DE ANZA | 0 | 12.775 | 12.775
LOS GATOS 110660116 | 130 | 917 | LOS GATOS 110660116 | LOS GATOS 1106 | DE ANZA | 0 | 12.3794 | 12.3794
LOS GATOS 1106LB48 | 130 | 945 | LOS GATOS 1106LB48 | LOS GATOS 1106 | DE ANZA | 0 | 14.9866 | 14.9866
LOS GATOS 1106LA42 | 130 | 1099 | LOS GATOS 1106LA42 | LOS GATOS 1106 | DE ANZA | 0 | 2.7943 | 2.7943
LOS GATOS 1106CB | 130 | 1278 | LOS GATOS 1106CB | LOS GATOS 1106 | DE ANZA | 0.56219 | 6.1473 | 6.7095
COARSEGOLD 21045310 | 131 | 364 | COARSEGOLD 21045310 | COARSEGOLD 2104 | YOSEMITE | 17.6177 | 0 | 17.6177
COARSEGOLD 2104570682 | 131 | 566 | COARSEGOLD 2104570682 | COARSEGOLD 2104 | YOSEMITE | 2.0271 | 0 | 2.0271
COARSEGOLD 2104369777 | 131 | 599 | COARSEGOLD 2104369777 | COARSEGOLD 2104 | YOSEMITE | 18.4298 | 0 | 18.4298
COARSEGOLD 21046288 | 131 | 675 | COARSEGOLD 21046288 | COARSEGOLD 2104 | YOSEMITE | 10.4247 | 0 | 10.4247
COARSEGOLD 2104CB | 131 | 721 | COARSEGOLD 2104CB | COARSEGOLD 2104 | YOSEMITE | 2.4475 | 0 | 2.4475
COARSEGOLD 210410335 | 131 | 810 | COARSEGOLD 210410335 | COARSEGOLD 2104 | YOSEMITE | 5.8238 | 0 | 5.8238
COARSEGOLD 210410110 | 131 | 933 | COARSEGOLD 210410110 | COARSEGOLD 2104 | YOSEMITE | 46.5601 | 3.0259 | 49.586
COARSEGOLD 210410400 | 131 | 993 | COARSEGOLD 210410400 | COARSEGOLD 2104 | YOSEMITE | 42.0443 | 0 | 42.0443
COARSEGOLD 21045300 | 131 | 1417 | COARSEGOLD 21045300 | COARSEGOLD 2104 | YOSEMITE | 37.3624 | 0 | 37.3624
COARSEGOLD 21045525 | 131 | 1485 | COARSEGOLD 21045525 | COARSEGOLD 2104 | YOSEMITE | 13.0444 | 0 | 13.0444
COARSEGOLD 21045516 | 131 | 2033 | COARSEGOLD 21045516 | COARSEGOLD 2104 | YOSEMITE | 18.4464 | 0 | 18.4464
COARSEGOLD 21046210 | 131 | 2102 | COARSEGOLD 21046210 | COARSEGOLD 2104 | YOSEMITE | 10.6712 | 0 | 10.6712
COARSEGOLD 210410030 | 131 | 2618 | COARSEGOLD 210410030 | COARSEGOLD 2104 | YOSEMITE | 15.7445 | 0 | 15.7445
COARSEGOLD 210490356 | 131 | 2955 | COARSEGOLD 210490356 | COARSEGOLD 2104 | YOSEMITE | 4.6415 | 0 | 4.6415
MENDOCINO 110148750 | 132 | 369 | MENDOCINO 110148750 | MENDOCINO 1101 | HUMBOLDT | 5.1505 | 12.1515 | 17.302
MENDOCINO 1101CB | 132 | 1719 | MENDOCINO 1101CB | MENDOCINO 1101 | HUMBOLDT | 11.0353 | 0 | 11.0353
MENDOCINO 110131322 | 132 | 2323 | MENDOCINO 110131322 | MENDOCINO 1101 | HUMBOLDT | 4.4175 | 0 | 4.4175
MENDOCINO 1101450 | 132 | 2553 | MENDOCINO 1101450 | MENDOCINO 1101 | HUMBOLDT | 5.5076 | 0.17389 | 5.6815
MENDOCINO 110137462 | 132 | 2634 | MENDOCINO 110137462 | MENDOCINO 1101 | HUMBOLDT | 2.449 | 0 | 2.449
SAN RAMON 2108CB | 133 | 372 | SAN RAMON 2108CB | SAN RAMON 2108 | MISSION | 0 | 8.6488 | 8.6488
SAN RAMON 210853732 | 133 | 391 | SAN RAMON 210853732 | SAN RAMON 2108 | MISSION | 0 | 7.923 | 7.923
CASTRO VALLEY 11068971 | 134 | 374 | CASTRO VALLEY 11068971 | CASTRO VALLEY 1106 | MISSION | 0 | 7.918 | 7.918
CASTRO VALLEY 1106MR337 | 134 | 1447 | CASTRO VALLEY 1106MR337 | CASTRO VALLEY 1106 | MISSION | 3.8503 | 6.6206 | 10.471
CASTRO VALLEY 1106MR205 | 134 | 2432 | CASTRO VALLEY 1106MR205 | CASTRO VALLEY 1106 | MISSION | 0.59429 | 0.076108 | 0.6704
CASTRO VALLEY 1106MR233 | 134 | 2864 | CASTRO VALLEY 1106MR233 | CASTRO VALLEY 1106 | MISSION | 0.14387 | 0 | 0.14387
BERKELEY F 1103BR110 | 135 | 376 | BERKELEY F 1103BR110 | BERKELEY F 1103 | EAST BAY | 0 | 1.8512 | 1.8512
OAKLAND K 110491060 | 136 | 377 | OAKLAND K 110491060 | OAKLAND K 1104 | EAST BAY | 0 | 0.36025 | 0.36025
OAKLAND K 1104CR326 | 136 | 396 | OAKLAND K 1104CR326 | OAKLAND K 1104 | EAST BAY | 0 | 1.3049 | 1.3049
OAKLAND K 1104CR204 | 136 | 1093 | OAKLAND K 1104CR204 | OAKLAND K 1104 | EAST BAY | 0 | 3.7332 | 3.7332
OAKLAND K 1104CR206 | 136 | 1257 | OAKLAND K 1104CR206 | OAKLAND K 1104 | EAST BAY | 0 | 1.7925 | 1.7925
OAKLAND K 1104CR208 | 136 | 1437 | OAKLAND K 1104CR208 | OAKLAND K 1104 | EAST BAY | 1.4502 | 0.95489 | 2.4051
OAKLAND K 1104CR210 | 136 | 1583 | OAKLAND K 1104CR210 | OAKLAND K 1104 | EAST BAY | 1.6109 | 1.2107 | 2.8215
OAKLAND K 1104CB | 136 | 1598 | OAKLAND K 1104CB | OAKLAND K 1104 | EAST BAY | 1.7708 | 0.93678 | 2.7076
OAKLAND K 1104468 | 136 | 2241 | OAKLAND K 1104468 | OAKLAND K 1104 | EAST BAY | 0.0028424 | 0 | 0.0028424
WASHINGTON CITY GEN. 1101CB | 137 | 378 | WASHINGTON CITY GEN. 1101CB | WASHINGTON CITY GEN. 1101 | SIERRA | 0 | 0.012645 | 0.012645
WASHINGTON CITY GEN. 11011101/2 | 137 | 379 | WASHINGTON CITY GEN. 11011101/2 | WASHINGTON CITY GEN. 1101 | SIERRA | 0 | 0.0035486 | 0.0035486
WILLOW CREEK 11015002 | 138 | 381 | WILLOW CREEK 11015002 | WILLOW CREEK 1101 | HUMBOLDT | 12.4958 | 0.31125 | 12.8071
WILLOW CREEK 11013050 | 138 | 460 | WILLOW CREEK 11013050 | WILLOW CREEK 1101 | HUMBOLDT | 0 | 2.7741 | 2.7741
WILLOW CREEK 1101CB | 138 | 529 | WILLOW CREEK 1101CB | WILLOW CREEK 1101 | HUMBOLDT | 0 | 0.28035 | 0.28035
WILLOW CREEK 11014904 | 138 | 1122 | WILLOW CREEK 11014904 | WILLOW CREEK 1101 | HUMBOLDT | 0.063775 | 18.6665 | 18.7302
WILLOW CREEK 110129362 | 138 | 1572 | WILLOW CREEK 110129362 | WILLOW CREEK 1101 | HUMBOLDT | 0 | 6.8106 | 6.8106
WILLOW CREEK 110191926 | 138 | 2578 | WILLOW CREEK 110191926 | WILLOW CREEK 1101 | HUMBOLDT | 5.6211 | 0 | 5.6211
BRUNSWICK 110750010 | 139 | 382 | BRUNSWICK 110750010 | BRUNSWICK 1107 | SIERRA | 2.14 | 1.9445 | 4.0845
BRUNSWICK 110750008 | 139 | 984 | BRUNSWICK 110750008 | BRUNSWICK 1107 | SIERRA | 3.5553 | 0 | 3.5553
BRUNSWICK 110765574 | 139 | 3113 | BRUNSWICK 110765574 | BRUNSWICK 1107 | SIERRA | 0.053599 | 0 | 0.053599
CALPINE 1146200-G | 140 | 383 | CALPINE 1146200-G | CALPINE 1146 | SONOMA | 0 | 0.0085256 | 0.0085256
CALPINE 1146394G | 140 | 384 | CALPINE 1146394G | CALPINE 1146 | SONOMA | 0 | 0.011293 | 0.011293
CALPINE 1146CB | 140 | 1204 | CALPINE 1146CB | CALPINE 1146 | SONOMA | 0 | 3.8475 | 3.8475
CALPINE 1146400 | 140 | 1228 | CALPINE 1146400 | CALPINE 1146 | SONOMA | 0 | 3.1435 | 3.1435
CORRAL 1101CB | 141 | 385 | CORRAL 1101CB | CORRAL 1101 | STOCKTON | 26.1508 | 0 | 26.1508
CORRAL 110112608 | 141 | 447 | CORRAL 110112608 | CORRAL 1101 | STOCKTON | 35.0176 | 0 | 35.0176
CORRAL 110112612 | 141 | 652 | CORRAL 110112612 | CORRAL 1101 | STOCKTON | 18.7862 | 0 | 18.7862
CORRAL 110112606 | 141 | 665 | CORRAL 110112606 | CORRAL 1101 | STOCKTON | 22.4607 | 0 | 22.4607
CORRAL 1101 | 141 | 677 | CORRAL 1101 | CORRAL 1101 | STOCKTON | 0.001152 | 0 | 0.001152
CORRAL 110136652 | 141 | 703 | CORRAL 110136652 | CORRAL 1101 | STOCKTON | 18.0317 | 0 | 18.0317
CORRAL 11012128 | 141 | 1285 | CORRAL 11012128 | CORRAL 1101 | STOCKTON | 0.10849 | 0 | 0.10849
CORRAL 110175204 | 141 | 3105 | CORRAL 110175204 | CORRAL 1101 | STOCKTON | 1.1128 | 0 | 1.1128
TASSAJARA 21126392 | 142 | 395 | TASSAJARA 21126392 | TASSAJARA 2112 | DIABLO | 0 | 5.4625 | 5.4625
TASSAJARA 21123202 | 142 | 479 | TASSAJARA 21123202 | TASSAJARA 2112 | DIABLO | 0 | 0.99352 | 0.99352
TASSAJARA 2112CB | 142 | 1118 | TASSAJARA 2112CB | TASSAJARA 2112 | DIABLO | 0.3541 | 0 | 0.3541
TASSAJARA 2112D514R | 142 | 1556 | TASSAJARA 2112D514R | TASSAJARA 2112 | DIABLO | 2.2521 | 1.206 | 3.458
TASSAJARA 211238868 | 142 | 2954 | TASSAJARA 211238868 | TASSAJARA 2112 | DIABLO | 0.17353 | 0 | 0.17353
OTTER 11012052 | 143 | 399 | OTTER 11012052 | OTTER 1101 | CENTRAL COAST | 0 | 4.8416 | 4.8416
OTTER 11017611 | 143 | 1092 | OTTER 11017611 | OTTER 1101 | CENTRAL COAST | 0 | 4.3976 | 4.3976
OTTER 1101CB | 143 | 1106 | OTTER 1101CB | OTTER 1101 | CENTRAL COAST | 0.83915 | 5.6747 | 6.5139
OTTER 1101440 | 143 | 2276 | OTTER 1101440 | OTTER 1101 | CENTRAL COAST | 8.556 | 0 | 8.556
SANTA ROSA A 1104642 | 144 | 400 | SANTA ROSA A 1104642 | SANTA ROSA A 1104 | SONOMA | 2.0362 | 11.3024 | 13.3386
SANTA ROSA A 1104716 | 144 | 420 | SANTA ROSA A 1104716 | SANTA ROSA A 1104 | SONOMA | 0 | 8.9162 | 8.9162
SANTA ROSA A 1104220 | 144 | 483 | SANTA ROSA A 1104220 | SANTA ROSA A 1104 | SONOMA | 3.4014 | 6.1283 | 9.5297
SANTA ROSA A 1104210 | 144 | 1029 | SANTA ROSA A 1104210 | SANTA ROSA A 1104 | SONOMA | 0 | 6.8749 | 6.8749
SANTA ROSA A 110464565 | 144 | 1231 | SANTA ROSA A 110464565 | SANTA ROSA A 1104 | SONOMA | 0 | 0.80928 | 0.80928
SANTA ROSA A 110432180 | 144 | 1322 | SANTA ROSA A 110432180 | SANTA ROSA A 1104 | SONOMA | 0.81388 | 1.705 | 2.5189
SANTA ROSA A 110439786 | 144 | 1381 | SANTA ROSA A 110439786 | SANTA ROSA A 1104 | SONOMA | 0 | 1.14 | 1.14
SANTA ROSA A 1104CB | 144 | 1525 | SANTA ROSA A 1104CB | SANTA ROSA A 1104 | SONOMA | 0 | 1.1731 | 1.1731
SCE REFUGIO 1101CB | 145 | 408 | SCE REFUGIO 1101CB | SCE REFUGIO 1101 | LOS PADRES | 0 | 0.29161 | 0.29161
PIKE CITY 1102CB | 146 | 410 | PIKE CITY 1102CB | PIKE CITY 1102 | SIERRA | 0 | 9.4149 | 9.4149
PARADISE 1103CB | 147 | 411 | PARADISE 1103CB | PARADISE 1103 | NORTH VALLEY | 0 | 2.4339 | 2.4339
PARADISE 11032534 | 147 | 1090 | PARADISE 11032534 | PARADISE 1103 | NORTH VALLEY | 0 | 4.7177 | 4.7177
PARADISE 11032488 | 147 | 1123 | PARADISE 11032488 | PARADISE 1103 | NORTH VALLEY | 0.15016 | 3.0713 | 3.2215
PARADISE 11032486 | 147 | 1173 | PARADISE 11032486 | PARADISE 1103 | NORTH VALLEY | 0 | 6.2013 | 6.2013
PARADISE 110317711 | 147 | 1212 | PARADISE 110317711 | PARADISE 1103 | NORTH VALLEY | 3.2192 | 3.3616 | 6.5808
PARADISE 11032558 | 147 | 1229 | PARADISE 11032558 | PARADISE 1103 | NORTH VALLEY | 0 | 2.3505 | 2.3505
PARADISE 11031231 | 147 | 1324 | PARADISE 11031231 | PARADISE 1103 | NORTH VALLEY | 0.076681 | 2.4643 | 2.541
PARADISE 110343008 | 147 | 1606 | PARADISE 110343008 | PARADISE 1103 | NORTH VALLEY | 10.7322 | 2.2374 | 12.9696
TASSAJARA 210865438 | 148 | 412 | TASSAJARA 210865438 | TASSAJARA 2108 | DIABLO | 0 | 0.52908 | 0.52908
TASSAJARA 210812712 | 148 | 468 | TASSAJARA 210812712 | TASSAJARA 2108 | DIABLO | 0 | 0.60405 | 0.60405
TASSAJARA 210883368 | 148 | 1930 | TASSAJARA 210883368 | TASSAJARA 2108 | DIABLO | 0 | 0.069317 | 0.069317
SHINGLE SPRINGS 210851476 | 149 | 418 | SHINGLE SPRINGS 210851476 | SHINGLE SPRINGS 2108 | SIERRA | 0.43709 | 2.5407 | 2.9778
SHINGLE SPRINGS 210819762 | 149 | 1317 | SHINGLE SPRINGS 210819762 | SHINGLE SPRINGS 2108 | SIERRA | 2.5672 | 1.6549 | 4.2221
SHINGLE SPRINGS 2108CB | 149 | 1328 | SHINGLE SPRINGS 2108CB | SHINGLE SPRINGS 2108 | SIERRA | 0 | 1.2634 | 1.2634
SHINGLE SPRINGS 210819622 | 149 | 2296 | SHINGLE SPRINGS 210819622 | SHINGLE SPRINGS 2108 | SIERRA | 4.5627 | 0 | 4.5627
SHINGLE SPRINGS 210851474 | 149 | 3076 | SHINGLE SPRINGS 210851474 | SHINGLE SPRINGS 2108 | SIERRA | 0.24496 | 0 | 0.24496
BIG BASIN 11029741 | 150 | 419 | BIG BASIN 11029741 | BIG BASIN 1102 | CENTRAL COAST | 0 | 0.65144 | 0.65144
BIG BASIN 11026219 | 150 | 536 | BIG BASIN 11026219 | BIG BASIN 1102 | CENTRAL COAST | 0 | 0.89903 | 0.89903
BIG BASIN 110212758 | 150 | 537 | BIG BASIN 110212758 | BIG BASIN 1102 | CENTRAL COAST | 0 | 6.1262 | 6.1262
BIG BASIN 1102 | 150 | 645 | BIG BASIN 1102 | BIG BASIN 1102 | CENTRAL COAST | 0 | 0.014511 | 0.014511
BIG BASIN 110212992 | 150 | 870 | BIG BASIN 110212992 | BIG BASIN 1102 | CENTRAL COAST | 0 | 14.2865 | 14.2865
BIG BASIN 1102CB | 150 | 1088 | BIG BASIN 1102CB | BIG BASIN 1102 | CENTRAL COAST | 0 | 6.2676 | 6.2676
BIG BASIN 11025066 | 150 | 1095 | BIG BASIN 11025066 | BIG BASIN 1102 | CENTRAL COAST | 1.0774 | 13.4606 | 14.538
BIG BASIN 110276752 | 150 | 1121 | BIG BASIN 110276752 | BIG BASIN 1102 | CENTRAL COAST | 0 | 2.6798 | 2.6798
BIG BASIN 110296986 | 150 | 1137 | BIG BASIN 110296986 | BIG BASIN 1102 | CENTRAL COAST | 0 | 5.8731 | 5.8731
BIG BASIN 11028403 | 150 | 1140 | BIG BASIN 11028403 | BIG BASIN 1102 | CENTRAL COAST | 0 | 4.9235 | 4.9235
BIG BASIN 110210254 | 150 | 1252 | BIG BASIN 110210254 | BIG BASIN 1102 | CENTRAL COAST | 0 | 2.1303 | 2.1303
BIG BASIN 110212124 | 150 | 1262 | BIG BASIN 110212124 | BIG BASIN 1102 | CENTRAL COAST | 0 | 4.2617 | 4.2617
BIG BASIN 110211062 | 150 | 1310 | BIG BASIN 110211062 | BIG BASIN 1102 | CENTRAL COAST | 2.76 | 6.3242 | 9.0842
BIG BASIN 110212779 | 150 | 1413 | BIG BASIN 110212779 | BIG BASIN 1102 | CENTRAL COAST | 0 | 0.25335 | 0.25335
BIG BASIN 11022253 | 150 | 1502 | BIG BASIN 11022253 | BIG BASIN 1102 | CENTRAL COAST | 0 | 1.463 | 1.463
WILLOW CREEK 1102CB | 151 | 423 | WILLOW CREEK 1102CB | WILLOW CREEK 1102 | HUMBOLDT | 3.8616 | 3.4692 | 7.3308
WILLOW CREEK 110237374 | 151 | 463 | WILLOW CREEK 110237374 | WILLOW CREEK 1102 | HUMBOLDT | 0.72953 | 1.5671 | 2.2967
EAST QUINCY 11012452 | 152 | 426 | EAST QUINCY 11012452 | EAST QUINCY 1101 | NORTH VALLEY | 0.52647 | 0.57557 | 1.102
EAST QUINCY 1101CB | 152 | 664 | EAST QUINCY 1101CB | EAST QUINCY 1101 | NORTH VALLEY | 2.2646 | 0 | 2.2646
ELECTRA 11017104 | 153 | 428 | ELECTRA 11017104 | ELECTRA 1101 | STOCKTON | 12.3464 | 0 | 12.3464
ELECTRA 1101L1697 | 153 | 704 | ELECTRA 1101L1697 | ELECTRA 1101 | STOCKTON | 5.4545 | 0 | 5.4545
ELECTRA 11011238 | 153 | 843 | ELECTRA 11011238 | ELECTRA 1101 | STOCKTON | 4.7136 | 0 | 4.7136
ELECTRA 1101 | 153 | 942 | ELECTRA 1101 | ELECTRA 1101 | STOCKTON | 0.02594 | 0 | 0.02594
ELECTRA 1101CB | 153 | 1740 | ELECTRA 1101CB | ELECTRA 1101 | STOCKTON | 26.464 | 0 | 26.464
ELECTRA 110161816 | 153 | 1758 | ELECTRA 110161816 | ELECTRA 1101 | STOCKTON | 12.191 | 0 | 12.191
ELECTRA 110136816 | 153 | 1813 | ELECTRA 110136816 | ELECTRA 1101 | STOCKTON | 16.3224 | 0 | 16.3224
ELECTRA 1101L3849 | 153 | 2081 | ELECTRA 1101L3849 | ELECTRA 1101 | STOCKTON | 5.7652 | 0 | 5.7652
ANNAPOLIS 1101554 | 154 | 431 | ANNAPOLIS 1101554 | ANNAPOLIS 1101 | HUMBOLDT | 27.1366 | 0 | 27.1366
ANNAPOLIS 1101608 | 154 | 1464 | ANNAPOLIS 1101608 | ANNAPOLIS 1101 | HUMBOLDT | 17.8008 | 0 | 17.8008
ANNAPOLIS 110176842 | 154 | 1916 | ANNAPOLIS 110176842 | ANNAPOLIS 1101 | HUMBOLDT | 5.647 | 0 | 5.647
ANNAPOLIS 1101CB | 154 | 2196 | ANNAPOLIS 1101CB | ANNAPOLIS 1101 | HUMBOLDT | 0.65809 | 0 | 0.65809
SONOMA 1106376 | 155 | 432 | SONOMA 1106376 | SONOMA 1106 | SONOMA | 0 | 0.6618 | 0.6618
SONOMA 1106CB | 155 | 1379 | SONOMA 1106CB | SONOMA 1106 | SONOMA | 0 | 0.46405 | 0.46405
SALMON CREEK 110188998 | 156 | 433 | SALMON CREEK 110188998 | SALMON CREEK 1101 | SONOMA | 0.27554 | 7.8427 | 8.1183
SALMON CREEK 1101196 | 156 | 771 | SALMON CREEK 1101196 | SALMON CREEK 1101 | SONOMA | 5.0547 | 0 | 5.0547
SALMON CREEK 1101 | 156 | 814 | SALMON CREEK 1101 | SALMON CREEK 1101 | SONOMA | 0.012713 | 0.013353 | 0.026066
SALMON CREEK 1101194 | 156 | 1612 | SALMON CREEK 1101194 | SALMON CREEK 1101 | SONOMA | 5.0854 | 1.4692 | 6.5546
SALMON CREEK 110137368 | 156 | 2216 | SALMON CREEK 110137368 | SALMON CREEK 1101 | SONOMA | 7.013 | 0 | 7.013
CAMP EVERS 21045096 | 157 | 437 | CAMP EVERS 21045096 | CAMP EVERS 2104 | CENTRAL COAST | 0 | 20.6359 | 20.6359
CAMP EVERS 210410442 | 157 | 1246 | CAMP EVERS 210410442 | CAMP EVERS 2104 | CENTRAL COAST | 0.36487 | 4.8883 | 5.2532
CAMP EVERS 210411048 | 157 | 1378 | CAMP EVERS 210411048 | CAMP EVERS 2104 | CENTRAL COAST | 0 | 0.87487 | 0.87487
CAMP EVERS 2104CB | 157 | 1458 | CAMP EVERS 2104CB | CAMP EVERS 2104 | CENTRAL COAST | 0 | 1.0591 | 1.0591
CRESCENT MILLS 21013113 | 158 | 442 | CRESCENT MILLS 21013113 | CRESCENT MILLS 2101 | NORTH VALLEY | 1.193 | 0 | 1.193
CRESCENT MILLS 2101CB | 158 | 581 | CRESCENT MILLS 2101CB | CRESCENT MILLS 2101 | NORTH VALLEY | 4.0564 | 0 | 4.0564
CRESCENT MILLS 21012232 | 158 | 600 | CRESCENT MILLS 21012232 | CRESCENT MILLS 2101 | NORTH VALLEY | 17.0798 | 0 | 17.0798
CRESCENT MILLS 21012056 | 158 | 658 | CRESCENT MILLS 21012056 | CRESCENT MILLS 2101 | NORTH VALLEY | 2.8566 | 0 | 2.8566
CRESCENT MILLS 21012230 | 158 | 869 | CRESCENT MILLS 21012230 | CRESCENT MILLS 2101 | NORTH VALLEY | 1.0766 | 0 | 1.0766
CRESCENT MILLS 21012562 | 158 | 2273 | CRESCENT MILLS 21012562 | CRESCENT MILLS 2101 | NORTH VALLEY | 17.3839 | 0 | 17.3839
MEADOW LANE 2106C558R | 159 | 443 | MEADOW LANE 2106C558R | MEADOW LANE 2106 | DIABLO | 0 | 0.20712 | 0.20712
GARBERVILLE 11022500 | 160 | 446 | GARBERVILLE 11022500 | GARBERVILLE 1102 | HUMBOLDT | 16.0185 | 0 | 16.0185
GARBERVILLE 11028652 | 160 | 500 | GARBERVILLE 11028652 | GARBERVILLE 1102 | HUMBOLDT | 13.0139 | 0 | 13.0139
GARBERVILLE 11022124 | 160 | 774 | GARBERVILLE 11022124 | GARBERVILLE 1102 | HUMBOLDT | 3.1243 | 0 | 3.1243
GARBERVILLE 11026084 | 160 | 1291 | GARBERVILLE 11026084 | GARBERVILLE 1102 | HUMBOLDT | 15.3135 | 0 | 15.3135
GARBERVILLE 11021510 | 160 | 1630 | GARBERVILLE 11021510 | GARBERVILLE 1102 | HUMBOLDT | 13.0211 | 0 | 13.0211
GARBERVILLE 1102CB | 160 | 1927 | GARBERVILLE 1102CB | GARBERVILLE 1102 | HUMBOLDT | 10.6146 | 0 | 10.6146
GARBERVILLE 11022010 | 160 | 1973 | GARBERVILLE 11022010 | GARBERVILLE 1102 | HUMBOLDT | 6.6438 | 0 | 6.6438
GARBERVILLE 110237054 | 160 | 2442 | GARBERVILLE 110237054 | GARBERVILLE 1102 | HUMBOLDT | 8.8244 | 0 | 8.8244
GARBERVILLE 110256048 | 160 | 2548 | GARBERVILLE 110256048 | GARBERVILLE 1102 | HUMBOLDT | 4.9695 | 0 | 4.9695
GARBERVILLE 11024744 | 160 | 2801 | GARBERVILLE 11024744 | GARBERVILLE 1102 | HUMBOLDT | 16.8626 | 0 | 16.8626
GARBERVILLE 11028189 | 160 | 2992 | GARBERVILLE 11028189 | GARBERVILLE 1102 | HUMBOLDT | 1.0385 | 0 | 1.0385
GARBERVILLE 1102 | 160 | 3083 | GARBERVILLE 1102 | GARBERVILLE 1102 | HUMBOLDT | 0.096479 | 0 | 0.096479
GARBERVILLE 11022540 | 160 | 3095 | GARBERVILLE 11022540 | GARBERVILLE 1102 | HUMBOLDT | 15.3454 | 0 | 15.3454
PETALUMA C 1108208 | 161 | 450 | PETALUMA C 1108208 | PETALUMA C 1108 | SONOMA | 12.4029 | 0 | 12.4029
PETALUMA C 1108296 | 161 | 538 | PETALUMA C 1108296 | PETALUMA C 1108 | SONOMA | 14.7729 | 0 | 14.7729
PETALUMA C 1108628 | 161 | 559 | PETALUMA C 1108628 | PETALUMA C 1108 | SONOMA | 9.0995 | 0 | 9.0995
PETALUMA C 1108636 | 161 | 573 | PETALUMA C 1108636 | PETALUMA C 1108 | SONOMA | 9.2277 | 0 | 9.2277
PETALUMA C 1108618 | 161 | 666 | PETALUMA C 1108618 | PETALUMA C 1108 | SONOMA | 8.1405 | 0 | 8.1405
PETALUMA C 1108600 | 161 | 736 | PETALUMA C 1108600 | PETALUMA C 1108 | SONOMA | 4.0703 | 0 | 4.0703
PETALUMA C 1108632 | 161 | 2266 | PETALUMA C 1108632 | PETALUMA C 1108 | SONOMA | 14.7325 | 0 | 14.7325
PETALUMA C 1108630 | 161 | 2792 | PETALUMA C 1108630 | PETALUMA C 1108 | SONOMA | 1.2522 | 0 | 1.2522
RESEARCH 21029746 | 162 | 451 | RESEARCH 21029746 | RESEARCH 2102 | DIABLO | 0 | 0.70252 | 0.70252
RESEARCH 210263274 | 162 | 795 | RESEARCH 210263274 | RESEARCH 2102 | DIABLO | 0 | 0.57886 | 0.57886
COTATI 1105CB | 163 | 454 | COTATI 1105CB | COTATI 1105 | SONOMA | 3.1602 | 0 | 3.1602
COTATI 110599720 | 163 | 535 | COTATI 110599720 | COTATI 1105 | SONOMA | 7.8564 | 0 | 7.8564
COTATI 110536536 | 163 | 542 | COTATI 110536536 | COTATI 1105 | SONOMA | 14.0222 | 0 | 14.0222
COTATI 1105634 | 163 | 585 | COTATI 1105634 | COTATI 1105 | SONOMA | 6.9392 | 0 | 6.9392
COTATI 1105328 | 163 | 896 | COTATI 1105328 | COTATI 1105 | SONOMA | 0.42542 | 0 | 0.42542
COTATI 11055156 | 163 | 1071 | COTATI 11055156 | COTATI 1105 | SONOMA | 3.6981 | 0 | 3.6981
COTATI 1105893 | 163 | 2923 | COTATI 1105893 | COTATI 1105 | SONOMA | 0.50896 | 0 | 0.50896
COTATI 1105616 | 163 | 2963 | COTATI 1105616 | COTATI 1105 | SONOMA | 0.88156 | 0 | 0.88156
HAMILTON BRANCH 110190334 | 164 | 459 | HAMILTON BRANCH 110190334 | HAMILTON BRANCH 1101 | NORTH VALLEY | 3.3715 | 0 | 3.3715
HAMILTON BRANCH 11012046 | 164 | 659 | HAMILTON BRANCH 11012046 | HAMILTON BRANCH 1101 | NORTH VALLEY | 9.1511 | 0 | 9.1511
HAMILTON BRANCH 11013049 | 164 | 710 | HAMILTON BRANCH 11013049 | HAMILTON BRANCH 1101 | NORTH VALLEY | 0.54973 | 0 | 0.54973
HAMILTON BRANCH 110187784 | 164 | 1666 | HAMILTON BRANCH 110187784 | HAMILTON BRANCH 1101 | NORTH VALLEY | 1.4473 | 0 | 1.4473
HAMILTON BRANCH 110137436 | 164 | 1762 | HAMILTON BRANCH 110137436 | HAMILTON BRANCH 1101 | NORTH VALLEY | 1.0486 | 0 | 1.0486
HAMILTON BRANCH 11012082 | 164 | 1977 | HAMILTON BRANCH 11012082 | HAMILTON BRANCH 1101 | NORTH VALLEY | 1.6281 | 0 | 1.6281
HAMILTON BRANCH 110118205 | 164 | 2018 | HAMILTON BRANCH 110118205 | HAMILTON BRANCH 1101 | NORTH VALLEY | 4.0384 | 0 | 4.0384
HAMILTON BRANCH 1101CB | 164 | 2099 | HAMILTON BRANCH 1101CB | HAMILTON BRANCH 1101 | NORTH VALLEY | 4.2457 | 0 | 4.2457
HAMILTON BRANCH 11012436 | 164 | 2252 | HAMILTON BRANCH 11012436 | HAMILTON BRANCH 1101 | NORTH VALLEY | 1.2668 | 0 | 1.2668
BELL 11072400 | 165 | 464 | BELL 11072400 | BELL 1107 | SIERRA | 24.3699 | 0 | 24.3699
BELL 110750172 | 165 | 679 | BELL 110750172 | BELL 1107 | SIERRA | 17.5892 | 0 | 17.5892
BELL 1107CB | 165 | 1183 | BELL 1107CB | BELL 1107 | SIERRA | 0.084936 | 0 | 0.084936
BIG MEADOWS 21012474 | 166 | 465 | BIG MEADOWS 21012474 | BIG MEADOWS 2101 | NORTH VALLEY | 8.0369 | 0 | 8.0369
BIG MEADOWS 2101439 | 166 | 807 | BIG MEADOWS 2101439 | BIG MEADOWS 2101 | NORTH VALLEY | 0.034644 | 0 | 0.034644
BIG MEADOWS 21012246 | 166 | 1739 | BIG MEADOWS 21012246 | BIG MEADOWS 2101 | NORTH VALLEY | 1.3711 | 0 | 1.3711
BIG MEADOWS 21012586 | 166 | 1853 | BIG MEADOWS 21012586 | BIG MEADOWS 2101 | NORTH VALLEY | 9.5691 | 0 | 9.5691
BIG MEADOWS 21012260 | 166 | 1926 | BIG MEADOWS 21012260 | BIG MEADOWS 2101 | NORTH VALLEY | 17.1948 | 0 | 17.1948
BIG MEADOWS 21012248 | 166 | 2427 | BIG MEADOWS 21012248 | BIG MEADOWS 2101 | NORTH VALLEY | 9.1467 | 0 | 9.1467
BIG MEADOWS 2101CB | 166 | 2441 | BIG MEADOWS 2101CB | BIG MEADOWS 2101 | NORTH VALLEY | 2.1059 | 0 | 2.1059
BIG MEADOWS 21012016 | 166 | 2476 | BIG MEADOWS 21012016 | BIG MEADOWS 2101 | NORTH VALLEY | 0.0028416 | 0 | 0.0028416
BIG MEADOWS 21012476 | 166 | 2706 | BIG MEADOWS 21012476 | BIG MEADOWS 2101 | NORTH VALLEY | 4.675 | 0 | 4.675
BIG MEADOWS 21012510 | 166 | 3098 | BIG MEADOWS 21012510 | BIG MEADOWS 2101 | NORTH VALLEY | 5.0492 | 0 | 5.0492
PENNGROVE 1101170 | 167 | 467 | PENNGROVE 1101170 | PENNGROVE 1101 | SONOMA | 18.4109 | 0 | 18.4109
PENNGROVE 1101554 | 167 | 1202 | PENNGROVE 1101554 | PENNGROVE 1101 | SONOMA | 0.80578 | 0 | 0.80578
PASO ROBLES 1103N04 | 168 | 469 | PASO ROBLES 1103N04 | PASO ROBLES 1103 | LOS PADRES | 0.58532 | 0 | 0.58532
PASO ROBLES 1103N50 | 168 | 547 | PASO ROBLES 1103N50 | PASO ROBLES 1103 | LOS PADRES | 2.1383 | 0 | 2.1383
PASO ROBLES 1103N54 | 168 | 678 | PASO ROBLES 1103N54 | PASO ROBLES 1103 | LOS PADRES | 19.5682 | 0 | 19.5682
PASO ROBLES 1103N02 | 168 | 718 | PASO ROBLES 1103N02 | PASO ROBLES 1103 | LOS PADRES | 0.044146 | 0 | 0.044146
PASO ROBLES 110359763 | 168 | 748 | PASO ROBLES 110359763 | PASO ROBLES 1103 | LOS PADRES | 2.8193 | 0 | 2.8193
PASO ROBLES 1103N58 | 168 | 825 | PASO ROBLES 1103N58 | PASO ROBLES 1103 | LOS PADRES | 4.5123 | 0 | 4.5123
PASO ROBLES 11032731 | 168 | 1320 | PASO ROBLES 11032731 | PASO ROBLES 1103 | LOS PADRES | 1.1994 | 0 | 1.1994
PASO ROBLES 1103N52 | 168 | 2158 | PASO ROBLES 1103N52 | PASO ROBLES 1103 | LOS PADRES | 6.5425 | 0 | 6.5425
PASO ROBLES 110355374 | 168 | 2788 | PASO ROBLES 110355374 | PASO ROBLES 1103 | LOS PADRES | 2.104 | 0 | 2.104
RACETRACK 1704CB | 169 | 470 | RACETRACK 1704CB | RACETRACK 1704 | YOSEMITE | 22.0312 | 0 | 22.0312
RACETRACK 170455798 | 169 | 543 | RACETRACK 170455798 | RACETRACK 1704 | YOSEMITE | 15.7881 | 0 | 15.7881
RACETRACK 170423195 | 169 | 649 | RACETRACK 170423195 | RACETRACK 1704 | YOSEMITE | 7.7484 | 0 | 7.7484
PINE GROVE 1101CB | 170 | 472 | PINE GROVE 1101CB | PINE GROVE 1101 | STOCKTON | 4.2594 | 0 | 4.2594
PINE GROVE 11011021 | 170 | 507 | PINE GROVE 11011021 | PINE GROVE 1101 | STOCKTON | 4.1934 | 0 | 4.1934
PINE GROVE 11013170 | 170 | 1100 | PINE GROVE 11013170 | PINE GROVE 1101 | STOCKTON | 40.3025 | 0 | 40.3025
PINE GROVE 11013166 | 170 | 1609 | PINE GROVE 11013166 | PINE GROVE 1101 | STOCKTON | 12.5063 | 0 | 12.5063
PINE GROVE 110194936 | 170 | 2021 | PINE GROVE 110194936 | PINE GROVE 1101 | STOCKTON | 9.27 | 0 | 9.27
PINE GROVE 110152088 | 170 | 2228 | PINE GROVE 110152088 | PINE GROVE 1101 | STOCKTON | 2.528 | 0 | 2.528
LOW GAP 1101CB | 171 | 478 | LOW GAP 1101CB | LOW GAP 1101 | HUMBOLDT | 2.17 | 0 | 2.17
LOW GAP 110186816 | 171 | 540 | LOW GAP 110186816 | LOW GAP 1101 | HUMBOLDT | 4.4169 | 0 | 4.4169
LOW GAP 11012094 | 171 | 629 | LOW GAP 11012094 | LOW GAP 1101 | HUMBOLDT | 15.318 | 0 | 15.318
LOW GAP 11014086 | 171 | 1652 | LOW GAP 11014086 | LOW GAP 1101 | HUMBOLDT | 11.4979 | 0 | 11.4979
LOW GAP 11014160 | 171 | 1725 | LOW GAP 11014160 | LOW GAP 1101 | HUMBOLDT | 21.5735 | 0 | 21.5735
LOW GAP 110137498 | 171 | 2015 | LOW GAP 110137498 | LOW GAP 1101 | HUMBOLDT | 16.1307 | 0 | 16.1307
SIERRA CITY GEN 1101CB | 172 | 481 | SIERRA CITY GEN 1101CB | SIERRA CITY GEN 1101 | SIERRA | 0.013222 | 0 | 0.013222
SIERRA CITY GEN 11011101/2 | 172 | 482 | SIERRA CITY GEN 11011101/2 | SIERRA CITY GEN 1101 | SIERRA | 0.0052893 | 0 | 0.0052893
MIDDLETOWN 1102998 | 173 | 486 | MIDDLETOWN 1102998 | MIDDLETOWN 1102 | HUMBOLDT | 14.694 | 0 | 14.694
MIDDLETOWN 1102414 | 173 | 855 | MIDDLETOWN 1102414 | MIDDLETOWN 1102 | HUMBOLDT | 5.0571 | 0 | 5.0571
MIDDLETOWN 1102CB | 173 | 974 | MIDDLETOWN 1102CB | MIDDLETOWN 1102 | HUMBOLDT | 4.1199 | 0.26142 | 4.3813
MIDDLETOWN 1102878 | 173 | 1017 | MIDDLETOWN 1102878 | MIDDLETOWN 1102 | HUMBOLDT | 0.98449 | 0 | 0.98449
MIDDLETOWN 11021312 | 173 | 1575 | MIDDLETOWN 11021312 | MIDDLETOWN 1102 | HUMBOLDT | 9.8496 | 0 | 9.8496
MIDDLETOWN 1102514 | 173 | 1830 | MIDDLETOWN 1102514 | MIDDLETOWN 1102 | HUMBOLDT | 4.5797 | 0 | 4.5797
MENLO 11028952 | 174 | 487 | MENLO 11028952 | MENLO 1102 | PENINSULA | 6.6194 | 0 | 6.6194
MENLO 11028896 | 174 | 685 | MENLO 11028896 | MENLO 1102 | PENINSULA | 0.53492 | 0 | 0.53492
MENLO 1102W80 | 174 | 1298 | MENLO 1102W80 | MENLO 1102 | PENINSULA | 17.0686 | 0.25735 | 17.326
MENLO 110212249 | 174 | 2147 | MENLO 110212249 | MENLO 1102 | PENINSULA | 2.4062 | 0 | 2.4062
MENLO 11029110 | 174 | 2601 | MENLO 11029110 | MENLO 1102 | PENINSULA | 0.16148 | 0 | 0.16148
MESA 11016111 | 175 | 489 | MESA 11016111 | MESA 1101 | LOS PADRES | 12.3252 | 11.5472 | 23.8724
MESA 11016113 | 175 | 930 | MESA 11016113 | MESA 1101 | LOS PADRES | 1.5145 | 0 | 1.5145
MESA 1101M86 | 175 | 2518 | MESA 1101M86 | MESA 1101 | LOS PADRES | 10.0922 | 0 | 10.0922
MESA 1101CB | 175 | 2663 | MESA 1101CB | MESA 1101 | LOS PADRES | 13.1474 | 0 | 13.1474
HATTON 1101 | 176 | 490 | HATTON 1101 | HATTON 1101 | CENTRAL COAST | 0.058169 | 0 | 0.058169
HATTON 11019220 | 176 | 1722 | HATTON 11019220 | HATTON 1101 | CENTRAL COAST | 1.3 | 1.3965 | 2.6965
HATTON 1101CB | 176 | 1984 | HATTON 1101CB | HATTON 1101 | CENTRAL COAST | 1.5925 | 0 | 1.5925
HATTON 11012026 | 176 | 2078 | HATTON 11012026 | HATTON 1101 | CENTRAL COAST | 6.3396 | 0 | 6.3396
HATTON 110137088 | 176 | 2520 | HATTON 110137088 | HATTON 1101 | CENTRAL COAST | 4.1243 | 0 | 4.1243
DESCHUTES 110449024 | 177 | 492 | DESCHUTES 110449024 | DESCHUTES 1104 | NORTH VALLEY | 16.4286 | 0 | 16.4286
DESCHUTES 11049726 | 177 | 641 | DESCHUTES 11049726 | DESCHUTES 1104 | NORTH VALLEY | 14.9653 | 0 | 14.9653
DESCHUTES 11043719 | 177 | 830 | DESCHUTES 11043719 | DESCHUTES 1104 | NORTH VALLEY | 11.6781 | 0 | 11.6781
DESCHUTES 1104CB | 177 | 1822 | DESCHUTES 1104CB | DESCHUTES 1104 | NORTH VALLEY | 12.32 | 0 | 12.32
DESCHUTES 11049718 | 177 | 2052 | DESCHUTES 11049718 | DESCHUTES 1104 | NORTH VALLEY | 6.0769 | 0 | 6.0769
DESCHUTES 11041370 | 177 | 2310 | DESCHUTES 11041370 | DESCHUTES 1104 | NORTH VALLEY | 12.2362 | 0 | 12.2362
DESCHUTES 11041582 | 177 | 2377 | DESCHUTES 11041582 | DESCHUTES 1104 | NORTH VALLEY | 6.3252 | 0 | 6.3252
MENLO 11038512 | 178 | 495 | MENLO 11038512 | MENLO 1103 | PENINSULA | 16.8652 | 0 | 16.8652
MENLO 11031721 | 178 | 1674 | MENLO 11031721 | MENLO 1103 | PENINSULA | 6.795 | 0 | 6.795
MENLO 11038982 | 178 | 1943 | MENLO 11038982 | MENLO 1103 | PENINSULA | 4.6231 | 0 | 4.6231
MENLO 11037902 | 178 | 2125 | MENLO 11037902 | MENLO 1103 | PENINSULA | 11.6802 | 0 | 11.6802
WISE 11022230 | 179 | 497 | WISE 11022230 | WISE 1102 | SIERRA | 22.0893 | 0 | 22.0893
WISE 1102307494 | 179 | 638 | WISE 1102307494 | WISE 1102 | SIERRA | 32.9312 | 0 | 32.9312
WISE 11022054 | 179 | 646 | WISE 11022054 | WISE 1102 | SIERRA | 12.9562 | 0 | 12.9562
WISE 1102697216 | 179 | 790 | WISE 1102697216 | WISE 1102 | SIERRA | 13.1816 | 0 | 13.1816
WISE 11022234 | 179 | 887 | WISE 11022234 | WISE 1102 | SIERRA | 15.1055 | 0 | 15.1055
WISE 1102 | 179 | 1015 | WISE 1102 | WISE 1102 | SIERRA | 0.065469 | 0 | 0.065469
WISE 1102CB | 179 | 1696 | WISE 1102CB | WISE 1102 | SIERRA | 18.631 | 0 | 18.631
HOOPA 11017468 | 180 | 499 | HOOPA 11017468 | HOOPA 1101 | HUMBOLDT | 2.8598 | 2.8339 | 5.6936
HOOPA 1101561116 | 180 | 880 | HOOPA 1101561116 | HOOPA 1101 | HUMBOLDT | 0.012979 | 0 | 0.012979
HOOPA 110182542 | 180 | 1309 | HOOPA 110182542 | HOOPA 1101 | HUMBOLDT | 9.9783 | 0 | 9.9783
HOOPA 1101CB | 180 | 1436 | HOOPA 1101CB | HOOPA 1101 | HUMBOLDT | 15.2475 | 0 | 15.2475
HOOPA 11013304 | 180 | 1582 | HOOPA 11013304 | HOOPA 1101 | HUMBOLDT | 16.9885 | 0 | 16.9885
HOOPA 11013174 | 180 | 1620 | HOOPA 11013174 | HOOPA 1101 | HUMBOLDT | 17.6485 | 0 | 17.6485
HOOPA 11013290 | 180 | 1953 | HOOPA 11013290 | HOOPA 1101 | HUMBOLDT | 13.744 | 0 | 13.744
HOOPA 110137202 | 180 | 2324 | HOOPA 110137202 | HOOPA 1101 | HUMBOLDT | 23.7883 | 0 | 23.7883
HOOPA 110193038 | 180 | 2809 | HOOPA 110193038 | HOOPA 1101 | HUMBOLDT | 0.1684 | 0 | 0.1684
HOOPA 1101 | 180 | 3026 | HOOPA 1101 | HOOPA 1101 | HUMBOLDT | 0.098699 | 0 | 0.098699
CALPINE 1144962 | 181 | 502 | CALPINE 1144962 | CALPINE 1144 | SONOMA | 0 | 4.058 | 4.058
CALPINE 1144CB | 181 | 1314 | CALPINE 1144CB | CALPINE 1144 | SONOMA | 2.0804 | 24.2159 | 26.2964
CALPINE 1144304 | 181 | 1463 | CALPINE 1144304 | CALPINE 1144 | SONOMA | 0 | 0.046375 | 0.046375
CALPINE 1144276-G | 181 | 1511 | CALPINE 1144276-G | CALPINE 1144 | SONOMA | 0 | 0.014761 | 0.014761
SANTA ROSA A 1111114 | 182 | 504 | SANTA ROSA A 1111114 | SANTA ROSA A 1111 | SONOMA | 5.5901 | 0.0028421 | 5.593
PENRYN 1103604 | 183 | 505 | PENRYN 1103604 | PENRYN 1103 | SIERRA | 26.4899 | 0 | 26.4899
PENRYN 11032198 | 183 | 586 | PENRYN 11032198 | PENRYN 1103 | SIERRA | 19.8234 | 0 | 19.8234
PENRYN 110351658 | 183 | 824 | PENRYN 110351658 | PENRYN 1103 | SIERRA | 7.9841 | 0 | 7.9841
PENRYN 1103660 | 183 | 1016 | PENRYN 1103660 | PENRYN 1103 | SIERRA | 10.4724 | 0 | 10.4724
PENRYN 1103CB | 183 | 1048 | PENRYN 1103CB | PENRYN 1103 | SIERRA | 2.2673 | 0 | 2.2673
SANTA YNEZ 1104Y66 | 184 | 508 | SANTA YNEZ 1104Y66 | SANTA YNEZ 1104 | LOS PADRES | 12.2593 | 4.4203 | 16.6796
SANTA YNEZ 1104Y04 | 184 | 694 | SANTA YNEZ 1104Y04 | SANTA YNEZ 1104 | LOS PADRES | 15.3206 | 0 | 15.3206
SANTA YNEZ 110477098 | 184 | 708 | SANTA YNEZ 110477098 | SANTA YNEZ 1104 | LOS PADRES | 10.6194 | 0 | 10.6194
SANTA YNEZ 1104Y30 | 184 | 1003 | SANTA YNEZ 1104Y30 | SANTA YNEZ 1104 | LOS PADRES | 0.89443 | 0 | 0.89443
SANTA YNEZ 1104CB | 184 | 2687 | SANTA YNEZ 1104CB | SANTA YNEZ 1104 | LOS PADRES | 0.81728 | 0 | 0.81728
MONROE 2103CB | 185 | 509 | MONROE 2103CB | MONROE 2103 | SONOMA | 0 | 0.73533 | 0.73533
MONROE 210392868 | 185 | 1159 | MONROE 210392868 | MONROE 2103 | SONOMA | 0 | 0.69734 | 0.69734
DIAMOND SPRINGS 110518935 | 186 | 510 | DIAMOND SPRINGS 110518935 | DIAMOND SPRINGS 1105 | SIERRA | 1.8408 | 4.8534 | 6.6942
DIAMOND SPRINGS 1105CB | 186 | 898 | DIAMOND SPRINGS 1105CB | DIAMOND SPRINGS 1105 | SIERRA | 0.55675 | 0.9266 | 1.4833
DIAMOND SPRINGS 11052102 | 186 | 957 | DIAMOND SPRINGS 11052102 | DIAMOND SPRINGS 1105 | SIERRA | 5.2256 | 32.4667 | 37.6923
DIAMOND SPRINGS 110519910 | 186 | 1206 | DIAMOND SPRINGS 110519910 | DIAMOND SPRINGS 1105 | SIERRA | 3.416 | 17.352 | 20.7681
DIAMOND SPRINGS 11057722 | 186 | 1311 | DIAMOND SPRINGS 11057722 | DIAMOND SPRINGS 1105 | SIERRA | 38.128 | 20.9747 | 59.1027
CORNING 110185152 | 187 | 511 | CORNING 110185152 | CORNING 1101 | NORTH VALLEY | 23.0821 | 0 | 23.0821
CORNING 110164090 | 187 | 589 | CORNING 110164090 | CORNING 1101 | NORTH VALLEY | 13.6992 | 0 | 13.6992
CORNING 110182846 | 187 | 1810 | CORNING 110182846 | CORNING 1101 | NORTH VALLEY | 5.0438 | 0 | 5.0438
CORNING 110185162 | 187 | 1819 | CORNING 110185162 | CORNING 1101 | NORTH VALLEY | 5.7561 | 0 | 5.7561
CORNING 110135974 | 187 | 2832 | CORNING 110135974 | CORNING 1101 | NORTH VALLEY | 0.83179 | 0 | 0.83179
CORNING 110193362 | 187 | 3124 | CORNING 110193362 | CORNING 1101 | NORTH VALLEY | 0.36788 | 0 | 0.36788
CORNING 110187304 | 187 | 3168 | CORNING 110187304 | CORNING 1101 | NORTH VALLEY | 1.5372 | 0 | 1.5372
PACIFICA 1101CB | 188 | 512 | PACIFICA 1101CB | PACIFICA 1101 | PENINSULA | 0 | 1.1754 | 1.1754
PACIFICA 11015001 | 188 | 551 | PACIFICA 11015001 | PACIFICA 1101 | PENINSULA | 0.40988 | 1.3201 | 1.7299
GIRVAN 11021028 | 189 | 515 | GIRVAN 11021028 | GIRVAN 1102 | NORTH VALLEY | 0 | 17.4682 | 17.4682
GIRVAN 1102 | 189 | 716 | GIRVAN 1102 | GIRVAN 1102 | NORTH VALLEY | 0 | 0.038598 | 0.038598
GIRVAN 11029012 | 189 | 1131 | GIRVAN 11029012 | GIRVAN 1102 | NORTH VALLEY | 0.61751 | 15.3685 | 15.986
GIRVAN 110280726 | 189 | 2378 | GIRVAN 110280726 | GIRVAN 1102 | NORTH VALLEY | 5.9722 | 0 | 5.9722
GIRVAN 1102CB | 189 | 2733 | GIRVAN 1102CB | GIRVAN 1102 | NORTH VALLEY | 4.683 | 0.049616 | 4.7326
ATASCADERO 11012537 | 190 | 516 | ATASCADERO 11012537 | ATASCADERO 1101 | LOS PADRES | 2.7269 | 12.6874 | 15.4143
ATASCADERO 1101A02 | 190 | 730 | ATASCADERO 1101A02 | ATASCADERO 1101 | LOS PADRES | 10.2527 | 0.88286 | 11.1355
ATASCADERO 1101 | 190 | 840 | ATASCADERO 1101 | ATASCADERO 1101 | LOS PADRES | 0.011512 | 0 | 0.011512
ATASCADERO 1101A50 | 190 | 1373 | ATASCADERO 1101A50 | ATASCADERO 1101 | LOS PADRES | 18.7731 | 1.0334 | 19.8065
ATASCADERO 11012379 | 190 | 1829 | ATASCADERO 11012379 | ATASCADERO 1101 | LOS PADRES | 0.72914 | 0 | 0.72914
ATASCADERO 1101CB | 190 | 2802 | ATASCADERO 1101CB | ATASCADERO 1101 | LOS PADRES | 0.44126 | 0 | 0.44126
ATASCADERO 1101A22 | 190 | 2810 | ATASCADERO 1101A22 | ATASCADERO 1101 | LOS PADRES | 0.48233 | 0 | 0.48233
COTATI 110379140 | 191 | 517 | COTATI 110379140 | COTATI 1103 | SONOMA | 9.8425 | 0 | 9.8425
COTATI 1103CB | 191 | 569 | COTATI 1103CB | COTATI 1103 | SONOMA | 12.0212 | 0 | 12.0212
COTATI 1103132 | 191 | 624 | COTATI 1103132 | COTATI 1103 | SONOMA | 25.3022 | 0 | 25.3022
COTATI 110387402 | 191 | 852 | COTATI 110387402 | COTATI 1103 | SONOMA | 11.4171 | 0 | 11.4171
COTATI 1103148 | 191 | 1617 | COTATI 1103148 | COTATI 1103 | SONOMA | 14.0913 | 0 | 14.0913
COTATI 110361736 | 191 | 2333 | COTATI 110361736 | COTATI 1103 | SONOMA | 9.9372 | 0 | 9.9372
CAMP EVERS 21035753 | 192 | 518 | CAMP EVERS 21035753 | CAMP EVERS 2103 | CENTRAL COAST | 0 | 2.4228 | 2.4228
CAMP EVERS 210311046 | 192 | 836 | CAMP EVERS 210311046 | CAMP EVERS 2103 | CENTRAL COAST | 0 | 16.2531 | 16.2531
CAMP EVERS 210312990 | 192 | 929 | CAMP EVERS 210312990 | CAMP EVERS 2103 | CENTRAL COAST | 0 | 13.5574 | 13.5574
CAMP EVERS 210310946 | 192 | 1145 | CAMP EVERS 210310946 | CAMP EVERS 2103 | CENTRAL COAST | 0 | 5.6138 | 5.6138
CAMP EVERS 210311056 | 192 | 1237 | CAMP EVERS 210311056 | CAMP EVERS 2103 | CENTRAL COAST | 0 | 1.8179 | 1.8179
CAMP EVERS 210355638 | 192 | 1287 | CAMP EVERS 210355638 | CAMP EVERS 2103 | CENTRAL COAST | 0 | 1.9801 | 1.9801
CAMP EVERS 21035402 | 192 | 1448 | CAMP EVERS 21035402 | CAMP EVERS 2103 | CENTRAL COAST | 0.27936 | 2.5744 | 2.8538
CAMP EVERS 2103CB | 192 | 1494 | CAMP EVERS 2103CB | CAMP EVERS 2103 | CENTRAL COAST | 0 | 0.092755 | 0.092755
CAMP EVERS 21035404 | 192 | 1541 | CAMP EVERS 21035404 | CAMP EVERS 2103 | CENTRAL COAST | 0 | 2.6779 | 2.6779
CAMP EVERS 210392582 | 192 | 2094 | CAMP EVERS 210392582 | CAMP EVERS 2103 | CENTRAL COAST | 0 | 0.22538 | 0.22538
BRUNSWICK 11102664 | 193 | 520 | BRUNSWICK 11102664 | BRUNSWICK 1110 | SIERRA | 9.7807 | 0 | 9.7807
BRUNSWICK 111063100 | 193 | 577 | BRUNSWICK 111063100 | BRUNSWICK 1110 | SIERRA | 4.1271 | 0 | 4.1271
BRUNSWICK 11103907 | 193 | 1052 | BRUNSWICK 11103907 | BRUNSWICK 1110 | SIERRA | 0.89347 | 0 | 0.89347
BRUNSWICK 111061602 | 193 | 2167 | BRUNSWICK 111061602 | BRUNSWICK 1110 | SIERRA | 9.4416 | 0 | 9.4416
BRUNSWICK 111094368 | 193 | 3002 | BRUNSWICK 111094368 | BRUNSWICK 1110 | SIERRA | 0.16855 | 0 | 0.16855
BRUNSWICK 111095576 | 193 | 3100 | BRUNSWICK 111095576 | BRUNSWICK 1110 | SIERRA | 0.15603 | 0 | 0.15603
BRUNSWICK 1110CB | 193 | 3115 | BRUNSWICK 1110CB | BRUNSWICK 1110 | SIERRA | 0.0037878 | 0 | 0.0037878
FRUITLAND 114293234 | 194 | 522 | FRUITLAND 114293234 | FRUITLAND 1142 | HUMBOLDT | 11.3813 | 0 | 11.3813
FRUITLAND 1142CB | 194 | 671 | FRUITLAND 1142CB | FRUITLAND 1142 | HUMBOLDT | 10.4822 | 0 | 10.4822
FRUITLAND 11426064 | 194 | 786 | FRUITLAND 11426064 | FRUITLAND 1142 | HUMBOLDT | 6.4216 | 0 | 6.4216
FRUITLAND 114263170 | 194 | 1716 | FRUITLAND 114263170 | FRUITLAND 1142 | HUMBOLDT | 12.2406 | 0 | 12.2406
FRUITLAND 11426054 | 194 | 1832 | FRUITLAND 11426054 | FRUITLAND 1142 | HUMBOLDT | 10.4759 | 0 | 10.4759
FRUITLAND 11422006 | 194 | 1841 | FRUITLAND 11422006 | FRUITLAND 1142 | HUMBOLDT | 8.3587 | 0 | 8.3587
FORT SEWARD 11211690 | 195 | 524 | FORT SEWARD 11211690 | FORT SEWARD 1121 | HUMBOLDT | 10.4929 | 0 | 10.4929
FORT SEWARD 1121CB | 195 | 2002 | FORT SEWARD 1121CB | FORT SEWARD 1121 | HUMBOLDT | 7.2358 | 0 | 7.2358
FORT SEWARD 11211602 | 195 | 2030 | FORT SEWARD 11211602 | FORT SEWARD 1121 | HUMBOLDT | 18.3365 | 0 | 18.3365
FORT SEWARD 11211663 | 195 | 2268 | FORT SEWARD 11211663 | FORT SEWARD 1121 | HUMBOLDT | 1.9431 | 0 | 1.9431
CLOVERDALE 1101 | 196 | 525 | CLOVERDALE 1101 | CLOVERDALE 1101 | SONOMA | 0.067026 | 0 | 0.067026
CLOVERDALE 110112719 | 196 | 1786 | CLOVERDALE 110112719 | CLOVERDALE 1101 | SONOMA | 4.9181 | 0 | 4.9181
CLOVERDALE 1101112 | 196 | 1995 | CLOVERDALE 1101112 | CLOVERDALE 1101 | SONOMA | 19.0544 | 0 | 19.0544
SHADY GLEN 11012768 | 197 | 526 | SHADY GLEN 11012768 | SHADY GLEN 1101 | SIERRA | 6.9075 | 0.7908 | 7.6983
SHADY GLEN 1101CB | 197 | 579 | SHADY GLEN 1101CB | SHADY GLEN 1101 | SIERRA | 4.4237 | 0 | 4.4237
SHADY GLEN 110151696 | 197 | 928 | SHADY GLEN 110151696 | SHADY GLEN 1101 | SIERRA | 17.0578 | 0 | 17.0578
SHADY GLEN 110132726 | 197 | 1744 | SHADY GLEN 110132726 | SHADY GLEN 1101 | SIERRA | 12.4872 | 0 | 12.4872
TEMPLETON 2113A10 | 198 | 527 | TEMPLETON 2113A10 | TEMPLETON 2113 | LOS PADRES | 1.9611 | 28.979 | 30.9401
TEMPLETON 2113A70 | 198 | 642 | TEMPLETON 2113A70 | TEMPLETON 2113 | LOS PADRES | 22.5502 | 0 | 22.5502
TEMPLETON 21136055 | 198 | 655 | TEMPLETON 21136055 | TEMPLETON 2113 | LOS PADRES | 34.8409 | 4.8857 | 39.7266
TEMPLETON 21132949 | 198 | 709 | TEMPLETON 21132949 | TEMPLETON 2113 | LOS PADRES | 0.47714 | 0 | 0.47714
TEMPLETON 2113A60 | 198 | 792 | TEMPLETON 2113A60 | TEMPLETON 2113 | LOS PADRES | 7.4055 | 0.0037944 | 7.4093
TEMPLETON 2113CB | 198 | 1500 | TEMPLETON 2113CB | TEMPLETON 2113 | LOS PADRES | 0.49234 | 0 | 0.49234
TEMPLETON 2113A12 | 198 | 1720 | TEMPLETON 2113A12 | TEMPLETON 2113 | LOS PADRES | 30.7869 | 9.6636 | 40.4505
TEMPLETON 2113A20 | 198 | 1838 | TEMPLETON 2113A20 | TEMPLETON 2113 | LOS PADRES | 7.0532 | 0 | 7.0532
TEMPLETON 2113A08 | 198 | 2282 | TEMPLETON 2113A08 | TEMPLETON 2113 | LOS PADRES | 6.2213 | 3.6984 | 9.9198
TEMPLETON 2113R82 | 198 | 2817 | TEMPLETON 2113R82 | TEMPLETON 2113 | LOS PADRES | 32.382 | 2.2356 | 34.6176
TEMPLETON 2113A32 | 198 | 2844 | TEMPLETON 2113A32 | TEMPLETON 2113 | LOS PADRES | 0.77097 | 0 | 0.77097
TEMPLETON 2113A30 | 198 | 2911 | TEMPLETON 2113A30 | TEMPLETON 2113 | LOS PADRES | 0.53596 | 0 | 0.53596
NORTH BRANCH 110111206 | 199 | 532 | NORTH BRANCH 110111206 | NORTH BRANCH 1101 | STOCKTON | 17.2475 | 0 | 17.2475
NORTH BRANCH 110111158 | 199 | 2151 | NORTH BRANCH 110111158 | NORTH BRANCH 1101 | STOCKTON | 11.9363 | 0 | 11.9363
NORTH BRANCH 1101TS1115 | 199 | 2183 | NORTH BRANCH 1101TS1115 | NORTH BRANCH 1101 | STOCKTON | 17.6104 | 0 | 17.6104
NORTH BRANCH 110113496 | 199 | 2569 | NORTH BRANCH 110113496 | NORTH BRANCH 1101 | STOCKTON | 2.2189 | 0 | 2.2189
NORTH BRANCH 1101CB | 199 | 2616 | NORTH BRANCH 1101CB | NORTH BRANCH 1101 | STOCKTON | 10.7662 | 0 | 10.7662
OCEANO 1104Q10 | 200 | 533 | OCEANO 1104Q10 | OCEANO 1104 | LOS PADRES | 23.5484 | 0 | 23.5484
OCEANO 1104V36 | 200 | 546 | OCEANO 1104V36 | OCEANO 1104 | LOS PADRES | 8.9209 | 0 | 8.9209
OCEANO 1104Q08 | 200 | 614 | OCEANO 1104Q08 | OCEANO 1104 | LOS PADRES | 12.4392 | 0 | 12.4392
OCEANO 1104Q06 | 200 | 1342 | OCEANO 1104Q06 | OCEANO 1104 | LOS PADRES | 12.4604 | 0 | 12.4604
OCEANO 1104V38 | 200 | 1508 | OCEANO 1104V38 | OCEANO 1104 | LOS PADRES | 11.8201 | 1.0853 | 12.9054
OCEANO 1104Q12 | 200 | 1651 | OCEANO 1104Q12 | OCEANO 1104 | LOS PADRES | 6.7667 | 2.5726 | 9.3393
OCEANO 1104CB | 200 | 1788 | OCEANO 1104CB | OCEANO 1104 | LOS PADRES | 7.189 | 0.81638 | 8.0054
OCEANO 1104Q04 | 200 | 2980 | OCEANO 1104Q04 | OCEANO 1104 | LOS PADRES | 0.015582 | 0 | 0.015582
SPANISH CREEK 4401CB | 201 | 544 | SPANISH CREEK 4401CB | SPANISH CREEK 4401 | NORTH VALLEY | 7.9163 | 0 | 7.9163
PHILO 11022600 | 202 | 545 | PHILO 11022600 | PHILO 1102 | HUMBOLDT | 19.2386 | 0 | 19.2386
PHILO 1102920 | 202 | 1806 | PHILO 1102920 | PHILO 1102 | HUMBOLDT | 17.5582 | 0 | 17.5582
PHILO 11021308 | 202 | 1847 | PHILO 11021308 | PHILO 1102 | HUMBOLDT | 31.8312 | 0 | 31.8312
PHILO 1102CB | 202 | 2107 | PHILO 1102CB | PHILO 1102 | HUMBOLDT | 5.5805 | 0 | 5.5805
PHILO 1102928 | 202 | 2294 | PHILO 1102928 | PHILO 1102 | HUMBOLDT | 13.0575 | 0 | 13.0575
JESSUP 110276068 | 203 | 552 | JESSUP 110276068 | JESSUP 1102 | NORTH VALLEY | 15.5129 | 0 | 15.5129
JESSUP 11023105 | 203 | 729 | JESSUP 11023105 | JESSUP 1102 | NORTH VALLEY | 5.7601 | 0 | 5.7601
JESSUP 110296554 | 203 | 794 | JESSUP 110296554 | JESSUP 1102 | NORTH VALLEY | 6.2214 | 0 | 6.2214
JESSUP 11021314 | 203 | 861 | JESSUP 11021314 | JESSUP 1102 | NORTH VALLEY | 5.6244 | 0 | 5.6244
JESSUP 11021550 | 203 | 2203 | JESSUP 11021550 | JESSUP 1102 | NORTH VALLEY | 17.7067 | 0 | 17.7067
JESSUP 1102CB | 203 | 2696 | JESSUP 1102CB | JESSUP 1102 | NORTH VALLEY | 0.20781 | 0 | 0.20781
LAYTONVILLE 1101CB | 204 | 556 | LAYTONVILLE 1101CB | LAYTONVILLE 1101 | HUMBOLDT | 7.0679 | 0 | 7.0679
LAYTONVILLE 110189606 | 204 | 715 | LAYTONVILLE 110189606 | LAYTONVILLE 1101 | HUMBOLDT | 11.3479 | 0 | 11.3479
LAYTONVILLE 1101518 | 204 | 1215 | LAYTONVILLE 1101518 | LAYTONVILLE 1101 | HUMBOLDT | 1.7269 | 0 | 1.7269
LAYTONVILLE 1101402 | 204 | 2049 | LAYTONVILLE 1101402 | LAYTONVILLE 1101 | HUMBOLDT | 22.8392 | 0 | 22.8392
LAYTONVILLE 11011760 | 204 | 3187 | LAYTONVILLE 11011760 | LAYTONVILLE 1101 | HUMBOLDT | 8.2141 | 0 | 8.2141
GREENBRAE 1103 | 205 | 558 | GREENBRAE 1103 | GREENBRAE 1103 | NORTH BAY | 0 | 0.019268 | 0.019268
GREENBRAE 11032371 | 205 | 1248 | GREENBRAE 11032371 | GREENBRAE 1103 | NORTH BAY | 0 | 0.40055 | 0.40055
GREENBRAE 11031260 | 205 | 1333 | GREENBRAE 11031260 | GREENBRAE 1103 | NORTH BAY | 0.69311 | 1.6325 | 2.3256
GREENBRAE 11036083 | 205 | 1560 | GREENBRAE 11036083 | GREENBRAE 1103 | NORTH BAY | 0.11078 | 0.23075 | 0.34152
GREENBRAE 1103CB | 205 | 1718 | GREENBRAE 1103CB | GREENBRAE 1103 | NORTH BAY | 0 | 0.06411 | 0.06411
GREENBRAE 1103434 | 205 | 1746 | GREENBRAE 1103434 | GREENBRAE 1103 | NORTH BAY | 0.77662 | 0.023105 | 0.79973
GREENBRAE 110388832 | 205 | 2400 | GREENBRAE 110388832 | GREENBRAE 1103 | NORTH BAY | 1.2167 | 0 | 1.2167
ROSSMOOR 1102CB | 206 | 560 | ROSSMOOR 1102CB | ROSSMOOR 1102 | DIABLO | 0 | 0.0028423 | 0.0028423
ZACA 1102CB | 207 | 562 | ZACA 1102CB | ZACA 1102 | LOS PADRES | 9.9391 | 5.948 | 15.8871
ZACA 1102Y54 | 207 | 1154 | ZACA 1102Y54 | ZACA 1102 | LOS PADRES | 16.8486 | 17.5481 | 34.3968
ZACA 1102Y02 | 207 | 2020 | ZACA 1102Y02 | ZACA 1102 | LOS PADRES | 10.6195 | 0 | 10.6195
ZACA 1102Y48 | 207 | 2692 | ZACA 1102Y48 | ZACA 1102 | LOS PADRES | 4.0585 | 0 | 4.0585
REDBUD 1102CB | 208 | 564 | REDBUD 1102CB | REDBUD 1102 | HUMBOLDT | 13.9887 | 1.5124 | 15.5011
REDBUD 11022013 | 208 | 1117 | REDBUD 11022013 | REDBUD 1102 | HUMBOLDT | 0.11285 | 0 | 0.11285
REDBUD 11021212 | 208 | 1130 | REDBUD 11021212 | REDBUD 1102 | HUMBOLDT | 0.436 | 0 | 0.436
REDBUD 1102922 | 208 | 2173 | REDBUD 1102922 | REDBUD 1102 | HUMBOLDT | 3.3 | 0 | 3.3
REDBUD 1102510 | 208 | 2229 | REDBUD 1102510 | REDBUD 1102 | HUMBOLDT | 6.0638 | 0 | 6.0638
REDBUD 110244119 | 208 | 2527 | REDBUD 110244119 | REDBUD 1102 | HUMBOLDT | 0.66752 | 0 | 0.66752
REDBUD 1102432 | 208 | 2765 | REDBUD 1102432 | REDBUD 1102 | HUMBOLDT | 1.3051 | 0 | 1.3051
VALLEY VIEW 1103CB | 209 | 565 | VALLEY VIEW 1103CB | VALLEY VIEW 1103 | EAST BAY | 0 | 0.06028 | 0.06028
VALLEY VIEW 1103P160 | 209 | 702 | VALLEY VIEW 1103P160 | VALLEY VIEW 1103 | EAST BAY | 0 | 0.28761 | 0.28761
LAYTONVILLE 1102CB | 210 | 570 | LAYTONVILLE 1102CB | LAYTONVILLE 1102 | HUMBOLDT | 10.2076 | 0 | 10.2076
LAYTONVILLE 1102572 | 210 | 584 | LAYTONVILLE 1102572 | LAYTONVILLE 1102 | HUMBOLDT | 21.4369 | 0 | 21.4369
LAYTONVILLE 110268436 | 210 | 644 | LAYTONVILLE 110268436 | LAYTONVILLE 1102 | HUMBOLDT | 6.1189 | 2.9824 | 9.1013
LAYTONVILLE 1102500 | 210 | 692 | LAYTONVILLE 1102500 | LAYTONVILLE 1102 | HUMBOLDT | 20.1821 | 0 | 20.1821
LAYTONVILLE 1102682 | 210 | 717 | LAYTONVILLE 1102682 | LAYTONVILLE 1102 | HUMBOLDT | 14.8214 | 0 | 14.8214
LAYTONVILLE 110264908 | 210 | 934 | LAYTONVILLE 110264908 | LAYTONVILLE 1102 | HUMBOLDT | 3.5532 | 0 | 3.5532
LAYTONVILLE 110237586 | 210 | 2080 | LAYTONVILLE 110237586 | LAYTONVILLE 1102 | HUMBOLDT | 13.9719 | 0 | 13.9719
LAYTONVILLE 11022502 | 210 | 2508 | LAYTONVILLE 11022502 | LAYTONVILLE 1102 | HUMBOLDT | 17.8026 | 0 | 17.8026
LAYTONVILLE 1102220946 | 210 | 2583 | LAYTONVILLE 1102220946 | LAYTONVILLE 1102 | HUMBOLDT | 0.040461 | 0 | 0.040461
SEACLIFF 0402CB | 211 | 572 | SEACLIFF 0402CB | SEACLIFF 0402 | CENTRAL COAST | 0.34992 | 0.61403 | 0.96395
HALF MOON BAY 11038894 | 212 | 574 | HALF MOON BAY 11038894 | HALF MOON BAY 1103 | PENINSULA | 11.2938 | 0 | 11.2938
HALF MOON BAY 11038089 | 212 | 604 | HALF MOON BAY 11038089 | HALF MOON BAY 1103 | PENINSULA | 2.9815 | 0 | 2.9815
HALF MOON BAY 110398440 | 212 | 605 | HALF MOON BAY 110398440 | HALF MOON BAY 1103 | PENINSULA | 8.1037 | 0 | 8.1037
HALF MOON BAY 1103H82 | 212 | 953 | HALF MOON BAY 1103H82 | HALF MOON BAY 1103 | PENINSULA | 51.4213 | 1.5915 | 53.0127
HALF MOON BAY 11038898 | 212 | 976 | HALF MOON BAY 11038898 | HALF MOON BAY 1103 | PENINSULA | 0.64191 | 0 | 0.64191
HALF MOON BAY 11038920 | 212 | 1452 | HALF MOON BAY 11038920 | HALF MOON BAY 1103 | PENINSULA | 8.6186 | 0 | 8.6186
HALF MOON BAY 11036012 | 212 | 1907 | HALF MOON BAY 11036012 | HALF MOON BAY 1103 | PENINSULA | 5.8906 | 0 | 5.8906
HALF MOON BAY 11036065 | 212 | 1969 | HALF MOON BAY 11036065 | HALF MOON BAY 1103 | PENINSULA | 6.2488 | 0 | 6.2488
HALF MOON BAY 110375550 | 212 | 2003 | HALF MOON BAY 110375550 | HALF MOON BAY 1103 | PENINSULA | 1.1869 | 0 | 1.1869
HALF MOON BAY 110369412 | 212 | 2142 | HALF MOON BAY 110369412 | HALF MOON BAY 1103 | PENINSULA | 16.9285 | 0 | 16.9285
HALF MOON BAY 11036018 | 212 | 2354 | HALF MOON BAY 11036018 | HALF MOON BAY 1103 | PENINSULA | 14.4915 | 0 | 14.4915
HALF MOON BAY 11039112 | 212 | 2506 | HALF MOON BAY 11039112 | HALF MOON BAY 1103 | PENINSULA | 3.4704 | 0 | 3.4704
HALF MOON BAY 11036014 | 212 | 3048 | HALF MOON BAY 11036014 | HALF MOON BAY 1103 | PENINSULA | 5.273 | 0 | 5.273
NORTH DUBLIN 210311101 | 213 | 575 | NORTH DUBLIN 210311101 | NORTH DUBLIN 2103 | MISSION | 3.6926 | 0 | 3.6926
NORTH DUBLIN 21039473 | 213 | 813 | NORTH DUBLIN 21039473 | NORTH DUBLIN 2103 | MISSION | 2.5034 | 0.054753 | 2.5582
NORTH DUBLIN 2103 | 213 | 1047 | NORTH DUBLIN 2103 | NORTH DUBLIN 2103 | MISSION | 0.0011266 | 0 | 0.0011266
NORTH DUBLIN 2103CB | 213 | 1526 | NORTH DUBLIN 2103CB | NORTH DUBLIN 2103 | MISSION | 12.6489 | 0 | 12.6489
SAN LUIS OBISPO 110342344 | 214 | 578 | SAN LUIS OBISPO 110342344 | SAN LUIS OBISPO 1103 | LOS PADRES | 7.6647 | 0 | 7.6647
SAN LUIS OBISPO 1103V82 | 214 | 2182 | SAN LUIS OBISPO 1103V82 | SAN LUIS OBISPO 1103 | LOS PADRES | 6.5219 | 0 | 6.5219
SAN LUIS OBISPO 1103CB | 214 | 2668 | SAN LUIS OBISPO 1103CB | SAN LUIS OBISPO 1103 | LOS PADRES | 2.8352 | 0 | 2.8352
VACA DIXON 110540092 | 215 | 580 | VACA DIXON 110540092 | VACA DIXON 1105 | SACRAMENTO | 23.831 | 0 | 23.831
VACA DIXON 11059792 | 215 | 775 | VACA DIXON 11059792 | VACA DIXON 1105 | SACRAMENTO | 2.2981 | 0 | 2.2981
HIGHLANDS 1102628 | 216 | 583 | HIGHLANDS 1102628 | HIGHLANDS 1102 | HUMBOLDT | 5.9276 | 8.2621 | 14.1896
HIGHLANDS 110280660 | 216 | 724 | HIGHLANDS 110280660 | HIGHLANDS 1102 | HUMBOLDT | 5.365 | 0 | 5.365
HIGHLANDS 1102556 | 216 | 793 | HIGHLANDS 1102556 | HIGHLANDS 1102 | HUMBOLDT | 0.14444 | 0 | 0.14444
HIGHLANDS 1102CB | 216 | 1694 | HIGHLANDS 1102CB | HIGHLANDS 1102 | HUMBOLDT | 7.3244 | 0 | 7.3244
HIGHLANDS 110275140 | 216 | 2095 | HIGHLANDS 110275140 | HIGHLANDS 1102 | HUMBOLDT | 8.7915 | 0 | 8.7915
VACA DIXON 110118292 | 217 | 587 | VACA DIXON 110118292 | VACA DIXON 1101 | SACRAMENTO | 0.82637 | 0 | 0.82637
GARCIA 0401666 | 218 | 588 | GARCIA 0401666 | GARCIA 0401 | HUMBOLDT | 2.4311 | 0 | 2.4311
GARCIA 0401CB | 218 | 598 | GARCIA 0401CB | GARCIA 0401 | HUMBOLDT | 0.042407 | 0 | 0.042407
VACAVILLE 111113652 | 219 | 590 | VACAVILLE 111113652 | VACAVILLE 1111 | SACRAMENTO | 4.3673 | 0 | 4.3673
VACAVILLE 111112342 | 219 | 1211 | VACAVILLE 111112342 | VACAVILLE 1111 | SACRAMENTO | 0.015645 | 0 | 0.015645
VACAVILLE 1111CB | 219 | 1770 | VACAVILLE 1111CB | VACAVILLE 1111 | SACRAMENTO | 7.7902 | 0 | 7.7902
IGNACIO 11042447 | 220 | 592 | IGNACIO 11042447 | IGNACIO 1104 | NORTH BAY | 0.96609 | 0 | 0.96609
IGNACIO 1104450582 | 220 | 2145 | IGNACIO 1104450582 | IGNACIO 1104 | NORTH BAY | 3.8063 | 0 | 3.8063
IGNACIO 1104316 | 220 | 2882 | IGNACIO 1104316 | IGNACIO 1104 | NORTH BAY | 0.5655 | 0 | 0.5655
IGNACIO 11041290 | 220 | 2937 | IGNACIO 11041290 | IGNACIO 1104 | NORTH BAY | 1.6542 | 0 | 1.6542
IGNACIO 1104 | 220 | 3064 | IGNACIO 1104 | IGNACIO 1104 | NORTH BAY | 0.012266 | 0 | 0.012266
GIRVAN 11019732 | 221 | 593 | GIRVAN 11019732 | GIRVAN 1101 | NORTH VALLEY | 0 | 21.139 | 21.139
GIRVAN 11011636 | 221 | 1128 | GIRVAN 11011636 | GIRVAN 1101 | NORTH VALLEY | 2.6157 | 14.0059 | 16.6216
GIRVAN 11011330 | 221 | 1446 | GIRVAN 11011330 | GIRVAN 1101 | NORTH VALLEY | 23.5447 | 7.7021 | 31.2468
GIRVAN 1101323094 | 221 | 1937 | GIRVAN 1101323094 | GIRVAN 1101 | NORTH VALLEY | 36.2683 | 0 | 36.2683
GIRVAN 1101CB | 221 | 3123 | GIRVAN 1101CB | GIRVAN 1101 | NORTH VALLEY | 0.35544 | 0 | 0.35544
GARBERVILLE 110135706 | 222 | 594 | GARBERVILLE 110135706 | GARBERVILLE 1101 | HUMBOLDT | 9.7846 | 0 | 9.7846
GARBERVILLE 11012026 | 222 | 935 | GARBERVILLE 11012026 | GARBERVILLE 1101 | HUMBOLDT | 6.3529 | 0 | 6.3529
GARBERVILLE 11011750 | 222 | 1604 | GARBERVILLE 11011750 | GARBERVILLE 1101 | HUMBOLDT | 14.3678 | 0 | 14.3678
GARBERVILLE 1101CB | 222 | 1843 | GARBERVILLE 1101CB | GARBERVILLE 1101 | HUMBOLDT | 6.497 | 0 | 6.497
GARBERVILLE 11011514 | 222 | 2062 | GARBERVILLE 11011514 | GARBERVILLE 1101 | HUMBOLDT | 14.7707 | 0 | 14.7707
GARBERVILLE 11011604 | 222 | 2280 | GARBERVILLE 11011604 | GARBERVILLE 1101 | HUMBOLDT | 4.3333 | 0 | 4.3333
GARBERVILLE 110139524 | 222 | 2883 | GARBERVILLE 110139524 | GARBERVILLE 1101 | HUMBOLDT | 5.5428 | 0 | 5.5428
GARBERVILLE 11011770 | 222 | 2919 | GARBERVILLE 11011770 | GARBERVILLE 1101 | HUMBOLDT | 8.6092 | 0 | 8.6092
GARBERVILLE 110197300 | 222 | 3178 | GARBERVILLE 110197300 | GARBERVILLE 1101 | HUMBOLDT | 14.1538 | 0 | 14.1538
TIVY VALLEY 1107869946 | 223 | 596 | TIVY VALLEY 1107869946 | TIVY VALLEY 1107 | FRESNO | 29.8533 | 0 | 29.8533
TIVY VALLEY 110737522 | 223 | 1129 | TIVY VALLEY 110737522 | TIVY VALLEY 1107 | FRESNO | 0.51792 | 0 | 0.51792
TIVY VALLEY 1107584840 | 223 | 1514 | TIVY VALLEY 1107584840 | TIVY VALLEY 1107 | FRESNO | 44.9458 | 0 | 44.9458
TIVY VALLEY 1107R1817 | 223 | 1965 | TIVY VALLEY 1107R1817 | TIVY VALLEY 1107 | FRESNO | 19.042 | 0 | 19.042
TIVY VALLEY 11077380 | 223 | 2023 | TIVY VALLEY 11077380 | TIVY VALLEY 1107 | FRESNO | 12.8078 | 0 | 12.8078
TIVY VALLEY 11077370 | 223 | 2171 | TIVY VALLEY 11077370 | TIVY VALLEY 1107 | FRESNO | 11.4788 | 0 | 11.4788
OILFIELDS 1103N46 | 224 | 597 | OILFIELDS 1103N46 | OILFIELDS 1103 | CENTRAL COAST | 5.8257 | 0 | 5.8257
OILFIELDS 1103N40 | 224 | 912 | OILFIELDS 1103N40 | OILFIELDS 1103 | CENTRAL COAST | 0.75328 | 0 | 0.75328
OILFIELDS 1103N44 | 224 | 1442 | OILFIELDS 1103N44 | OILFIELDS 1103 | CENTRAL COAST | 18.7718 | 0 | 18.7718
OILFIELDS 1103N62 | 224 | 1633 | OILFIELDS 1103N62 | OILFIELDS 1103 | CENTRAL COAST | 5.5689 | 0 | 5.5689
OILFIELDS 1103N48 | 224 | 1709 | OILFIELDS 1103N48 | OILFIELDS 1103 | CENTRAL COAST | 47.0468 | 0 | 47.0468
OILFIELDS 11035175 | 224 | 1997 | OILFIELDS 11035175 | OILFIELDS 1103 | CENTRAL COAST | 1.9738 | 0 | 1.9738
OILFIELDS 11032757 | 224 | 2013 | OILFIELDS 11032757 | OILFIELDS 1103 | CENTRAL COAST | 2.6282 | 0 | 2.6282
OILFIELDS 110383158 | 224 | 2192 | OILFIELDS 110383158 | OILFIELDS 1103 | CENTRAL COAST | 18.1787 | 0 | 18.1787
OILFIELDS 1103N64 | 224 | 2398 | OILFIELDS 1103N64 | OILFIELDS 1103 | CENTRAL COAST | 9.7922 | 0 | 9.7922
OILFIELDS 1103 | 224 | 2629 | OILFIELDS 1103 | OILFIELDS 1103 | CENTRAL COAST | 0.020981 | 0 | 0.020981
OILFIELDS 1103N42 | 224 | 3180 | OILFIELDS 1103N42 | OILFIELDS 1103 | CENTRAL COAST | 2.2461 | 0 | 2.2461
OILFIELDS 11037006 | 224 | 3188 | OILFIELDS 11037006 | OILFIELDS 1103 | CENTRAL COAST | 2.4385 | 0 | 2.4385
BELL 111056214 | 225 | 602 | BELL 111056214 | BELL 1110 | SIERRA | 0.30639 | 0 | 0.30639
LAURELES 111110141 | 226 | 603 | LAURELES 111110141 | LAURELES 1111 | CENTRAL COAST | 0 | 2.922 | 2.922
LAURELES 111184523 | 226 | 680 | LAURELES 111184523 | LAURELES 1111 | CENTRAL COAST | 1.2223 | 0 | 1.2223
LAURELES 11116617 | 226 | 888 | LAURELES 11116617 | LAURELES 1111 | CENTRAL COAST | 1.819 | 0 | 1.819
LAURELES 11112020 | 226 | 1361 | LAURELES 11112020 | LAURELES 1111 | CENTRAL COAST | 29.8539 | 3.2803 | 33.1343
LAURELES 1111432 | 226 | 1444 | LAURELES 1111432 | LAURELES 1111 | CENTRAL COAST | 49.1946 | 0 | 49.1946
LAURELES 11116421 | 226 | 1590 | LAURELES 11116421 | LAURELES 1111 | CENTRAL COAST | 1.7279 | 0 | 1.7279
LAURELES 1111CB | 226 | 2064 | LAURELES 1111CB | LAURELES 1111 | CENTRAL COAST | 7.0885 | 0 | 7.0885
LAURELES 11112028 | 226 | 2352 | LAURELES 11112028 | LAURELES 1111 | CENTRAL COAST | 8.3353 | 0 | 8.3353
COARSEGOLD 210210207 | 227 | 609 | COARSEGOLD 210210207 | COARSEGOLD 2102 | YOSEMITE | 0 | 3.5762 | 3.5762
COARSEGOLD 210210040 | 227 | 1010 | COARSEGOLD 210210040 | COARSEGOLD 2102 | YOSEMITE | 0 | 17.3327 | 17.3327
COARSEGOLD 210210050 | 227 | 1080 | COARSEGOLD 210210050 | COARSEGOLD 2102 | YOSEMITE | 0 | 7.18 | 7.18
COARSEGOLD 21025380 | 227 | 1107 | COARSEGOLD 21025380 | COARSEGOLD 2102 | YOSEMITE | 0 | 14.1287 | 14.1287
COARSEGOLD 210210330 | 227 | 1219 | COARSEGOLD 210210330 | COARSEGOLD 2102 | YOSEMITE | 0.55855 | 8.9997 | 9.5583
COARSEGOLD 210210610 | 227 | 1238 | COARSEGOLD 210210610 | COARSEGOLD 2102 | YOSEMITE | 0 | 1.3639 | 1.3639
COARSEGOLD 21025722 | 227 | 1255 | COARSEGOLD 21025722 | COARSEGOLD 2102 | YOSEMITE | 0 | 1.9829 | 1.9829
COARSEGOLD 2102383092 | 227 | 1407 | COARSEGOLD 2102383092 | COARSEGOLD 2102 | YOSEMITE | 0 | 0.3809 | 0.3809
COARSEGOLD 2102CB | 227 | 2318 | COARSEGOLD 2102CB | COARSEGOLD 2102 | YOSEMITE | 13.3944 | 0.66772 | 14.0621
WILLOW CREEK 11037514 | 228 | 610 | WILLOW CREEK 11037514 | WILLOW CREEK 1103 | HUMBOLDT | 9.0466 | 0.18732 | 9.2339
WILLOW CREEK 11032936 | 228 | 1574 | WILLOW CREEK 11032936 | WILLOW CREEK 1103 | HUMBOLDT | 32.9597 | 0 | 32.9597
WILLOW CREEK 110347966 | 228 | 1611 | WILLOW CREEK 110347966 | WILLOW CREEK 1103 | HUMBOLDT | 17.0216 | 0 | 17.0216
WILLOW CREEK 11035012 | 228 | 1835 | WILLOW CREEK 11035012 | WILLOW CREEK 1103 | HUMBOLDT | 10.8623 | 0 | 10.8623
WILLOW CREEK 1103CB | 228 | 1856 | WILLOW CREEK 1103CB | WILLOW CREEK 1103 | HUMBOLDT | 3.6433 | 0.27844 | 3.9217
WILLOW CREEK 11033090 | 228 | 2204 | WILLOW CREEK 11033090 | WILLOW CREEK 1103 | HUMBOLDT | 10.7823 | 0 | 10.7823
COTTONWOOD 11031344 | 229 | 615 | COTTONWOOD 11031344 | COTTONWOOD 1103 | NORTH VALLEY | 7.7962 | 0 | 7.7962
COTTONWOOD 11039072 | 229 | 619 | COTTONWOOD 11039072 | COTTONWOOD 1103 | NORTH VALLEY | 28.4061 | 0 | 28.4061
COTTONWOOD 11031616 | 229 | 637 | COTTONWOOD 11031616 | COTTONWOOD 1103 | NORTH VALLEY | 45.6614 | 0 | 45.6614
COTTONWOOD 110335470 | 229 | 846 | COTTONWOOD 110335470 | COTTONWOOD 1103 | NORTH VALLEY | 18.2496 | 0 | 18.2496
COTTONWOOD 11031348 | 229 | 1760 | COTTONWOOD 11031348 | COTTONWOOD 1103 | NORTH VALLEY | 25.9721 | 0 | 25.9721
COTTONWOOD 1103CB | 229 | 2949 | COTTONWOOD 1103CB | COTTONWOOD 1103 | NORTH VALLEY | 0.091321 | 0 | 0.091321
PUTAH CREEK 11033851 | 230 | 616 | PUTAH CREEK 11033851 | PUTAH CREEK 1103 | SACRAMENTO | 3.6658 | 0 | 3.6658
BUELLTON 1102Y50 | 231 | 617 | BUELLTON 1102Y50 | BUELLTON 1102 | LOS PADRES | 11.1963 | 0 | 11.1963
BUELLTON 1102CB | 231 | 796 | BUELLTON 1102CB | BUELLTON 1102 | LOS PADRES | 4.428 | 0 | 4.428
LAKEVILLE 11023341 | 232 | 620 | LAKEVILLE 11023341 | LAKEVILLE 1102 | SONOMA | 8.3809 | 0 | 8.3809
LAKEVILLE 1102280 | 232 | 969 | LAKEVILLE 1102280 | LAKEVILLE 1102 | SONOMA | 2.0715 | 0 | 2.0715
LAKEVILLE 110287432 | 232 | 1839 | LAKEVILLE 110287432 | LAKEVILLE 1102 | SONOMA | 8.9371 | 0 | 8.9371
LAKEVILLE 1102530 | 232 | 2714 | LAKEVILLE 1102530 | LAKEVILLE 1102 | SONOMA | 0.62549 | 0 | 0.62549
HICKS 2101XR250 | 233 | 621 | HICKS 2101XR250 | HICKS 2101 | SAN JOSE | 5.018 | 1.9966 | 7.0147
HICKS 2101XR162 | 233 | 2389 | HICKS 2101XR162 | HICKS 2101 | SAN JOSE | 2.3563 | 0 | 2.3563
HICKS 2101XR548 | 233 | 2602 | HICKS 2101XR548 | HICKS 2101 | SAN JOSE | 1.763 | 0 | 1.763
PAUL SWEET 2102 | 234 | 626 | PAUL SWEET 2102 | PAUL SWEET 2102 | CENTRAL COAST | 0 | 0.085046 | 0.085046
PAUL SWEET 21025291 | 234 | 1260 | PAUL SWEET 21025291 | PAUL SWEET 2102 | CENTRAL COAST | 0 | 3.3045 | 3.3045
PAUL SWEET 2102CB | 234 | 1573 | PAUL SWEET 2102CB | PAUL SWEET 2102 | CENTRAL COAST | 0 | 0.80988 | 0.80988
PAUL SWEET 210212850 | 234 | 2907 | PAUL SWEET 210212850 | PAUL SWEET 2102 | CENTRAL COAST | 0.99852 | 0 | 0.99852
EL CERRITO G 1112BR180 | 235 | 627 | EL CERRITO G 1112BR180 | EL CERRITO G 1112 | EAST BAY | 0.34111 | 1.021 | 1.3621
EL CERRITO G 111257953 | 235 | 1190 | EL CERRITO G 111257953 | EL CERRITO G 1112 | EAST BAY | 0 | 0.7567 | 0.7567
EL CERRITO G 1112BR178 | 235 | 1335 | EL CERRITO G 1112BR178 | EL CERRITO G 1112 | EAST BAY | 0.1376 | 1.7579 | 1.8955
EL CERRITO G 1112CB | 235 | 1626 | EL CERRITO G 1112CB | EL CERRITO G 1112 | EAST BAY | 0 | 0.64797 | 0.64797
EL CERRITO G 1112BR196 | 235 | 2403 | EL CERRITO G 1112BR196 | EL CERRITO G 1112 | EAST BAY | 0.02286 | 0 | 0.02286
SHINGLE SPRINGS 211051800 | 236 | 630 | SHINGLE SPRINGS 211051800 | SHINGLE SPRINGS 2110 | SIERRA | 5.5317 | 3.8852 | 9.4169
SHINGLE SPRINGS 21107742 | 236 | 822 | SHINGLE SPRINGS 21107742 | SHINGLE SPRINGS 2110 | SIERRA | 0.39982 | 45.2194 | 45.6192
SHINGLE SPRINGS 211051790 | 236 | 1201 | SHINGLE SPRINGS 211051790 | SHINGLE SPRINGS 2110 | SIERRA | 2.2581 | 5.8287 | 8.0868
SHINGLE SPRINGS 2110CB | 236 | 1537 | SHINGLE SPRINGS 2110CB | SHINGLE SPRINGS 2110 | SIERRA | 0.0080768 | 0.10073 | 0.10881
TAR FLAT 0401 | 237 | 631 | TAR FLAT 0401 | TAR FLAT 0401 | YOSEMITE | 0 | 0.026649 | 0.026649
TAR FLAT 0401CB | 237 | 2215 | TAR FLAT 0401CB | TAR FLAT 0401 | YOSEMITE | 2.8613 | 0.62122 | 3.4825
BASALT 11065039 | 238 | 633 | BASALT 11065039 | BASALT 1106 | NORTH BAY | 1.6775 | 0 | 1.6775
BASALT 11065030 | 238 | 2469 | BASALT 11065030 | BASALT 1106 | NORTH BAY | 3.3103 | 0 | 3.3103
UKIAH 1113CB | 239 | 635 | UKIAH 1113CB | UKIAH 1113 | HUMBOLDT | 6.3928 | 0 | 6.3928
BRIDGEVILLE 110137484 | 240 | 640 | BRIDGEVILLE 110137484 | BRIDGEVILLE 1101 | HUMBOLDT | 7.5279 | 0 | 7.5279
BRIDGEVILLE 110169866 | 240 | 643 | BRIDGEVILLE 110169866 | BRIDGEVILLE 1101 | HUMBOLDT | 6.5416 | 0 | 6.5416
BRIDGEVILLE 1101CB | 240 | 757 | BRIDGEVILLE 1101CB | BRIDGEVILLE 1101 | HUMBOLDT | 7.6655 | 0.80516 | 8.4707
SAND CREEK 11037140 | 241 | 648 | SAND CREEK 11037140 | SAND CREEK 1103 | FRESNO | 26.314 | 0 | 26.314
SAND CREEK 110345190 | 241 | 1552 | SAND CREEK 110345190 | SAND CREEK 1103 | FRESNO | 36.6214 | 0 | 36.6214
SAND CREEK 11037420 | 241 | 1699 | SAND CREEK 11037420 | SAND CREEK 1103 | FRESNO | 23.394 | 0 | 23.394
SAND CREEK 1103CB | 241 | 2024 | SAND CREEK 1103CB | SAND CREEK 1103 | FRESNO | 12.8175 | 0 | 12.8175
SAND CREEK 11037070 | 241 | 2106 | SAND CREEK 11037070 | SAND CREEK 1103 | FRESNO | 17.8283 | 0 | 17.8283
SAND CREEK 110397354 | 241 | 2128 | SAND CREEK 110397354 | SAND CREEK 1103 | FRESNO | 8.1104 | 0 | 8.1104
SAND CREEK 11037823F | 241 | 2135 | SAND CREEK 11037823F | SAND CREEK 1103 | FRESNO | 4.6802 | 0 | 4.6802
SAND CREEK 1103 | 241 | 2244 | SAND CREEK 1103 | SAND CREEK 1103 | FRESNO | 0.037983 | 0 | 0.037983
SAND CREEK 11037110 | 241 | 2657 | SAND CREEK 11037110 | SAND CREEK 1103 | FRESNO | 19.4155 | 0 | 19.4155
CLARKSVILLE 210575884 | 242 | 650 | CLARKSVILLE 210575884 | CLARKSVILLE 2105 | SIERRA | 6.3471 | 4.0051 | 10.3522
CLARKSVILLE 210551478 | 242 | 853 | CLARKSVILLE 210551478 | CLARKSVILLE 2105 | SIERRA | 0.050363 | 0 | 0.050363
CLARKSVILLE 2105CB | 242 | 1153 | CLARKSVILLE 2105CB | CLARKSVILLE 2105 | SIERRA | 0.54433 | 0 | 0.54433
GANSNER 110199388 | 243 | 651 | GANSNER 110199388 | GANSNER 1101 | NORTH VALLEY | 2.0835 | 0 | 2.0835
GANSNER 110137550 | 243 | 847 | GANSNER 110137550 | GANSNER 1101 | NORTH VALLEY | 0.5773 | 0 | 0.5773
GANSNER 11012006 | 243 | 1363 | GANSNER 11012006 | GANSNER 1101 | NORTH VALLEY | 16.7152 | 0.48068 | 17.1959
GANSNER 11012424 | 243 | 1507 | GANSNER 11012424 | GANSNER 1101 | NORTH VALLEY | 18.9007 | 0 | 18.9007
SHEPHERD 2111R1400 | 244 | 653 | SHEPHERD 2111R1400 | SHEPHERD 2111 | FRESNO | 19.9144 | 0 | 19.9144
WEIMER 1101 | 245 | 654 | WEIMER 1101 | WEIMER 1101 | (blank) | 0.15676 | 0 | 0.15676
PUEBLO 11042802 | 246 | 656 | PUEBLO 11042802 | PUEBLO 1104 | NORTH BAY | 9.7765 | 0 | 9.7765
PUEBLO 1104 | 246 | 1168 | PUEBLO 1104 | PUEBLO 1104 | NORTH BAY | 0.072037 | 0 | 0.072037
PUEBLO 11041304 | 246 | 1245 | PUEBLO 11041304 | PUEBLO 1104 | NORTH BAY | 19.9743 | 0 | 19.9743
PUEBLO 1104640 | 246 | 2140 | PUEBLO 1104640 | PUEBLO 1104 | NORTH BAY | 1.0277 | 0 | 1.0277
PEORIA 170411232 | 247 | 657 | PEORIA 170411232 | PEORIA 1704 | YOSEMITE | 13.0063 | 0 | 13.0063
PEORIA 170413494 | 247 | 719 | PEORIA 170413494 | PEORIA 1704 | YOSEMITE | 3.2575 | 0 | 3.2575
PEORIA 170459596 | 247 | 1917 | PEORIA 170459596 | PEORIA 1704 | YOSEMITE | 19.1476 | 0 | 19.1476
PEORIA 1704877670 | 247 | 2101 | PEORIA 1704877670 | PEORIA 1704 | YOSEMITE | 6.3096 | 0 | 6.3096
PEORIA 170413490 | 247 | 2385 | PEORIA 170413490 | PEORIA 1704 | YOSEMITE | 4.0441 | 0 | 4.0441
PEORIA 1704CB | 247 | 2481 | PEORIA 1704CB | PEORIA 1704 | YOSEMITE | 8.3627 | 0 | 8.3627
PEORIA 17046090 | 247 | 2524 | PEORIA 17046090 | PEORIA 1704 | YOSEMITE | 0.79834 | 0 | 0.79834
PEORIA 1704 | 247 | 2769 | PEORIA 1704 | PEORIA 1704 | YOSEMITE | 0.12912 | 0 | 0.12912
PEORIA 170488630 | 247 | 2848 | PEORIA 170488630 | PEORIA 1704 | YOSEMITE | 0.77831 | 0 | 0.77831
PEORIA 17048040 | 247 | 3122 | PEORIA 17048040 | PEORIA 1704 | YOSEMITE | 8.9787 | 0 | 8.9787
PEORIA 170492888 | 247 | 3155 | PEORIA 170492888 | PEORIA 1704 | YOSEMITE | 0.24891 | 0 | 0.24891
STAFFORD 1102524 | 248 | 660 | STAFFORD 1102524 | STAFFORD 1102 | NORTH BAY | 3.4472 | 0 | 3.4472
STAFFORD 11021202 | 248 | 732 | STAFFORD 11021202 | STAFFORD 1102 | NORTH BAY | 7.2996 | 0 | 7.2996
STAFFORD 1102361952 | 248 | 770 | STAFFORD 1102361952 | STAFFORD 1102 | NORTH BAY | 1.3655 | 0 | 1.3655
STAFFORD 11021943 | 248 | 777 | STAFFORD 11021943 | STAFFORD 1102 | NORTH BAY | 1.2184 | 0 | 1.2184
STAFFORD 1102784704 | 248 | 780 | STAFFORD 1102784704 | STAFFORD 1102 | NORTH BAY | 0.02728 | 0 | 0.02728
STAFFORD 1102CB | 248 | 876 | STAFFORD 1102CB | STAFFORD 1102 | NORTH BAY | 0.24035 | 0 | 0.24035
STAFFORD 110233692 | 248 | 1076 | STAFFORD 110233692 | STAFFORD 1102 | NORTH BAY | 0.31495 | 0 | 0.31495
STAFFORD 11021048 | 248 | 1622 | STAFFORD 11021048 | STAFFORD 1102 | NORTH BAY | 4.0877 | 0.88451 | 4.9722
STAFFORD 11021019 | 248 | 2091 | STAFFORD 11021019 | STAFFORD 1102 | NORTH BAY | 0.54264 | 0 | 0.54264
STAFFORD 1102908 | 248 | 2205 | STAFFORD 1102908 | STAFFORD 1102 | NORTH BAY | 0.96495 | 0 | 0.96495
STAFFORD 110242542 | 248 | 2823 | STAFFORD 110242542 | STAFFORD 1102 | NORTH BAY | 0.92749 | 0 | 0.92749
JESSUP 11011993 | 249 | 667 | JESSUP 11011993 | JESSUP 1101 | NORTH VALLEY | 2.9672 | 0 | 2.9672
JESSUP 110141356 | 249 | 884 | JESSUP 110141356 | JESSUP 1101 | NORTH VALLEY | 32.7394 | 0 | 32.7394
JESSUP 11019752 | 249 | 1912 | JESSUP 11019752 | JESSUP 1101 | NORTH VALLEY | 3.8979 | 0 | 3.8979
JESSUP 11012839 | 249 | 2074 | JESSUP 11012839 | JESSUP 1101 | NORTH VALLEY | 1.47 | 0 | 1.47
JESSUP 11011496 | 249 | 2111 | JESSUP 11011496 | JESSUP 1101 | NORTH VALLEY | 14.4434 | 0.28205 | 14.7255
JESSUP 11013383 | 249 | 2372 | JESSUP 11013383 | JESSUP 1101 | NORTH VALLEY | 1.283 | 0 | 1.283
JESSUP 11019002 | 249 | 2585 | JESSUP 11019002 | JESSUP 1101 | NORTH VALLEY | 6.7893 | 0 | 6.7893
JESSUP 1101CB | 249 | 2609 | JESSUP 1101CB | JESSUP 1101 | NORTH VALLEY | 1.1327 | 0 | 1.1327
FOOTHILL 1101CB | 250 | 668 | FOOTHILL 1101CB | FOOTHILL 1101 | LOS PADRES | 10.7012 | 0 | 10.7012
FOOTHILL 1101549904 | 250 | 867 | FOOTHILL 1101549904 | FOOTHILL 1101 | LOS PADRES | 7.1079 | 0 | 7.1079
FLINT 1101750 | 251 | 669 | FLINT 1101750 | FLINT 1101 | SIERRA | 3.8545 | 0 | 3.8545
FLINT 110140666 | 251 | 2737 | FLINT 110140666 | FLINT 1101 | SIERRA | 0.79305 | 0 | 0.79305
FLINT 1101CB | 251 | 2825 | FLINT 1101CB | FLINT 1101 | SIERRA | 0.81732 | 0 | 0.81732
FLINT 110138570 | 251 | 3047 | FLINT 110138570 | FLINT 1101 | SIERRA | 0.12622 | 0 | 0.12622
BOLINAS 11011232 | 252 | 670 | BOLINAS 11011232 | BOLINAS 1101 | NORTH BAY | 2.4469 | 0 | 2.4469
BOLINAS 110146152 | 252 | 827 | BOLINAS 110146152 | BOLINAS 1101 | NORTH BAY | 0.43174 | 0 | 0.43174
BOLINAS 1101530 | 252 | 975 | BOLINAS 1101530 | BOLINAS 1101 | NORTH BAY | 0 | 10.9693 | 10.9693
BOLINAS 1101806 | 252 | 1062 | BOLINAS 1101806 | BOLINAS 1101 | NORTH BAY | 0 | 3.0453 | 3.0453
BOLINAS 110137034 | 252 | 1230 | BOLINAS 110137034 | BOLINAS 1101 | NORTH BAY | 0.24122 | 4.2891 | 4.5303
BOLINAS 1101504 | 252 | 1299 | BOLINAS 1101504 | BOLINAS 1101 | NORTH BAY | 0 | 6.5349 | 6.5349
BOLINAS 1101CB | 252 | 1349 | BOLINAS 1101CB | BOLINAS 1101 | NORTH BAY | 0.48087 | 1.6951 | 2.176
BOLINAS 1101528 | 252 | 1395 | BOLINAS 1101528 | BOLINAS 1101 | NORTH BAY | 0 | 2.2652 | 2.2652
BOLINAS 1101 | 252 | 1411 | BOLINAS 1101 | BOLINAS 1101 | NORTH BAY | 0 | 0.01843 | 0.01843
BOLINAS 11011236 | 252 | 2186 | BOLINAS 11011236 | BOLINAS 1101 | NORTH BAY | 3.0037 | 0 | 3.0037
BOLINAS 11011064 | 252 | 2893 | BOLINAS 11011064 | BOLINAS 1101 | NORTH BAY | 0.79432 | 0 | 0.79432
VACAVILLE 1108 | 253 | 672 | VACAVILLE 1108 | VACAVILLE 1108 | SACRAMENTO | 0.027876 | 0 | 0.027876
VACAVILLE 110838316 | 253 | 684 | VACAVILLE 110838316 | VACAVILLE 1108 | SACRAMENTO | 14.7024 | 0 | 14.7024
VACAVILLE 11088762 | 253 | 1679 | VACAVILLE 11088762 | VACAVILLE 1108 | SACRAMENTO | 13.206 | 0 | 13.206
VACAVILLE 110847860 | 253 | 3093 | VACAVILLE 110847860 | VACAVILLE 1108 | SACRAMENTO | 0.28908 | 0 | 0.28908
NAPA 1112 | 254 | 673 | NAPA 1112 | NAPA 1112 | NORTH BAY | 0.032215 | 0 | 0.032215
NAPA 11121302 | 254 | 1918 | NAPA 11121302 | NAPA 1112 | NORTH BAY | 17.5904 | 0 | 17.5904
DEL MAR 210975802 | 255 | 676 | DEL MAR 210975802 | DEL MAR 2109 | SIERRA | 0.35089 | 0 | 0.35089
DEL MAR 2109CB | 255 | 2925 | DEL MAR 2109CB | DEL MAR 2109 | SIERRA | 1.7939 | 0 | 1.7939
DEL MAR 210938684 | 255 | 3074 | DEL MAR 210938684 | DEL MAR 2109 | SIERRA | 0.062211 | 0 | 0.062211
CORRAL 110214026 | 256 | 682 | CORRAL 110214026 | CORRAL 1102 | STOCKTON | 10.1342 | 0 | 10.1342
CORRAL 110275622 | 256 | 849 | CORRAL 110275622 | CORRAL 1102 | STOCKTON | 0.45257 | 0 | 0.45257
CORRAL 1102CB | 256 | 1608 | CORRAL 1102CB | CORRAL 1102 | STOCKTON | 17.6005 | 0 | 17.6005
CORRAL 110236666 | 256 | 1693 | CORRAL 110236666 | CORRAL 1102 | STOCKTON | 17.3526 | 0 | 17.3526
CORRAL 110213498 | 256 | 2254 | CORRAL 110213498 | CORRAL 1102 | STOCKTON | 0.99648 | 0 | 0.99648
CORRAL 110214028 | 256 | 2603 | CORRAL 110214028 | CORRAL 1102 | STOCKTON | 3.2845 | 0 | 3.2845
CORRAL 110336680 | 257 | 687 | CORRAL 110336680 | CORRAL 1103 | STOCKTON | 9.9701 | 0 | 9.9701
CORRAL 110313474 | 257 | 809 | CORRAL 110313474 | CORRAL 1103 | STOCKTON | 3.1745 | 0 | 3.1745
CORRAL 1103CB | 257 | 998 | CORRAL 1103CB | CORRAL 1103 | STOCKTON | 5.566 | 0 | 5.566
CORRAL 110359770 | 257 | 1865 | CORRAL 110359770 | CORRAL 1103 | STOCKTON | 4.5619 | 0 | 4.5619
FROGTOWN 1702 | 258 | 689 | FROGTOWN 1702 | FROGTOWN 1702 | STOCKTON | 0.0028747 | 0 | 0.0028747
FROGTOWN 170274648 | 258 | 1135 | FROGTOWN 170274648 | FROGTOWN 1702 | STOCKTON | 0.21722 | 0 | 0.21722
FROGTOWN 170275252 | 258 | 1470 | FROGTOWN 170275252 | FROGTOWN 1702 | STOCKTON | 57.5264 | 0 | 57.5264
FROGTOWN 170212282 | 258 | 1475 | FROGTOWN 170212282 | FROGTOWN 1702 | STOCKTON | 36.3191 | 0 | 36.3191
FROGTOWN 1702290609 | 258 | 1571 | FROGTOWN 1702290609 | FROGTOWN 1702 | STOCKTON | 18.0385 | 0 | 18.0385
FROGTOWN 170291134 | 258 | 1678 | FROGTOWN 170291134 | FROGTOWN 1702 | STOCKTON | 14.7309 | 0 | 14.7309
FROGTOWN 17021573 | 258 | 1827 | FROGTOWN 17021573 | FROGTOWN 1702 | STOCKTON | 18.0626 | 0 | 18.0626
FROGTOWN 1702L5407 | 258 | 1828 | FROGTOWN 1702L5407 | FROGTOWN 1702 | STOCKTON | 17.9809 | 0 | 17.9809
FROGTOWN 17027134 | 258 | 1834 | FROGTOWN 17027134 | FROGTOWN 1702 | STOCKTON | 19.267 | 0 | 19.267
FROGTOWN 17027108 | 258 | 2143 | FROGTOWN 17027108 | FROGTOWN 1702 | STOCKTON | 10.0437 | 0 | 10.0437
FROGTOWN 170211212 | 258 | 2242 | FROGTOWN 170211212 | FROGTOWN 1702 | STOCKTON | 22.4074 | 0 | 22.4074
FROGTOWN 17028482 | 258 | 2271 | FROGTOWN 17028482 | FROGTOWN 1702 | STOCKTON | 14.6236 | 0 | 14.6236
FROGTOWN 170232556 | 258 | 2351 | FROGTOWN 170232556 | FROGTOWN 1702 | STOCKTON | 4.3373 | 0 | 4.3373
FROGTOWN 170236870 | 258 | 2587 | FROGTOWN 170236870 | FROGTOWN 1702 | STOCKTON | 2.2467 | 0 | 2.2467
FROGTOWN 1702CB | 258 | 3052 | FROGTOWN 1702CB | FROGTOWN 1702 | STOCKTON | 2.2987 | 0 | 2.2987
OLETA 1101CB | 259 | 690 | OLETA 1101CB | OLETA 1101 | STOCKTON | 3.1205 | 0 | 3.1205
OLETA 11011217 | 259 | 749 | OLETA 11011217 | OLETA 1101 | STOCKTON | 8.2001 | 6.2269 | 14.427
OLETA 110163500 | 259 | 779 | OLETA 110163500 | OLETA 1101 | STOCKTON | 4.0006 | 0 | 4.0006
OLETA 110113478 | 259 | 1812 | OLETA 110113478 | OLETA 1101 | STOCKTON | 13.3756 | 0 | 13.3756
OLETA 11014768 | 259 | 2060 | OLETA 11014768 | OLETA 1101 | STOCKTON | 12.2184 | 0 | 12.2184
OLETA 110151740 | 259 | 2161 | OLETA 110151740 | OLETA 1101 | STOCKTON | 9.506 | 0 | 9.506
OLETA 11011208 | 259 | 2255 | OLETA 11011208 | OLETA 1101 | STOCKTON | 32.4243 | 0 | 32.4243
EL CERRITO G 1105R6998 | 260 | 691 | EL CERRITO G 1105R6998 | EL CERRITO G 1105 | EAST BAY | 0 | 0.025405 | 0.025405
EL CERRITO G 1105BR160 | 260 | 1327 | EL CERRITO G 1105BR160 | EL CERRITO G 1105 | EAST BAY | 4.534 | 3.4113 | 7.9453
EL CERRITO G 1105CB | 260 | 1431 | EL CERRITO G 1105CB | EL CERRITO G 1105 | EAST BAY | 5.9161 | 1.5004 | 7.4165
EL CERRITO G 1105BR194 | 260 | 1670 | EL CERRITO G 1105BR194 | EL CERRITO G 1105 | EAST BAY | 2.125 | 0.92887 | 3.0539
EL CERRITO G 1105BR164 | 260 | 2340 | EL CERRITO G 1105BR164 | EL CERRITO G 1105 | EAST BAY | 0.056936 | 0 | 0.056936
LINCOLN 11045391 | 261 | 693 | LINCOLN 11045391 | LINCOLN 1104 | SIERRA | 0.95086 | 0 | 0.95086
LINCOLN 11042070 | 261 | 701 | LINCOLN 11042070 | LINCOLN 1104 | SIERRA | 21.0429 | 0 | 21.0429
LINCOLN 110451756 | 261 | 865 | LINCOLN 110451756 | LINCOLN 1104 | SIERRA | 15.5512 | 0 | 15.5512
LINCOLN 11042072 | 261 | 2709 | LINCOLN 11042072 | LINCOLN 1104 | SIERRA | 0.13391 | 0 | 0.13391
MONTICELLO 1101720 | 262 | 697 | MONTICELLO 1101720 | MONTICELLO 1101 | NORTH BAY | 7.5573 | 0 | 7.5573
MONTICELLO 110165454 | 262 | 756 | MONTICELLO 110165454 | MONTICELLO 1101 | NORTH BAY | 0.17975 | 0 | 0.17975
MONTICELLO 1101666 | 262 | 924 | MONTICELLO 1101666 | MONTICELLO 1101 | NORTH BAY | 10.1625 | 0 | 10.1625
MONTICELLO 11011780 | 262 | 927 | MONTICELLO 11011780 | MONTICELLO 1101 | NORTH BAY | 0.07232 | 0 | 0.07232
MONTICELLO 110152910 | 262 | 940 | MONTICELLO 110152910 | MONTICELLO 1101 | NORTH BAY | 2.1786 | 0 | 2.1786
MONTICELLO 1101718 | 262 | 1471 | MONTICELLO 1101718 | MONTICELLO 1101 | NORTH BAY | 26.9011 | 0 | 26.9011
MONTICELLO 1101630 | 262 | 1553 | MONTICELLO 1101630 | MONTICELLO 1101 | NORTH BAY | 17.6986 | 0 | 17.6986
MONTICELLO 110137384 | 262 | 1613 | MONTICELLO 110137384 | MONTICELLO 1101 | NORTH BAY | 9.3433 | 0 | 9.3433
MONTICELLO 11014360 | 262 | 1769 | MONTICELLO 11014360 | MONTICELLO 1101 | NORTH BAY | 7.4298 | 0 | 7.4298
MONTICELLO 11011589 | 262 | 1886 | MONTICELLO 11011589 | MONTICELLO 1101 | NORTH BAY | 4.3101 | 0 | 4.3101
MONTICELLO 110193384 | 262 | 2130 | MONTICELLO 110193384 | MONTICELLO 1101 | NORTH BAY | 15.2847 | 0 | 15.2847
MONTICELLO 1101654 | 262 | 2223 | MONTICELLO 1101654 | MONTICELLO 1101 | NORTH BAY | 8.1004 | 0 | 8.1004
MONTICELLO 1101CB | 262 | 2396 | MONTICELLO 1101CB | MONTICELLO 1101 | NORTH BAY | 0.56293 | 0 | 0.56293
PUTAH CREEK 110267858 | 263 | 700 | PUTAH CREEK 110267858 | PUTAH CREEK 1102 | SACRAMENTO | 11.5068 | 0 | 11.5068
PUTAH CREEK 1102CB | 263 | 714 | PUTAH CREEK 1102CB | PUTAH CREEK 1102 | SACRAMENTO | 4.8366 | 0 | 4.8366
PUTAH CREEK 110264044 | 263 | 913 | PUTAH CREEK 110264044 | PUTAH CREEK 1102 | SACRAMENTO | 5.0213 | 0 | 5.0213
PUTAH CREEK 11028352 | 263 | 2509 | PUTAH CREEK 11028352 | PUTAH CREEK 1102 | SACRAMENTO | 4.7179 | 0 | 4.7179
SAN RAFAEL 11071415 | 264 | 706 | SAN RAFAEL 11071415 | SAN RAFAEL 1107 | NORTH BAY | 0 | 0.70882 | 0.70882
SAN RAFAEL 11071166 | 264 | 818 | SAN RAFAEL 11071166 | SAN RAFAEL 1107 | NORTH BAY | 1.031 | 7.1309 | 8.1619
SAN RAFAEL 11071276 | 264 | 1075 | SAN RAFAEL 11071276 | SAN RAFAEL 1107 | NORTH BAY | 0 | 3.842 | 3.842
SAN RAFAEL 1107CB | 264 | 1199 | SAN RAFAEL 1107CB | SAN RAFAEL 1107 | NORTH BAY | 0.097151 | 4.1681 | 4.2653
SAN RAFAEL 11079532 | 264 | 1235 | SAN RAFAEL 11079532 | SAN RAFAEL 1107 | NORTH BAY | 0 | 0.83024 | 0.83024
SAN RAFAEL 11073323 | 264 | 1280 | SAN RAFAEL 11073323 | SAN RAFAEL 1107 | NORTH BAY | 0 | 0.13349 | 0.13349
SAN RAFAEL 1107714160 | 264 | 1288 | SAN RAFAEL 1107714160 | SAN RAFAEL 1107 | NORTH BAY | 1.0132 | 1.7426 | 2.7558
GUALALA 11124431 | 265 | 712 | GUALALA 11124431 | GUALALA 1112 | HUMBOLDT | 1.4123 | 0 | 1.4123
GUALALA 11121294 | 265 | 1069 | GUALALA 11121294 | GUALALA 1112 | HUMBOLDT | 19.9398 | 0 | 19.9398
GUALALA 111223444 | 265 | 1655 | GUALALA 111223444 | GUALALA 1112 | HUMBOLDT | 14.5206 | 0 | 14.5206
GUALALA 1112662 | 265 | 2082 | GUALALA 1112662 | GUALALA 1112 | HUMBOLDT | 8.3014 | 0 | 8.3014
GUALALA 1112CB | 265 | 2395 | GUALALA 1112CB | GUALALA 1112 | HUMBOLDT | 2.0288 | 0 | 2.0288
SAUSALITO 110284278 | 266 | 713 | SAUSALITO 110284278 | SAUSALITO 1102 | NORTH BAY | 1.3711 | 0 | 1.3711
SAUSALITO 11021268 | 266 | 1863 | SAUSALITO 11021268 | SAUSALITO 1102 | NORTH BAY | 5.0112 | 0 | 5.0112
SAUSALITO 1102410 | 266 | 2115 | SAUSALITO 1102410 | SAUSALITO 1102 | NORTH BAY | 1.0698 | 0 | 1.0698
SAUSALITO 11021500 | 266 | 2221 | SAUSALITO 11021500 | SAUSALITO 1102 | NORTH BAY | 1.1513 | 0 | 1.1513
SAUSALITO 11021224 | 266 | 2981 | SAUSALITO 11021224 | SAUSALITO 1102 | NORTH BAY | 0.046722 | 0 | 0.046722
MOLINO 1104380 | 267 | 722 | MOLINO 1104380 | MOLINO 1104 | SONOMA | 2.046 | 0 | 2.046
CLOVERDALE 110247214 | 268 | 723 | CLOVERDALE 110247214 | CLOVERDALE 1102 | SONOMA | 0.027332 | 0 | 0.027332
CLOVERDALE 110254760 | 268 | 742 | CLOVERDALE 110254760 | CLOVERDALE 1102 | SONOMA | 0.13003 | 0 | 0.13003
CLOVERDALE 1102672 | 268 | 997 | CLOVERDALE 1102672 | CLOVERDALE 1102 | SONOMA | 1.136 | 21.1581 | 22.2941
CLOVERDALE 1102 | 268 | 1177 | CLOVERDALE 1102 | CLOVERDALE 1102 | SONOMA | 0 | 0.015567 | 0.015567
CLOVERDALE 1102570 | 268 | 1377 | CLOVERDALE 1102570 | CLOVERDALE 1102 | SONOMA | 0.70248 | 16.6092 | 17.3117
CLOVERDALE 1102156 | 268 | 1396 | CLOVERDALE 1102156 | CLOVERDALE 1102 | SONOMA | 1.1149 | 4.9652 | 6.0801
CLOVERDALE 1102674 | 268 | 1549 | CLOVERDALE 1102674 | CLOVERDALE 1102 | SONOMA | 12.7358 | 4.324 | 17.0598
CLOVERDALE 11024646 | 268 | 1650 | CLOVERDALE 11024646 | CLOVERDALE 1102 | SONOMA | 14.4526 | 0 | 14.4526
CLOVERDALE 1102801904 | 268 | 2104 | CLOVERDALE 1102801904 | CLOVERDALE 1102 | SONOMA | 0.014995 | 0 | 0.014995
CLOVERDALE 1102CB | 268 | 2217 | CLOVERDALE 1102CB | CLOVERDALE 1102 | SONOMA | 0.099496 | 0.14435 | 0.24384
CLOVERDALE 1102262 | 268 | 2375 | CLOVERDALE 1102262 | CLOVERDALE 1102 | SONOMA | 0.55384 | 0.50819 | 1.062
CLOVERDALE 1102429006 | 268 | 2594 | CLOVERDALE 1102429006 | CLOVERDALE 1102 | SONOMA | 2.0089 | 0 | 2.0089
CLOVERDALE 1102670 | 268 | 2855 | CLOVERDALE 1102670 | CLOVERDALE 1102 | SONOMA | 0.27521 | 0 | 0.27521
ELK CREEK 11012008 | 269 | 725 | ELK CREEK 11012008 | ELK CREEK 1101 | NORTH VALLEY | 2.1575 | 0 | 2.1575
ELK CREEK 1101CB | 269 | 735 | ELK CREEK 1101CB | ELK CREEK 1101 | NORTH VALLEY | 0.084247 | 0 | 0.084247
ELK CREEK 110137334 | 269 | 2005 | ELK CREEK 110137334 | ELK CREEK 1101 | NORTH VALLEY | 9.7022 | 0 | 9.7022
ELK CREEK 11012032 | 269 | 2170 | ELK CREEK 11012032 | ELK CREEK 1101 | NORTH VALLEY | 9.5675 | 0 | 9.5675
ELK CREEK 110193504 | 269 | 2246 | ELK CREEK 110193504 | ELK CREEK 1101 | NORTH VALLEY | 2.2601 | 0 | 2.2601
ELK CREEK 11012212 | 269 | 2360 | ELK CREEK 11012212 | ELK CREEK 1101 | NORTH VALLEY | 10.0272 | 0 | 10.0272
ELK CREEK 11012002 | 269 | 2367 | ELK CREEK 11012002 | ELK CREEK 1101 | NORTH VALLEY | 17.647 | 0 | 17.647
ELK CREEK 11012228 | 269 | 2717 | ELK CREEK 11012228 | ELK CREEK 1101 | NORTH VALLEY | 3.1012 | 0 | 3.1012
ELK CREEK 11012106 | 269 | 2828 | ELK CREEK 11012106 | ELK CREEK 1101 | NORTH VALLEY | 13.2055 | 0 | 13.2055
ELK CREEK 11012004 | 269 | 2928 | ELK CREEK 11012004 | ELK CREEK 1101 | NORTH VALLEY | 14.9707 | 0 | 14.9707
LAKEWOOD 2110W577R | 270 | 727 | LAKEWOOD 2110W577R | LAKEWOOD 2110 | DIABLO | 0 | 0.42837 | 0.42837
MILPITAS 1108XR122 | 271 | 731 | MILPITAS 1108XR122 | MILPITAS 1108 | SAN JOSE | 0.28331 | 0 | 0.28331
SONOMA 110310257 | 272 | 733 | SONOMA 110310257 | SONOMA 1103 | SONOMA | 0 | 0.24108 | 0.24108
SONOMA 11033052 | 272 | 999 | SONOMA 11033052 | SONOMA 1103 | SONOMA | 0 | 13.4991 | 13.4991
PEABODY 2113CB | 273 | 734 | PEABODY 2113CB | PEABODY 2113 | SACRAMENTO | 1.6686 | 0 | 1.6686
RESERVATION ROAD 11013026 | 274 | 737 | RESERVATION ROAD 11013026 | RESERVATION ROAD 1101 | CENTRAL COAST | 21.8928 | 0 | 21.8928
RESERVATION ROAD 1101CB | 274 | 2880 | RESERVATION ROAD 1101CB | RESERVATION ROAD 1101 | CENTRAL COAST | 3.6814 | 0 | 3.6814
COTATI 1102282 | 275 | 738 | COTATI 1102282 | COTATI 1102 | SONOMA | 4.4441 | 0 | 4.4441
COTATI 1102681 | 275 | 782 | COTATI 1102681 | COTATI 1102 | SONOMA | 3.8076 | 0 | 3.8076
COTATI 1102260 | 275 | 947 | COTATI 1102260 | COTATI 1102 | SONOMA | 1.6248 | 0 | 1.6248
COTATI 1102462 | 275 | 2451 | COTATI 1102462 | COTATI 1102 | SONOMA | 3.3153 | 0 | 3.3153
COTATI 1102CB | 275 | 2535 | COTATI 1102CB | COTATI 1102 | SONOMA | 1.3007 | 0 | 1.3007
COTATI 1102464 | 275 | 2612 | COTATI 1102464 | COTATI 1102 | SONOMA | 1.2747 | 0 | 1.2747
LAKEWOOD 2224W544R | 276 | 740 | LAKEWOOD 2224W544R | LAKEWOOD 2224 | DIABLO | 0 | 0.041988 | 0.041988
LAKEWOOD 2224D522R | 276 | 1663 | LAKEWOOD 2224D522R | LAKEWOOD 2224 | DIABLO | 0 | 0.67815 | 0.67815
ROB ROY 21045082 | 277 | 741 | ROB ROY 21045082 | ROB ROY 2104 | CENTRAL COAST | 0.69592 | 23.7112 | 24.4071
ROB ROY 210410298 | 277 | 994 | ROB ROY 210410298 | ROB ROY 2104 | CENTRAL COAST | 2.4214 | 8.7724 | 11.1938
ROB ROY 2104CB | 277 | 1002 | ROB ROY 2104CB | ROB ROY 2104 | CENTRAL COAST | 5.5703 | 8.7544 | 14.3247
ROB ROY 210410714 | 277 | 1419 | ROB ROY 210410714 | ROB ROY 2104 | CENTRAL COAST | 15.4812 | 0 | 15.4812
ROB ROY 210410954 | 277 | 1532 | ROB ROY 210410954 | ROB ROY 2104 | CENTRAL COAST | 7.1077 | 0 | 7.1077
ROB ROY 210410960 | 277 | 1656 | ROB ROY 210410960 | ROB ROY 2104 | CENTRAL COAST | 17.8204 | 0 | 17.8204
ROB ROY 210412596 | 277 | 2116 | ROB ROY 210412596 | ROB ROY 2104 | CENTRAL COAST | 7.5978 | 0.041463 | 7.6393
ROB ROY 21045304 | 277 | 2356 | ROB ROY 21045304 | ROB ROY 2104 | CENTRAL COAST | 2.975 | 0 | 2.975
ROB ROY 210410930 | 277 | 2812 | ROB ROY 210410930 | ROB ROY 2104 | CENTRAL COAST | 1.4484 | 0 | 1.4484
NARROWS 21052214 | 278 | 743 | NARROWS 21052214 | NARROWS 2105 | SIERRA | 0.0028409 | 0 | 0.0028409
NARROWS 21052216 | 278 | 918 | NARROWS 21052216 | NARROWS 2105 | SIERRA | 56.6943 | 0 | 56.6943
NARROWS 2105 | 278 | 931 | NARROWS 2105 | NARROWS 2105 | SIERRA | 0.056021 | 0 | 0.056021
NARROWS 2105CB | 278 | 1292 | NARROWS 2105CB | NARROWS 2105 | SIERRA | 35.605 | 0 | 35.605
NARROWS 21057203 | 278 | 1424 | NARROWS 21057203 | NARROWS 2105 | SIERRA | 17.8971 | 0 | 17.8971
NARROWS 21052228 | 278 | 1432 | NARROWS 21052228 | NARROWS 2105 | SIERRA | 20.4861 | 0 | 20.4861
NARROWS 21052748 | 278 | 1776 | NARROWS 21052748 | NARROWS 2105 | SIERRA | 11.8577 | 0 | 11.8577
NARROWS 210534069 | 278 | 1854 | NARROWS 210534069 | NARROWS 2105 | SIERRA | 15.7398 | 0 | 15.7398
NARROWS 21052426 | 278 | 1871 | NARROWS 21052426 | NARROWS 2105 | SIERRA | 9.7882 | 0 | 9.7882
NARROWS 210551582 | 278 | 2605 | NARROWS 210551582 | NARROWS 2105 | SIERRA | 9.5263 | 0 | 9.5263
RED BLUFF 110451238 | 279 | 744 | RED BLUFF 110451238 | RED BLUFF 1104 | NORTH VALLEY | 39.381 | 0 | 39.381
RED BLUFF 1104CB | 279 | 1220 | RED BLUFF 1104CB | RED BLUFF 1104 | NORTH VALLEY | 2.0518 | 0 | 2.0518
RED BLUFF 11041302 | 279 | 2144 | RED BLUFF 11041302 | RED BLUFF 1104 | NORTH VALLEY | 14.0918 | 0 | 14.0918
RED BLUFF 11041566 | 279 | 2429 | RED BLUFF 11041566 | RED BLUFF 1104 | NORTH VALLEY | 11.3669 | 0 | 11.3669
RED BLUFF 11041630 | 279 | 2958 | RED BLUFF 11041630 | RED BLUFF 1104 | NORTH VALLEY | 2.5495 | 0 | 2.5495
FULTON 110410281 | 280 | 745 | FULTON 110410281 | FULTON 1104 | SONOMA | 0.51664 | 0 | 0.51664
CLEAR LAKE 110192870 | 281 | 746 | CLEAR LAKE 110192870 | CLEAR LAKE 1101 | HUMBOLDT | 1.0943 | 0 | 1.0943
CLEAR LAKE 1101406 | 281 | 1642 | CLEAR LAKE 1101406 | CLEAR LAKE 1101 | HUMBOLDT | 4.8676 | 5.7788 | 10.6464
CLEAR LAKE 11011302 | 281 | 1991 | CLEAR LAKE 11011302 | CLEAR LAKE 1101 | HUMBOLDT | 6.3736 | 0 | 6.3736
GABILAN 11013090 | 282 | 747 | GABILAN 11013090 | GABILAN 1101 | CENTRAL COAST | 1.8466 | 0 | 1.8466
GABILAN 1101579969 | 282 | 1196 | GABILAN 1101579969 | GABILAN 1101 | CENTRAL COAST | 4.2047 | 0 | 4.2047
GABILAN 11013034 | 282 | 3000 | GABILAN 11013034 | GABILAN 1101 | CENTRAL COAST | 0.41092 | 0 | 0.41092
HORSESHOE 110450142 | 283 | 751 | HORSESHOE 110450142 | HORSESHOE 1104 | SIERRA | 0.99943 | 0 | 0.99943
HORSESHOE 1104CB | 283 | 3017 | HORSESHOE 1104CB | HORSESHOE 1104 | SIERRA | 0.063337 | 0 | 0.063337
PEORIA 170575274 | 284 | 755 | PEORIA 170575274 | PEORIA 1705 | YOSEMITE | 0.58699 | 0 | 0.58699
PEORIA 1705CB | 284 | 850 | PEORIA 1705CB | PEORIA 1705 | YOSEMITE | 7.2378 | 0 | 7.2378
PEORIA 17051834 | 284 | 1495 | PEORIA 17051834 | PEORIA 1705 | YOSEMITE | 22.9121 | 0 | 22.9121
PEORIA 170587222 | 284 | 1782 | PEORIA 170587222 | PEORIA 1705 | YOSEMITE | 5.2686 | 0 | 5.2686
PEORIA 17056697 | 284 | 1790 | PEORIA 17056697 | PEORIA 1705 | YOSEMITE | 4.1363 | 0 | 4.1363
PEORIA 1705999 | 284 | 1848 | PEORIA 1705999 | PEORIA 1705 | YOSEMITE | 2.3082 | 0 | 2.3082
PEORIA 170570198 | 284 | 2067 | PEORIA 170570198 | PEORIA 1705 | YOSEMITE | 1.5831 | 0 | 1.5831
PEORIA 170590374 | 284 | 2180 | PEORIA 170590374 | PEORIA 1705 | YOSEMITE | 3.6064 | 0 | 3.6064
PEORIA 170567898 | 284 | 2193 | PEORIA 170567898 | PEORIA 1705 | YOSEMITE | 5.0246 | 0 | 5.0246
PEORIA 170510580 | 284 | 2320 | PEORIA 170510580 | PEORIA 1705 | YOSEMITE | 6.4351 | 0 | 6.4351
DESCHUTES 11019722 | 285 | 758 | DESCHUTES 11019722 | DESCHUTES 1101 | NORTH VALLEY | 2.8886 | 0 | 2.8886
DESCHUTES 11011580 | 285 | 1702 | DESCHUTES 11011580 | DESCHUTES 1101 | NORTH VALLEY | 39.851 | 4.6706 | 44.5215
DESCHUTES 11011654 | 285 | 1781 | DESCHUTES 11011654 | DESCHUTES 1101 | NORTH VALLEY | 16.1518 | 1.2074 | 17.3592
DESCHUTES 11011380 | 285 | 1989 | DESCHUTES 11011380 | DESCHUTES 1101 | NORTH VALLEY | 17.936 | 0 | 17.936
DESCHUTES 11011652 | 285 | 2110 | DESCHUTES 11011652 | DESCHUTES 1101 | NORTH VALLEY | 22.782 | 0 | 22.782
DESCHUTES 1101CB | 285 | 2637 | DESCHUTES 1101CB | DESCHUTES 1101 | NORTH VALLEY | 4.1985 | 0 | 4.1985
SANTA YNEZ 1101Y14 | 286 | 759 | SANTA YNEZ 1101Y14 | SANTA YNEZ 1101 | LOS PADRES | 4.5467 | 0 | 4.5467
SANTA YNEZ 1101CB | 286 | 784 | SANTA YNEZ 1101CB | SANTA YNEZ 1101 | LOS PADRES | 0.10675 | 0 | 0.10675
SANTA YNEZ 1101Y52 | 286 | 1364 | SANTA YNEZ 1101Y52 | SANTA YNEZ 1101 | LOS PADRES | 8.7637 | 10.0597 | 18.8234
SANTA YNEZ 1101Y16 | 286 | 1481 | SANTA YNEZ 1101Y16 | SANTA YNEZ 1101 | LOS PADRES | 3.4509 | 3.7237 | 7.1745
PANORAMA 11019092 | 287 | 761 | PANORAMA 11019092 | PANORAMA 1101 | NORTH VALLEY | 9.7913 | 0 | 9.7913
PANORAMA 1101CB | 287 | 2909 | PANORAMA 1101CB | PANORAMA 1101 | NORTH VALLEY | 1.9355 | 0 | 1.9355
JAMESON 11057652 | 288 | 762 | JAMESON 11057652 | JAMESON 1105 | SACRAMENTO | 15.7797 | 0 | 15.7797
JAMESON 11059472 | 288 | 2492 | JAMESON 11059472 | JAMESON 1105 | SACRAMENTO | 2.8377 | 0 | 2.8377
VASCO 110211338 | 289 | 763 | VASCO 110211338 | VASCO 1102 | MISSION | 3.3669 | 0 | 3.3669
VASCO 1102MR176 | 289 | 1423 | VASCO 1102MR176 | VASCO 1102 | MISSION | 38.5569 | 0 | 38.5569
JARVIS 1101MR210 | 290 | 764 | JARVIS 1101MR210 | JARVIS 1101 | MISSION | 0.45193 | 0 | 0.45193
OAKHURST 1102CB | 291 | 765 | OAKHURST 1102CB | OAKHURST 1102 | YOSEMITE | 0.86517 | 1.2863 | 2.1514
OAKHURST 110210100 | 291 | 1616 | OAKHURST 110210100 | OAKHURST 1102 | YOSEMITE | 9.1816 | 0 | 9.1816
SONOMA 1104414 | 292 | 767 | SONOMA 1104414 | SONOMA 1104 | SONOMA | 0.58433 | 0 | 0.58433
SONOMA 11045661 | 292 | 798 | SONOMA 11045661 | SONOMA 1104 | SONOMA | 2.0903 | 0 | 2.0903
SONOMA 110478372 | 292 | 1476 | SONOMA 110478372 | SONOMA 1104 | SONOMA | 16.4405 | 0 | 16.4405
SONOMA 1104914376 | 292 | 2551 | SONOMA 1104914376 | SONOMA 1104 | SONOMA | 0.42319 | 0 | 0.42319
PINECREST 0401CB | 293 | 768 | PINECREST 0401CB | PINECREST 0401 | YOSEMITE | 0 | 0.021247 | 0.021247
PINECREST 0401 | 293 | 769 | PINECREST 0401 | PINECREST 0401 | YOSEMITE | 0 | 0.0016115 | 0.0016115
PINECREST 04011818 | 293 | 971 | PINECREST 04011818 | PINECREST 0401 | YOSEMITE | 0.99103 | 0.94314 | 1.9342
HIGGINS 11032194 | 294 | 772 | HIGGINS 11032194 | HIGGINS 1103 | SIERRA | 1.6953 | 0 | 1.6953
HIGGINS 1103CB | 294 | 1306 | HIGGINS 1103CB | HIGGINS 1103 | SIERRA | 27.5586 | 0 | 27.5586
HIGGINS 110332120 | 294 | 1355 | HIGGINS 110332120 | HIGGINS 1103 | SIERRA | 40.5815 | 0 | 40.5815
HIGGINS 11039753 | 294 | 1896 | HIGGINS 11039753 | HIGGINS 1103 | SIERRA | 2.1041 | 0 | 2.1041
HIGGINS 110391052 | 294 | 1924 | HIGGINS 110391052 | HIGGINS 1103 | SIERRA | 0.64834 | 0 | 0.64834
HIGGINS 1103995672 | 294 | 1975 | HIGGINS 1103995672 | HIGGINS 1103 | SIERRA | 2.7769 | 0 | 2.7769
PETALUMA C 1109373772 | 295 | 773 | PETALUMA C 1109373772 | PETALUMA C 1109 | SONOMA | 0.017822 | 0 | 0.017822
PETALUMA C 1109664732 | 295 | 791 | PETALUMA C 1109664732 | PETALUMA C 1109 | SONOMA | 0.8938 | 0 | 0.8938
PETALUMA C 1109128 | 295 | 1241 | PETALUMA C 1109128 | PETALUMA C 1109 | SONOMA | 20.216 | 0 | 20.216
PETALUMA C 1109738866 | 295 | 1794 | PETALUMA C 1109738866 | PETALUMA C 1109 | SONOMA | 2.2043 | 0 | 2.2043
PETALUMA C 1109848654 | 295 | 1804 | PETALUMA C 1109848654 | PETALUMA C 1109 | SONOMA | 13.3481 | 0 | 13.3481
PETALUMA C 110948000 | 295 | 2017 | PETALUMA C 110948000 | PETALUMA C 1109 | SONOMA | 8.7103 | 0 | 8.7103
PETALUMA C 1109270 | 295 | 2577 | PETALUMA C 1109270 | PETALUMA C 1109 | SONOMA | 1.61 | 0 | 1.61
PETALUMA C 1109CB | 295 | 2866 | PETALUMA C 1109CB | PETALUMA C 1109 | SONOMA | 0.77473 | 0 | 0.77473
PENRYN 110550548 | 296 | 776 | PENRYN 110550548 | PENRYN 1105 | SIERRA | 4.6613 | 0 | 4.6613
PENRYN 11051342 | 296 | 787 | PENRYN 11051342 | PENRYN 1105 | SIERRA | 20.5672 | 0 | 20.5672
PENRYN 110551676 | 296 | 811 | PENRYN 110551676 | PENRYN 1105 | SIERRA | 8.707 | 0 | 8.707
PENRYN 11052406 | 296 | 901 | PENRYN 11052406 | PENRYN 1105 | SIERRA | 3.0306 | 0 | 3.0306
PENRYN 110550550 | 296 | 964 | PENRYN 110550550 | PENRYN 1105 | SIERRA | 3.146 | 0 | 3.146
PENRYN 1105CB | 296 | 1366 | PENRYN 1105CB | PENRYN 1105 | SIERRA | 0.038025 | 0 | 0.038025
PENRYN 11051378 | 296 | 2947 | PENRYN 11051378 | PENRYN 1105 | SIERRA | 0.3076 | 0 | 0.3076
GREEN VALLEY 210111054 | 297 | 778 | GREEN VALLEY 210111054 | GREEN VALLEY 2101 | CENTRAL COAST | 0.60766 | 23.9015 | 24.5092
GREEN VALLEY 21011645 | 297 | 1143 | GREEN VALLEY 21011645 | GREEN VALLEY 2101 | CENTRAL COAST | 0 | 0.48374 | 0.48374
GREEN VALLEY 210190860 | 297 | 1359 | GREEN VALLEY 210190860 | GREEN VALLEY 2101 | CENTRAL COAST | 0.26493 | 3.5403 | 3.8052
GREEN VALLEY 210112824 | 297 | 1434 | GREEN VALLEY 210112824 | GREEN VALLEY 2101 | CENTRAL COAST | 0.066956 | 0 | 0.066956
GREEN VALLEY 210136820 | 297 | 1441 | GREEN VALLEY 210136820 | GREEN VALLEY 2101 | CENTRAL COAST | 0.75893 | 5.8393 | 6.5982
GREEN VALLEY 210112106 | 297 | 2108 | GREEN VALLEY 210112106 | GREEN VALLEY 2101 | CENTRAL COAST | 4.33 | 2.0147 | 6.3447
GREEN VALLEY 210112130 | 297 | 2813 | GREEN VALLEY 210112130 | GREEN VALLEY 2101 | CENTRAL COAST | 1.2937 | 0 | 1.2937
PACIFICA 11026783 | 298 | 781 | PACIFICA 11026783 | PACIFICA 1102 | PENINSULA | 1.1991 | 0.38293 | 1.5821
PACIFICA 1102CB | 298 | 1489 | PACIFICA 1102CB | PACIFICA 1102 | PENINSULA | 0 | 2.2873 | 2.2873
PACIFICA 110266732 | 298 | 2542 | PACIFICA 110266732 | PACIFICA 1102 | PENINSULA | 0.85394 | 0.2776 | 1.1315
RINCON 1102644 | 299 | 783 | RINCON 1102644 | RINCON 1102 | SONOMA | 0.010111 | 0 | 0.010111
RINCON 1102CB | 299 | 1736 | RINCON 1102CB | RINCON 1102 | SONOMA | 3.2431 | 0.25218 | 3.4953
RINCON 1102640 | 299 | 3091 | RINCON 1102640 | RINCON 1102 | SONOMA | 0.04813 | 0 | 0.04813
PASO ROBLES 1104R56 | 300 | 785 | PASO ROBLES 1104R56 | PASO ROBLES 1104 | LOS PADRES | 11.0427 | 0 | 11.0427
PASO ROBLES 1104P02 | 300 | 1207 | PASO ROBLES 1104P02 | PASO ROBLES 1104 | LOS PADRES | 0.077403 | 0 | 0.077403
PASO ROBLES 1104R12 | 300 | 1753 | PASO ROBLES 1104R12 | PASO ROBLES 1104 | LOS PADRES | 26.4117 | 0 | 26.4117
CLARKSVILLE 21096502 | 301 | 788 | CLARKSVILLE 21096502 | CLARKSVILLE 2109 | SIERRA | 1.4624 | 1.2157 | 2.6781
CLARKSVILLE 210951744 | 301 | 1410 | CLARKSVILLE 210951744 | CLARKSVILLE 2109 | SIERRA | 0.090692 | 0.60917 | 0.69986
CLARKSVILLE 2109CB | 301 | 2071 | CLARKSVILLE 2109CB | CLARKSVILLE 2109 | SIERRA | 0.94941 | 0.081582 | 1.031
CLARKSVILLE 210955666 | 301 | 2430 | CLARKSVILLE 210955666 | CLARKSVILLE 2109 | SIERRA | 0.61278 | 0 | 0.61278
HARTLEY 110158095 | 302 | 797 | HARTLEY 110158095 | HARTLEY 1101 | HUMBOLDT | 0.15659 | 0 | 0.15659
HARTLEY 1101658 | 302 | 1072 | HARTLEY 1101658 | HARTLEY 1101 | HUMBOLDT | 2.7971 | 0 | 2.7971
HARTLEY 1101471 | 302 | 1198 | HARTLEY 1101471 | HARTLEY 1101 | HUMBOLDT | 0.38585 | 0 | 0.38585
HARTLEY 11011306 | 302 | 2047 | HARTLEY 11011306 | HARTLEY 1101 | HUMBOLDT | 8.9139 | 0 | 8.9139
HARTLEY 11014710 | 302 | 2189 | HARTLEY 11014710 | HARTLEY 1101 | HUMBOLDT | 1.5005 | 0 | 1.5005
HARTLEY 1101698 | 302 | 2239 | HARTLEY 1101698 | HARTLEY 1101 | HUMBOLDT | 6.3129 | 0 | 6.3129
HARTLEY 110194178 | 302 | 2666 | HARTLEY 110194178 | HARTLEY 1101 | HUMBOLDT | 1.6171 | 0 | 1.6171
HARTLEY 1101738 | 302 | 2772 | HARTLEY 1101738 | HARTLEY 1101 | HUMBOLDT | 3.053 | 0 | 3.053
HARTLEY 110186876 | 302 | 2814 | HARTLEY 110186876 | HARTLEY 1101 | HUMBOLDT | 2.3866 | 0 | 2.3866
HARTLEY 1101CB | 302 | 2894 | HARTLEY 1101CB | HARTLEY 1101 | HUMBOLDT | 1.2777 | 0 | 1.2777
STAFFORD 11011082 | 303 | 799 | STAFFORD 11011082 | STAFFORD 1101 | NORTH BAY | 2.5227 | 0 | 2.5227
STAFFORD 1101CB | 303 | 2382 | STAFFORD 1101CB | STAFFORD 1101 | NORTH BAY | 2.6576 | 0 | 2.6576
STAFFORD 11011298 | 303 | 2388 | STAFFORD 11011298 | STAFFORD 1101 | NORTH BAY | 2.4249 | 0 | 2.4249
HIGGINS 110432747 | 304 | 800 | HIGGINS 110432747 | HIGGINS 1104 | SIERRA | 1.0824 | 0 | 1.0824
HIGGINS 1104324510 | 304 | 1588 | HIGGINS 1104324510 | HIGGINS 1104 | SIERRA | 12.4769 | 0 | 12.4769
HIGGINS 11041374 | 304 | 1686 | HIGGINS 11041374 | HIGGINS 1104 | SIERRA | 7.2163 | 0 | 7.2163
HIGGINS 1104842642 | 304 | 1697 | HIGGINS 1104842642 | HIGGINS 1104 | SIERRA | 5.4882 | 0 | 5.4882
HIGGINS 1104533648 | 304 | 1704 | HIGGINS 1104533648 | HIGGINS 1104 | SIERRA | 6.7529 | 0 | 6.7529
HIGGINS 11044281 | 304 | 1800 | HIGGINS 11044281 | HIGGINS 1104 | SIERRA | 13.3205 | 0 | 13.3205
HIGGINS 1104498932 | 304 | 1861 | HIGGINS 1104498932 | HIGGINS 1104 | SIERRA | 3.4528 | 0 | 3.4528
HIGGINS 1104CB | 304 | 1971 | HIGGINS 1104CB | HIGGINS 1104 | SIERRA | 11.5789 | 0 | 11.5789
HIGGINS 11041006 | 304 | 2291 | HIGGINS 11041006 | HIGGINS 1104 | SIERRA | 9.9734 | 0 | 9.9734
SAN JUSTO 11014339 | 305 | 801 | SAN JUSTO 11014339 | SAN JUSTO 1101 | CENTRAL COAST | 8.8141 | 0 | 8.8141
SAN JUSTO 11014002 | 305 | 1457 | SAN JUSTO 11014002 | SAN JUSTO 1101 | CENTRAL COAST | 18.1183 | 0 | 18.1183
SAN JUSTO 110136902 | 305 | 2335 | SAN JUSTO 110136902 | SAN JUSTO 1101 | CENTRAL COAST | 12.1218 | 0 | 12.1218
MARTELL 11016074 | 306 | 802 | MARTELL 11016074 | MARTELL 1101 | STOCKTON | 3.6867 | 0 | 3.6867
MARTELL 110191216 | 306 | 1307 | MARTELL 110191216 | MARTELL 1101 | STOCKTON | 41.3413 | 0 | 41.3413
MARTELL 110111244 | 306 | 1646 | MARTELL 110111244 | MARTELL 1101 | STOCKTON | 21.6798 | 0 | 21.6798
MARTELL 1101CB | 306 | 2357 | MARTELL 1101CB | MARTELL 1101 | STOCKTON | 6.3498 | 0 | 6.3498
MARTELL 110198374 | 306 | 3008 | MARTELL 110198374 | MARTELL 1101 | STOCKTON | 0.48931 | 0 | 0.48931
FULTON 11024522 | 307 | 804 | FULTON 11024522 | FULTON 1102 | SONOMA | 7.2305 | 0.53278 | 7.7633
FULTON 11024994 | 307 | 1011 | FULTON 11024994 | FULTON 1102 | SONOMA | 1.7055 | 0 | 1.7055
FULTON 1102287172 | 307 | 1735 | FULTON 1102287172 | FULTON 1102 | SONOMA | 15.4412 | 1.9289 | 17.3701
FULTON 1102CB | 307 | 2036 | FULTON 1102CB | FULTON 1102 | SONOMA | 0.24042 | 1.102 | 1.3424
DEL MONTE 21049500 | 308 | 805 | DEL MONTE 21049500 | DEL MONTE 2104 | CENTRAL COAST | 6.5395 | 0 | 6.5395
DEL MONTE 21042760 | 308 | 1005 | DEL MONTE 21042760 | DEL MONTE 2104 | CENTRAL COAST | 2.7139 | 0 | 2.7139
DEL MONTE 21043066 | 308 | 1119 | DEL MONTE 21043066 | DEL MONTE 2104 | CENTRAL COAST | 0.016196 | 0 | 0.016196
DEL MONTE 21042624 | 308 | 1454 | DEL MONTE 21042624 | DEL MONTE 2104 | CENTRAL COAST | 18.1708 | 0 | 18.1708
DEL MONTE 21043088 | 308 | 1644 | DEL MONTE 21043088 | DEL MONTE 2104 | CENTRAL COAST | 15.4442 | 0 | 15.4442
DEL MONTE 210436720 | 308 | 1654 | DEL MONTE 210436720 | DEL MONTE 2104 | CENTRAL COAST | 6.1198 | 0 | 6.1198
DEL MONTE 21042762 | 308 | 1900 | DEL MONTE 21042762 | DEL MONTE 2104 | CENTRAL COAST | 9.4859 | 0 | 9.4859
DEL MONTE 21049096 | 308 | 2470 | DEL MONTE 21049096 | DEL MONTE 2104 | CENTRAL COAST | 2.1074 | 0 | 2.1074
PUTAH CREEK 110546162 | 309 | 812 | PUTAH CREEK 110546162 | PUTAH CREEK 1105 | SACRAMENTO | 0.70535 | 0 | 0.70535
PUTAH CREEK 11058812 | 309 | 2745 | PUTAH CREEK 11058812 | PUTAH CREEK 1105 | SACRAMENTO | 0.75773 | 0 | 0.75773
HALSEY 1101 | 310 | 815 | HALSEY 1101 | HALSEY 1101 | SIERRA | 0.058617 | 0 | 0.058617
HALSEY 1101CB | 310 | 1401 | HALSEY 1101CB | HALSEY 1101 | SIERRA | 17.1561 | 0 | 17.1561
HALSEY 11011704 | 310 | 1473 | HALSEY 11011704 | HALSEY 1101 | SIERRA | 12.7864 | 0 | 12.7864
HALSEY 110176178 | 310 | 1629 | HALSEY 110176178 | HALSEY 1101 | SIERRA | 19.4389 | 0 | 19.4389
HALSEY 11012414 | 310 | 1750 | HALSEY 11012414 | HALSEY 1101 | SIERRA | 14.7964 | 0 | 14.7964
HALSEY 11012412 | 310 | 2230 | HALSEY 11012412 | HALSEY 1101 | SIERRA | 5.321 | 0 | 5.321
HALSEY 11015731 | 310 | 2384 | HALSEY 11015731 | HALSEY 1101 | SIERRA | 3.1252 | 0 | 3.1252
CLEAR LAKE 1102904 | 311 | 816 | CLEAR LAKE 1102904 | CLEAR LAKE 1102 | HUMBOLDT | 3.3866 | 0 | 3.3866
CLEAR LAKE 11024708 | 311 | 2723 | CLEAR LAKE 11024708 | CLEAR LAKE 1102 | HUMBOLDT | 0.26472 | 0 | 0.26472
CLEAR LAKE 1102CB | 311 | 2991 | CLEAR LAKE 1102CB | CLEAR LAKE 1102 | HUMBOLDT | 0.13095 | 0 | 0.13095
SONOMA 1107294 | 312 | 819 | SONOMA 1107294 | SONOMA 1107 | SONOMA | 0.1154 | 0 | 0.1154
SONOMA 1107126 | 312 | 2852 | SONOMA 1107126 | SONOMA 1107 | SONOMA | 2.2583 | 0 | 2.2583
OREGON TRAIL 1102CB | 313 | 820 | OREGON TRAIL 1102CB | OREGON TRAIL 1102 | NORTH VALLEY | 9.1345 | 0 | 9.1345
OREGON TRAIL 11021584 | 313 | 1586 | OREGON TRAIL 11021584 | OREGON TRAIL 1102 | NORTH VALLEY | 13.0863 | 0 | 13.0863
OREGON TRAIL 110249144 | 313 | 1914 | OREGON TRAIL 110249144 | OREGON TRAIL 1102 | NORTH VALLEY | 16.2173 | 0 | 16.2173
OREGON TRAIL 11021382 | 313 | 2037 | OREGON TRAIL 11021382 | OREGON TRAIL 1102 | NORTH VALLEY | 5.4732 | 0 | 5.4732
JAMESON 11028842 | 314 | 826 | JAMESON 11028842 | JAMESON 1102 | SACRAMENTO | 0.46739 | 0 | 0.46739
JAMESON 110265516 | 314 | 834 | JAMESON 110265516 | JAMESON 1102 | SACRAMENTO | 7.9053 | 0 | 7.9053
ANITA 1106CB | 315 | 828 | ANITA 1106CB | ANITA 1106 | NORTH VALLEY | 0.115 | 0 | 0.115
GONZALES 110422418 | 316 | 831 | GONZALES 110422418 | GONZALES 1104 | CENTRAL COAST | 0.8424 | 0 | 0.8424
GONZALES 110422420 | 316 | 2686 | GONZALES 110422420 | GONZALES 1104 | CENTRAL COAST | 0.060363 | 0 | 0.060363
VIEJO 2202CB | 317 | 837 | VIEJO 2202CB | VIEJO 2202 | CENTRAL COAST | 2.1755 | 0 | 2.1755
VIEJO 220235388 | 317 | 911 | VIEJO 220235388 | VIEJO 2202 | CENTRAL COAST | 0.45244 | 0 | 0.45244
VIEJO 22029112 | 317 | 1060 | VIEJO 22029112 | VIEJO 2202 | CENTRAL COAST | 0.78302 | 0 | 0.78302
VIEJO 22029118 | 317 | 1126 | VIEJO 22029118 | VIEJO 2202 | CENTRAL COAST | 0.57077 | 0 | 0.57077
VIEJO 22029104 | 317 | 1474 | VIEJO 22029104 | VIEJO 2202 | CENTRAL COAST | 5.9155 | 0 | 5.9155
VIEJO 22029120 | 317 | 1992 | VIEJO 22029120 | VIEJO 2202 | CENTRAL COAST | 1.9636 | 0 | 1.9636
VIEJO 22022606 | 317 | 2207 | VIEJO 22022606 | VIEJO 2202 | CENTRAL COAST | 0.94683 | 0 | 0.94683
VIEJO 220255787 | 317 | 2404 | VIEJO 220255787 | VIEJO 2202 | CENTRAL COAST | 0.036656 | 0 | 0.036656
VIEJO 220292792 | 317 | 2447 | VIEJO 220292792 | VIEJO 2202 | CENTRAL COAST | 0.01896 | 0 | 0.01896
VIEJO 220285904 | 317 | 2785 | VIEJO 220285904 | VIEJO 2202 | CENTRAL COAST | 0.44182 | 0 | 0.44182
VIEJO 22029089 | 317 | 2808 | VIEJO 22029089 | VIEJO 2202 | CENTRAL COAST | 0.44699 | 0 | 0.44699
VIEJO 22029488 | 317 | 2973 | VIEJO 22029488 | VIEJO 2202 | CENTRAL COAST | 0.18548 | 0 | 0.18548
VIEJO 22022014 | 317 | 3007 | VIEJO 22022014 | VIEJO 2202 | CENTRAL COAST | 0.34884 | 0 | 0.34884
MADISON 210113372 | 318 | 838 | MADISON 210113372 | MADISON 2101 | SACRAMENTO | 3.7782 | 0 | 3.7782
MADISON 21017702 | 318 | 2538 | MADISON 21017702 | MADISON 2101 | SACRAMENTO | 2.3216 | 0 | 2.3216
MADISON 21011943 | 318 | 2917 | MADISON 21011943 | MADISON 2101 | SACRAMENTO | 0.028904 | 0 | 0.028904
MADISON 210137082 | 318 | 2990 | MADISON 210137082 | MADISON 2101 | SACRAMENTO | 0.85819 | 0 | 0.85819
MADISON 21011606 | 318 | 3004 | MADISON 21011606 | MADISON 2101 | SACRAMENTO | 0.66018 | 0 | 0.66018
VACAVILLE 110941782 | 319 | 845 | VACAVILLE 110941782 | VACAVILLE 1109 | SACRAMENTO | 0.50066 | 0 | 0.50066
GEYSERVILLE 1102274 | 320 | 848 | GEYSERVILLE 1102274 | GEYSERVILLE 1102 | SONOMA | 4.0814 | 0 | 4.0814
GEYSERVILLE 1102CB | 320 | 854 | GEYSERVILLE 1102CB | GEYSERVILLE 1102 | SONOMA | 0.99838 | 1.3657 | 2.3641
GEYSERVILLE 1102484 | 320 | 1498 | GEYSERVILLE 1102484 | GEYSERVILLE 1102 | SONOMA | 18.6922 | 14.668 | 33.3601
GEYSERVILLE 1102350 | 320 | 1809 | GEYSERVILLE 1102350 | GEYSERVILLE 1102 | SONOMA | 2.1981 | 1.7605 | 3.9586
GEYSERVILLE 1102522 | 320 | 2199 | GEYSERVILLE 1102522 | GEYSERVILLE 1102 | SONOMA | 7.3541 | 1.0265 | 8.3806
GEYSERVILLE 110289714 | 320 | 2939 | GEYSERVILLE 110289714 | GEYSERVILLE 1102 | SONOMA | 1.4773 | 0 | 1.4773
GEYSERVILLE 1102756 | 320 | 3078 | GEYSERVILLE 1102756 | GEYSERVILLE 1102 | SONOMA | 0.58953 | 0 | 0.58953
SANTA ROSA A 1108626 | 321 | 851 | SANTA ROSA A 1108626 | SANTA ROSA A 1108 | SONOMA | 0.13621 | 0 | 0.13621
RED BLUFF 11011334 | 322 | 857 | RED BLUFF 11011334 | RED BLUFF 1101 | NORTH VALLEY | 1.7587 | 0 | 1.7587
RED BLUFF 110176020 | 322 | 1109 | RED BLUFF 110176020 | RED BLUFF 1101 | NORTH VALLEY | 8.959 | 0 | 8.959
RED BLUFF 11011556 | 322 | 1478 | RED BLUFF 11011556 | RED BLUFF 1101 | NORTH VALLEY | 35.2007 | 0 | 35.2007
RED BLUFF 1101 | 322 | 2590 | RED BLUFF 1101 | RED BLUFF 1101 | NORTH VALLEY | 0.18711 | 0 | 0.18711
COTATI 1104CB | 323 | 858 | COTATI 1104CB | COTATI 1104 | SONOMA | 2.3176 | 0 | 2.3176
COTATI 110475972 | 323 | 1082 | COTATI 110475972 | COTATI 1104 | SONOMA | 2.7371 | 0 | 2.7371
COTATI 1104426 | 323 | 2547 | COTATI 1104426 | COTATI 1104 | SONOMA | 2.1239 | 0 | 2.1239
PEABODY 2108CB | 324 | 859 | PEABODY 2108CB | PEABODY 2108 | SACRAMENTO | 0.80945 | 0 | 0.80945
PEABODY 210818182 | 324 | 2565 | PEABODY 210818182 | PEABODY 2108 | SACRAMENTO | 0.013085 | 0 | 0.013085
MARIPOSA 2102 | 325 | 860 | MARIPOSA 2102 | MARIPOSA 2102 | YOSEMITE | 0.0020154 | 0 | 0.0020154
MARIPOSA 210237288 | 325 | 1034 | MARIPOSA 210237288 | MARIPOSA 2102 | YOSEMITE | 78.4651 | 6.6494 | 85.1145
MARIPOSA 21021960 | 325 | 1134 | MARIPOSA 21021960 | MARIPOSA 2102 | YOSEMITE | 7.6193 | 17.0419 | 24.6612
MARIPOSA 210237282 | 325 | 1181 | MARIPOSA 210237282 | MARIPOSA 2102 | YOSEMITE | 29.4412 | 19.4512 | 48.8925
MARIPOSA 21029590 | 325 | 1261 | MARIPOSA 21029590 | MARIPOSA 2102 | YOSEMITE | 36.36 | 0 | 36.36
MARIPOSA 210210880 | 325 | 1315 | MARIPOSA 210210880 | MARIPOSA 2102 | YOSEMITE | 29.5284 | 9.5776 | 39.106
MARIPOSA 21029490 | 325 | 1726 | MARIPOSA 21029490 | MARIPOSA 2102 | YOSEMITE | 2.1392 | 2.1315 | 4.2707
MARIPOSA 2102CB | 325 | 2152 | MARIPOSA 2102CB | MARIPOSA 2102 | YOSEMITE | 6.6916 | 0 | 6.6916
MARIPOSA 210210250 | 325 | 2841 | MARIPOSA 210210250 | MARIPOSA 2102 | YOSEMITE | 0.04003 | 0 | 0.04003
ROSSMOOR 1106L522R | 326 | 862 | ROSSMOOR 1106L522R | ROSSMOOR 1106 | DIABLO | 1.0378 | 0 | 1.0378
ROSSMOOR 1106CB | 326 | 1372 | ROSSMOOR 1106CB | ROSSMOOR 1106 | DIABLO | 0.10783 | 1.3787 | 1.4865
ROSSMOOR 110676468 | 326 | 2652 | ROSSMOOR 110676468 | ROSSMOOR 1106 | DIABLO | 1.5034 | 0 | 1.5034
WHEATLAND 110591170 | 327 | 864 | WHEATLAND 110591170 | WHEATLAND 1105 | SIERRA | 9.9882 | 0 | 9.9882
WYANDOTTE 110641650 | 328 | 866 | WYANDOTTE 110641650 | WYANDOTTE 1106 | NORTH VALLEY | 1.9508 | 0 | 1.9508
UPPER LAKE 11016663 | 329 | 871 | UPPER LAKE 11016663 | UPPER LAKE 1101 | HUMBOLDT | 2.3336 | 0 | 2.3336
UPPER LAKE 1101452 | 329 | 990 | UPPER LAKE 1101452 | UPPER LAKE 1101 | HUMBOLDT | 1.5567 | 0 | 1.5567
UPPER LAKE 1101CB | 329 | 1866 | UPPER LAKE 1101CB | UPPER LAKE 1101 | HUMBOLDT | 1.1134 | 0 | 1.1134
UPPER LAKE 11011276 | 329 | 2428 | UPPER LAKE 11011276 | UPPER LAKE 1101 | HUMBOLDT | 12.9332 | 0 | 12.9332
UPPER LAKE 110175370 | 329 | 2435 | UPPER LAKE 110175370 | UPPER LAKE 1101 | HUMBOLDT | 11.2067 | 0.74257 | 11.9492
UPPER LAKE 1101412 | 329 | 2533 | UPPER LAKE 1101412 | UPPER LAKE 1101 | HUMBOLDT | 11.536 | 0 | 11.536
UPPER LAKE 1101472084 | 329 | 2757 | UPPER LAKE 1101472084 | UPPER LAKE 1101 | HUMBOLDT | 4.5266 | 0 | 4.5266
UPPER LAKE 1101660 | 329 | 2887 | UPPER LAKE 1101660 | UPPER LAKE 1101 | HUMBOLDT | 7.1376 | 0 | 7.1376
WYANDOTTE 110932586 | 330 | 872 | WYANDOTTE 110932586 | WYANDOTTE 1109 | NORTH VALLEY | 1.4371 | 0 | 1.4371
WYANDOTTE 11091040 | 330 | 968 | WYANDOTTE 11091040 | WYANDOTTE 1109 | NORTH VALLEY | 0.63854 | 0 | 0.63854
WYANDOTTE 1109CB | 330 | 1073 | WYANDOTTE 1109CB | WYANDOTTE 1109 | NORTH VALLEY | 2.5841 | 0 | 2.5841
WYANDOTTE 110913052 | 330 | 1669 | WYANDOTTE 110913052 | WYANDOTTE 1109 | NORTH VALLEY | 19.6896 | 0 | 19.6896
WYANDOTTE 110979932 | 330 | 1767 | WYANDOTTE 110979932 | WYANDOTTE 1109 | NORTH VALLEY | 19.2875 | 0 | 19.2875
WYANDOTTE 11095607 | 330 | 2362 | WYANDOTTE 11095607 | WYANDOTTE 1109 | NORTH VALLEY | 3.9588 | 0 | 3.9588
WYANDOTTE 11091520 | 330 | 2580 | WYANDOTTE 11091520 | WYANDOTTE 1109 | NORTH VALLEY | 4.1645 | 0 | 4.1645
WYANDOTTE 110942650 | 330 | 2591 | WYANDOTTE 110942650 | WYANDOTTE 1109 | NORTH VALLEY | 0.71686 | 0 | 0.71686
JARVIS 1108MR576 | 331 | 873 | JARVIS 1108MR576 | JARVIS 1108 | MISSION | 1.3706 | 0 | 1.3706
JARVIS 1108MR368 | 331 | 2617 | JARVIS 1108MR368 | JARVIS 1108 | MISSION | 0.80128 | 0 | 0.80128
CLAYTON 22159765 | 332 | 874 | CLAYTON 22159765 | CLAYTON 2215 | DIABLO | 0.13991 | 0 | 0.13991
CLAYTON 2215CB | 332 | 1165 | CLAYTON 2215CB | CLAYTON 2215 | DIABLO | 2.6028 | 0 | 2.6028
CLAYTON 2215W531R | 332 | 2077 | CLAYTON 2215W531R | CLAYTON 2215 | DIABLO | 4.7043 | 1.135 | 5.8394
SAN LUIS OBISPO 1108CB | 333 | 875 | SAN LUIS OBISPO 1108CB | SAN LUIS OBISPO 1108 | LOS PADRES | 0.74619 | 0 | 0.74619
SAN LUIS OBISPO 1108V92 | 333 | 1171 | SAN LUIS OBISPO 1108V92 | SAN LUIS OBISPO 1108 | LOS PADRES | 0.46755 | 0 | 0.46755
JARVIS 1110CB | 334 | 877 | JARVIS 1110CB | JARVIS 1110 | MISSION | 0.094443 | 0 | 0.094443
INDIAN FLAT 11044440 | 335 | 883 | INDIAN FLAT 11044440 | INDIAN FLAT 1104 | YOSEMITE | 0.21912 | 0 | 0.21912
INDIAN FLAT 1104 | 335 | 952 | INDIAN FLAT 1104 | INDIAN FLAT 1104 | YOSEMITE | 0.0039208 | 0 | 0.0039208
INDIAN FLAT 1104CB | 335 | 1559 | INDIAN FLAT 1104CB | INDIAN FLAT 1104 | YOSEMITE | 12.7115 | 0 | 12.7115
INDIAN FLAT 110410270 | 335 | 2097 | INDIAN FLAT 110410270 | INDIAN FLAT 1104 | YOSEMITE | 3.8012 | 0 | 3.8012
ANDERSON 11012051 | 336 | 886 | ANDERSON 11012051 | ANDERSON 1101 | NORTH VALLEY | 4.6467 | 0 | 4.6467
ANDERSON 1101CB | 336 | 2365 | ANDERSON 1101CB | ANDERSON 1101 | NORTH VALLEY | 1.7524 | 0 | 1.7524
ANDERSON 11011752 | 336 | 2581 | ANDERSON 11011752 | ANDERSON 1101 | NORTH VALLEY | 3.4624 | 0 | 3.4624
PASO ROBLES 1107CB | 337 | 894 | PASO ROBLES 1107CB | PASO ROBLES 1107 | LOS PADRES | 0.069192 | 0 | 0.069192
FREMONT 1104MR339 | 338 | 897 | FREMONT 1104MR339 | FREMONT 1104 | MISSION | 1.2378 | 0 | 1.2378
FREMONT 1104MR707 | 338 | 3145 | FREMONT 1104MR707 | FREMONT 1104 | MISSION | 1.4479 | 0 | 1.4479
VALLEY VIEW 1106P166 | 339 | 902 | VALLEY VIEW 1106P166 | VALLEY VIEW 1106 | EAST BAY | 3.4384 | 0 | 3.4384
VALLEY VIEW 1106 | 339 | 1659 | VALLEY VIEW 1106 | VALLEY VIEW 1106 | EAST BAY | 0.037566 | 0 | 0.037566
VALLEY VIEW 1106P176 | 339 | 2219 | VALLEY VIEW 1106P176 | VALLEY VIEW 1106 | EAST BAY | 0.884 | 0 | 0.884
VALLEY VIEW 1106CB | 339 | 2236 | VALLEY VIEW 1106CB | VALLEY VIEW 1106 | EAST BAY | 3.4767 | 0 | 3.4767
VALLEY VIEW 1106P128 | 339 | 2774 | VALLEY VIEW 1106P128 | VALLEY VIEW 1106 | EAST BAY | 0.72514 | 0 | 0.72514
CLARKSVILLE 210619642 | 340 | 905 | CLARKSVILLE 210619642 | CLARKSVILLE 2106 | SIERRA | 0.81481 | 0 | 0.81481
CLARKSVILLE 2106CB | 340 | 2967 | CLARKSVILLE 2106CB | CLARKSVILLE 2106 | SIERRA | 0.13957 | 0 | 0.13957
LLAGAS 2107XR178 | 341 | 907 | LLAGAS 2107XR178 | LLAGAS 2107 | SAN JOSE | 0.65323 | 0 | 0.65323
LLAGAS 210740407 | 341 | 1223 | LLAGAS 210740407 | LLAGAS 2107 | SAN JOSE | 1.5207 | 2.9254 | 4.4461
LLAGAS 2107XR188 | 341 | 2434 | LLAGAS 2107XR188 | LLAGAS 2107 | SAN JOSE | 2.5855 | 0.14745 | 2.7329
PENRYN 11072706 | 342 | 909 | PENRYN 11072706 | PENRYN 1107 | SIERRA | 5.0792 | 0 | 5.0792
PENRYN 110790970 | 342 | 915 | PENRYN 110790970 | PENRYN 1107 | SIERRA | 0.86048 | 0 | 0.86048
PENRYN 1107CB | 342 | 1057 | PENRYN 1107CB | PENRYN 1107 | SIERRA | 5.4827 | 0 | 5.4827
PENRYN 11072704 | 342 | 1068 | PENRYN 11072704 | PENRYN 1107 | SIERRA | 1.9532 | 0 | 1.9532
PENRYN 11072708 | 342 | 1872 | PENRYN 11072708 | PENRYN 1107 | SIERRA | 8.636 | 0 | 8.636
PENRYN 1107346 | 342 | 2063 | PENRYN 1107346 | PENRYN 1107 | SIERRA | 12.7652 | 0 | 12.7652
PENRYN 11072410 | 342 | 2315 | PENRYN 11072410 | PENRYN 1107 | SIERRA | 2.4145 | 0 | 2.4145
GOLDTREE 1105551904 | 343 | 920 | GOLDTREE 1105551904 | GOLDTREE 1105 | LOS PADRES | 0.022237 | 0 | 0.022237
GOLDTREE 1105CB | 343 | 1108 | GOLDTREE 1105CB | GOLDTREE 1105 | LOS PADRES | 7.0823 | 0 | 7.0823
FROGTOWN 170113412 | 344 | 921 | FROGTOWN 170113412 | FROGTOWN 1701 | STOCKTON | 30.6992 | 8.1165 | 38.8157
FROGTOWN 17011623 | 344 | 1409 | FROGTOWN 17011623 | FROGTOWN 1701 | STOCKTON | 15.2549 | 0 | 15.2549
FROGTOWN 1701L3361 | 344 | 1814 | FROGTOWN 1701L3361 | FROGTOWN 1701 | STOCKTON | 1.8736 | 0 | 1.8736
FROGTOWN 17016807 | 344 | 1878 | FROGTOWN 17016807 | FROGTOWN 1701 | STOCKTON | 4.7513 | 0 | 4.7513
FROGTOWN 1701CB | 344 | 2477 | FROGTOWN 1701CB | FROGTOWN 1701 | STOCKTON | 9.8066 | 0 | 9.8066
MERCED FALLS 110285002 | 345 | 922 | MERCED FALLS 110285002 | MERCED FALLS 1102 | YOSEMITE | 35.632 | 0 | 35.632
MERCED FALLS 110222772 | 345 | 1923 | MERCED FALLS 110222772 | MERCED FALLS 1102 | YOSEMITE | 2.2922 | 0 | 2.2922
MERCED FALLS 110287352 | 345 | 2818 | MERCED FALLS 110287352 | MERCED FALLS 1102 | YOSEMITE | 26.2614 | 0 | 26.2614
MERCED FALLS 1102CB | 345 | 3125 | MERCED FALLS 1102CB | MERCED FALLS 1102 | YOSEMITE | 8.7968 | 0 | 8.7968
MERCED FALLS 11029460 | 345 | 3147 | MERCED FALLS 11029460 | MERCED FALLS 1102 | YOSEMITE | 8.5158 | 0 | 8.5158
MERCED FALLS 11029470 | 345 | 3151 | MERCED FALLS 11029470 | MERCED FALLS 1102 | YOSEMITE | 22.9864 | 0 | 22.9864
MERCED FALLS 110238748 | 345 | 3164 | MERCED FALLS 110238748 | MERCED FALLS 1102 | YOSEMITE | 15.288 | 0 | 15.288
MERCED FALLS 110222774 | 345 | 3166 | MERCED FALLS 110222774 | MERCED FALLS 1102 | YOSEMITE | 1.0091 | 0 | 1.0091
SAN RAMON 2102CB | 346 | 923 | SAN RAMON 2102CB | SAN RAMON 2102 | MISSION | 1.535 | 0 | 1.535
FOOTHILL 1102V06 | 347 | 925 | FOOTHILL 1102V06 | FOOTHILL 1102 | LOS PADRES | 1.4055 | 0 | 1.4055
FOOTHILL 1102CB | 347 | 1777 | FOOTHILL 1102CB | FOOTHILL 1102 | LOS PADRES | 8.141 | 0 | 8.141
FOOTHILL 110299432 | 347 | 2085 | FOOTHILL 110299432 | FOOTHILL 1102 | LOS PADRES | 0.73004 | 0 | 0.73004
EEL RIVER 11024814 | 348 | 936 | EEL RIVER 11024814 | EEL RIVER 1102 | HUMBOLDT | 27.3153 | 0 | 27.3153
EEL RIVER 11021902 | 348 | 1894 | EEL RIVER 11021902 | EEL RIVER 1102 | HUMBOLDT | 5.1093 | 0 | 5.1093
EEL RIVER 110249130 | 348 | 2905 | EEL RIVER 110249130 | EEL RIVER 1102 | HUMBOLDT | 1.458 | 0 | 1.458
EEL RIVER 1102530 | 348 | 2931 | EEL RIVER 1102530 | EEL RIVER 1102 | HUMBOLDT | 5.0874 | 0 | 5.0874
GREENBRAE 11021254 | 349 | 939 | GREENBRAE 11021254 | GREENBRAE 1102 | NORTH BAY | 0 | 7.0201 | 7.0201
GREENBRAE 1102CB | 349 | 1874 | GREENBRAE 1102CB | GREENBRAE 1102 | NORTH BAY | 0 | 0.15859 | 0.15859
PURISIMA 110154728 | 350 | 946 | PURISIMA 110154728 | PURISIMA 1101 | LOS PADRES | 0.37057 | 0 | 0.37057
PURISIMA 1101Y44 | 350 | 1775 | PURISIMA 1101Y44 | PURISIMA 1101 | LOS PADRES | 10.0257 | 0 | 10.0257
PURISIMA 1101CB | 350 | 2224 | PURISIMA 1101CB | PURISIMA 1101 | LOS PADRES | 3.8284 | 0 | 3.8284
PURISIMA 1101Y80 | 350 | 2332 | PURISIMA 1101Y80 | PURISIMA 1101 | LOS PADRES | 1.0399 | 0 | 1.0399
PURISIMA 110149394 | 350 | 2713 | PURISIMA 110149394 | PURISIMA 1101 | LOS PADRES | 0.38618 | 0 | 0.38618
PURISIMA 1101Y42 | 350 | 2824 | PURISIMA 1101Y42 | PURISIMA 1101 | LOS PADRES | 0.33998 | 0 | 0.33998
WOODSIDE 11043583 | 351 | 948 | WOODSIDE 11043583 | WOODSIDE 1104 | PENINSULA | 0.19062 | 2.5304 | 2.721
WOODSIDE 110411555 | 351 | 1512 | WOODSIDE 110411555 | WOODSIDE 1104 | PENINSULA | 0.85806 | 0 | 0.85806
WOODSIDE 1104555372 | 351 | 1618 | WOODSIDE 1104555372 | WOODSIDE 1104 | PENINSULA | 4.1602 | 0 | 4.1602
WOODSIDE 11049030 | 351 | 1773 | WOODSIDE 11049030 | WOODSIDE 1104 | PENINSULA | 2.2354 | 0 | 2.2354
WOODSIDE 11049116 | 351 | 1877 | WOODSIDE 11049116 | WOODSIDE 1104 | PENINSULA | 1.063 | 0 | 1.063
WOODSIDE 11049032 | 351 | 1938 | WOODSIDE 11049032 | WOODSIDE 1104 | PENINSULA | 1.4673 | 1.1248 | 2.5921
WOODSIDE 1104CB | 351 | 2029 | WOODSIDE 1104CB | WOODSIDE 1104 | PENINSULA | 0 | 0.34613 | 0.34613
LLAGAS 2101XR264 | 352 | 951 | LLAGAS 2101XR264 | LLAGAS 2101 | SAN JOSE | 0.73019 | 0 | 0.73019
LLAGAS 2101XR244 | 352 | 1039 | LLAGAS 2101XR244 | LLAGAS 2101 | SAN JOSE | 0.29573 | 0 | 0.29573
LLAGAS 2101XR584 | 352 | 1061 | LLAGAS 2101XR584 | LLAGAS 2101 | SAN JOSE | 1.1341 | 0 | 1.1341
LLAGAS 21011451 | 352 | 2040 | LLAGAS 21011451 | LLAGAS 2101 | SAN JOSE | 5.288 | 0 | 5.288
LLAGAS 21011449 | 352 | 2214 | LLAGAS 21011449 | LLAGAS 2101 | SAN JOSE | 7.6142 | 0 | 7.6142
LLAGAS 2101XR586 | 352 | 2359 | LLAGAS 2101XR586 | LLAGAS 2101 | SAN JOSE | 4.744 | 0 | 4.744
SAN JOAQUIN #3 110110010 | 353 | 958 | SAN JOAQUIN #3 110110010 | SAN JOAQUIN #3 1101 | YOSEMITE | 1.2531 | 11.476 | 12.729
SAN JOAQUIN #3 110110060 | 353 | 1325 | SAN JOAQUIN #3 110110060 | SAN JOAQUIN #3 1101 | YOSEMITE | 0 | 6.5306 | 6.5306
SAN JOAQUIN #3 1101CB | 353 | 1347 | SAN JOAQUIN #3 1101CB | SAN JOAQUIN #3 1101 | YOSEMITE | 0.085373 | 5.3231 | 5.4085
TASSAJARA 2106CB | 354 | 960 | TASSAJARA 2106CB | TASSAJARA 2106 | DIABLO | 0.13696 | 0 | 0.13696
CORTINA 1101302192 | 355 | 961 | CORTINA 1101302192 | CORTINA 1101 | SACRAMENTO | 1.036 | 0 | 1.036
GEYSERVILLE 1101482 | 356 | 962 | GEYSERVILLE 1101482 | GEYSERVILLE 1101 | SONOMA | 0.45328 | 0 | 0.45328
GEYSERVILLE 110179788 | 356 | 1667 | GEYSERVILLE 110179788 | GEYSERVILLE 1101 | SONOMA | 36.3345 | 0 | 36.3345
GEYSERVILLE 110135492 | 356 | 2654 | GEYSERVILLE 110135492 | GEYSERVILLE 1101 | SONOMA | 8.4529 | 0 | 8.4529
GEYSERVILLE 1101166 | 356 | 2688 | GEYSERVILLE 1101166 | GEYSERVILLE 1101 | SONOMA | 11.044 | 0 | 11.044
GEYSERVILLE 110137454 | 356 | 2695 | GEYSERVILLE 110137454 | GEYSERVILLE 1101 | SONOMA | 7.5123 | 0 | 7.5123
GEYSERVILLE 1101122 | 356 | 2833 | GEYSERVILLE 1101122 | GEYSERVILLE 1101 | SONOMA | 3.5712 | 0 | 3.5712
GEYSERVILLE 1101CB | 356 | 3055 | GEYSERVILLE 1101CB | GEYSERVILLE 1101 | SONOMA | 0.2847 | 0 | 0.2847
GEYSERVILLE 1101480 | 356 | 3111 | GEYSERVILLE 1101480 | GEYSERVILLE 1101 | SONOMA | 1.4699 | 0 | 1.4699
SNEATH LANE 110715341 | 357 | 965 | SNEATH LANE 110715341 | SNEATH LANE 1107 | PENINSULA | 0.71839 | 0 | 0.71839
SNEATH LANE 110796530 | 357 | 2397 | SNEATH LANE 110796530 | SNEATH LANE 1107 | PENINSULA | 0.71298 | 0 | 0.71298
SNEATH LANE 11071277 | 357 | 2480 | SNEATH LANE 11071277 | SNEATH LANE 1107 | PENINSULA | 0.25243 | 0 | 0.25243
SNEATH LANE 1107CB | 357 | 2845 | SNEATH LANE 1107CB | SNEATH LANE 1107 | PENINSULA | 0.3748 | 0 | 0.3748
SNEATH LANE 110748338 | 357 | 2869 | SNEATH LANE 110748338 | SNEATH LANE 1107 | PENINSULA | 0.48719 | 0 | 0.48719
FRUITLAND 1141CB | 358 | 966 | FRUITLAND 1141CB | FRUITLAND 1141 | HUMBOLDT | 3.1926 | 0 | 3.1926
FRUITLAND 11418746 | 358 | 1058 | FRUITLAND 11418746 | FRUITLAND 1141 | HUMBOLDT | 0.40721 | 0 | 0.40721
FRUITLAND 114195324 | 358 | 2424 | FRUITLAND 114195324 | FRUITLAND 1141 | HUMBOLDT | 9.0462 | 0 | 9.0462
FRUITLAND 114137410 | 358 | 2479 | FRUITLAND 114137410 | FRUITLAND 1141 | HUMBOLDT | 3.8197 | 0 | 3.8197
FRUITLAND 11418860 | 358 | 2836 | FRUITLAND 11418860 | FRUITLAND 1141 | HUMBOLDT | 2.4992 | 0 | 2.4992
FRUITLAND 11413902 | 358 | 2984 | FRUITLAND 11413902 | FRUITLAND 1141 | HUMBOLDT | 5.0988 | 0 | 5.0988
SAN RAMON 2107MR284 | 359 | 967 | SAN RAMON 2107MR284 | SAN RAMON 2107 | MISSION | 0.29914 | 12.7849 | 13.084
SAN RAMON 2107CB | 359 | 1305 | SAN RAMON 2107CB | SAN RAMON 2107 | MISSION | 0 | 0.08762 | 0.08762
SAN RAMON 2107MR287 | 359 | 1486 | SAN RAMON 2107MR287 | SAN RAMON 2107 | MISSION | 0 | 0.029952 | 0.029952
SAN RAMON 21077742 | 359 | 2343 | SAN RAMON 21077742 | SAN RAMON 2107 | MISSION | 0.0028424 | 0 | 0.0028424
WILDWOOD 1101CB | 360 | 972 | WILDWOOD 1101CB | WILDWOOD 1101 | NORTH VALLEY | 0.055929 | 0 | 0.055929
WILDWOOD 11011576 | 360 | 2050 | WILDWOOD 11011576 | WILDWOOD 1101 | NORTH VALLEY | 8.159 | 0 | 8.159
WILDWOOD 110185112 | 360 | 2090 | WILDWOOD 110185112 | WILDWOOD 1101 | NORTH VALLEY | 6.7175 | 0 | 6.7175
WILDWOOD 110198896 | 360 | 2536 | WILDWOOD 110198896 | WILDWOOD 1101 | NORTH VALLEY | 9.9251 | 0 | 9.9251
WILDWOOD 11011454 | 360 | 2800 | WILDWOOD 11011454 | WILDWOOD 1101 | NORTH VALLEY | 7.7462 | 0 | 7.7462
HARTLEY 1102524 | 361 | 973 | HARTLEY 1102524 | HARTLEY 1102 | HUMBOLDT | 1.3594 | 0 | 1.3594
HARTLEY 1102CB | 361 | 2941 | HARTLEY 1102CB | HARTLEY 1102 | HUMBOLDT | 2.7707 | 0 | 2.7707
TEMPLETON 2111CB | 362 | 978 | TEMPLETON 2111CB | TEMPLETON 2111 | LOS PADRES | 1.8275 | 0 | 1.8275
TEMPLETON 2111A66 | 362 | 1289 | TEMPLETON 2111A66 | TEMPLETON 2111 | LOS PADRES | 33.4281 | 0.30901 | 33.7371
TEMPLETON 2111R86 | 362 | 1932 | TEMPLETON 2111R86 | TEMPLETON 2111 | LOS PADRES | 10.174 | 0 | 10.174
OCEANO 110391240 | 363 | 980 | OCEANO 110391240 | OCEANO 1103 | LOS PADRES | 0.011387 | 0 | 0.011387
OCEANO 1103221092 | 363 | 1418 | OCEANO 1103221092 | OCEANO 1103 | LOS PADRES | 1.2243 | 0 | 1.2243
OCEANO 110376678 | 363 | 2897 | OCEANO 110376678 | OCEANO 1103 | LOS PADRES | 0.055262 | 0 | 0.055262
KESWICK 110148480 | 364 | 981 | KESWICK 110148480 | KESWICK 1101 | NORTH VALLEY | 0 | 10.8916 | 10.8916
KESWICK 11019712 | 364 | 1001 | KESWICK 11019712 | KESWICK 1101 | NORTH VALLEY | 0 | 18.8507 | 18.8507
KESWICK 11011590 | 364 | 1045 | KESWICK 11011590 | KESWICK 1101 | NORTH VALLEY | 0 | 6.51 | 6.51
KESWICK 11011586 | 364 | 1337 | KESWICK 11011586 | KESWICK 1101 | NORTH VALLEY | 0 | 7.6307 | 7.6307
KESWICK 1101CB | 364 | 1414 | KESWICK 1101CB | KESWICK 1101 | NORTH VALLEY | 0 | 0.016582 | 0.016582
KESWICK 11011588 | 364 | 1445 | KESWICK 11011588 | KESWICK 1101 | NORTH VALLEY | 3.0609 | 3.8876 | 6.9485
SAN LUIS OBISPO 1101CB | 365 | 983 | SAN LUIS OBISPO 1101CB | SAN LUIS OBISPO 1101 | LOS PADRES | 6.447 | 0 | 6.447
SAN LUIS OBISPO 1101V12 | 365 | 1338 | SAN LUIS OBISPO 1101V12 | SAN LUIS OBISPO 1101 | LOS PADRES | 10.716 | 10.2961 | 21.0121
CURTIS 17039180 | 366 | 986 | CURTIS 17039180 | CURTIS 1703 | YOSEMITE | 56.1725 | 0 | 56.1725
CURTIS 17039210 | 366 | 1222 | CURTIS 17039210 | CURTIS 1703 | YOSEMITE | 23.0078 | 0 | 23.0078
CURTIS 17039330 | 366 | 1274 | CURTIS 17039330 | CURTIS 1703 | YOSEMITE | 24.0882 | 17.0831 | 41.1713
CURTIS 17036064 | 366 | 1421 | CURTIS 17036064 | CURTIS 1703 | YOSEMITE | 19.198 | 0 | 19.198
CURTIS 170390320 | 366 | 1780 | CURTIS 170390320 | CURTIS 1703 | YOSEMITE | 27.855 | 0 | 27.855
CURTIS 17039240 | 366 | 1807 | CURTIS 17039240 | CURTIS 1703 | YOSEMITE | 10.5703 | 0.36484 | 10.9351
CURTIS 170320240 | 366 | 1957 | CURTIS 170320240 | CURTIS 1703 | YOSEMITE | 0.18021 | 0 | 0.18021
CURTIS 1703CB | 366 | 2121 | CURTIS 1703CB | CURTIS 1703 | YOSEMITE | 8.4941 | 0 | 8.4941
CURTIS 170349746 | 366 | 2495 | CURTIS 170349746 | CURTIS 1703 | YOSEMITE | 0.37395 | 0 | 0.37395
CURTIS 170356972 | 366 | 2648 | CURTIS 170356972 | CURTIS 1703 | YOSEMITE | 8.3994 | 0.045507 | 8.4449
CAYETANO 21099504 | 367 | 987 | CAYETANO 21099504 | CAYETANO 2109 | MISSION | 3.4516 | 10.7042 | 14.1558
CAYETANO 2109CB | 367 | 1940 | CAYETANO 2109CB | CAYETANO 2109 | MISSION | 12.5757 | 0.47575 | 13.0515
CAYETANO 2109MR572 | 367 | 2174 | CAYETANO 2109MR572 | CAYETANO 2109 | MISSION | 6.5874 | 1.5948 | 8.1822
CAYETANO 2109MR186 | 367 | 3041 | CAYETANO 2109MR186 | CAYETANO 2109 | MISSION | 0.10978 | 0 | 0.10978
CLARK ROAD 110290548 | 368 | 988 | CLARK ROAD 110290548 | CLARK ROAD 1102 | NORTH VALLEY | 0 | 18.3619 | 18.3619
CLARK ROAD 11022068 | 368 | 1208 | CLARK ROAD 11022068 | CLARK ROAD 1102 | NORTH VALLEY | 1.0479 | 9.6685 | 10.7164
CLARK ROAD 11022582 | 368 | 1221 | CLARK ROAD 11022582 | CLARK ROAD 1102 | NORTH VALLEY | 18.6024 | 1.7737 | 20.3761
CLARK ROAD 110247006 | 368 | 1631 | CLARK ROAD 110247006 | CLARK ROAD 1102 | NORTH VALLEY | 2.6513 | 1.8982 | 4.5495
CLARK ROAD 11022070 | 368 | 1985 | CLARK ROAD 11022070 | CLARK ROAD 1102 | NORTH VALLEY | 8.4883 | 1.2194 | 9.7077
CLARK ROAD 110292622 | 368 | 2076 | CLARK ROAD 110292622 | CLARK ROAD 1102 | NORTH VALLEY | 30.8948 | 0 | 30.8948
CLARK ROAD 11022584 | 368 | 2129 | CLARK ROAD 11022584 | CLARK ROAD 1102 | NORTH VALLEY | 7.9946 | 0 | 7.9946
CLARK ROAD 110281296 | 368 | 2410 | CLARK ROAD 110281296 | CLARK ROAD 1102 | NORTH VALLEY | 8.5893 | 0.26194 | 8.8512
CLARK ROAD 11022044 | 368 | 2768 | CLARK ROAD 11022044 | CLARK ROAD 1102 | NORTH VALLEY | 5.5376 | 0 | 5.5376
CLARK ROAD 11022094 | 368 | 3116 | CLARK ROAD 11022094 | CLARK ROAD 1102 | NORTH VALLEY | 0.57902 | 0 | 0.57902
CLARK ROAD 1102CB | 368 | 3157 | CLARK ROAD 1102CB | CLARK ROAD 1102 | NORTH VALLEY | 0.16153 | 0 | 0.16153
SAN RAMON 2119CB | 369 | 989 | SAN RAMON 2119CB | SAN RAMON 2119 | MISSION | 0.46097 | 0 | 0.46097
NARROWS 21021252 | 370 | 991 | NARROWS 21021252 | NARROWS 2102 | SIERRA | 0.0028409 | 0 | 0.0028409
NARROWS 210248484 | 370 | 1124 | NARROWS 210248484 | NARROWS 2102 | SIERRA | 41.4937 | 0 | 41.4937
NARROWS 21022220 | 370 | 1264 | NARROWS 21022220 | NARROWS 2102 | SIERRA | 27.523 | 0 | 27.523
NARROWS 2102CB | 370 | 1748 | NARROWS 2102CB | NARROWS 2102 | SIERRA | 22.8974 | 0 | 22.8974
NARROWS 210276952 | 370 | 2137 | NARROWS 210276952 | NARROWS 2102 | SIERRA | 3.581 | 0 | 3.581
NARROWS 21022718 | 370 | 2596 | NARROWS 21022718 | NARROWS 2102 | SIERRA | 0.45209 | 0 | 0.45209
MORGAN HILL 2105CB | 371 | 1000 | MORGAN HILL 2105CB | MORGAN HILL 2105 | SAN JOSE | 0.38186 | 0 | 0.38186
MORGAN HILL 210542348 | 371 | 1087 | MORGAN HILL 210542348 | MORGAN HILL 2105 | SAN JOSE | 1.0024 | 0 | 1.0024
MORGAN HILL 2105XR268 | 371 | 1105 | MORGAN HILL 2105XR268 | MORGAN HILL 2105 | SAN JOSE | 0 | 7.973 | 7.973
MORGAN HILL 2105XR176 | 371 | 1242 | MORGAN HILL 2105XR176 | MORGAN HILL 2105 | SAN JOSE | 16.599 | 1.9629 | 18.5618
MORGAN HILL 2105XR070 | 371 | 1543 | MORGAN HILL 2105XR070 | MORGAN HILL 2105 | SAN JOSE | 3.3232 | 3.3469 | 6.67
MORGAN HILL 2105XR152 | 371 | 1902 | MORGAN HILL 2105XR152 | MORGAN HILL 2105 | SAN JOSE | 8.3434 | 0 | 8.3434
MORGAN HILL 2105XR564 | 371 | 2209 | MORGAN HILL 2105XR564 | MORGAN HILL 2105 | SAN JOSE | 5.4316 | 0 | 5.4316
MORGAN HILL 2105XR494 | 371 | 2546 | MORGAN HILL 2105XR494 | MORGAN HILL 2105 | SAN JOSE | 0.23352 | 0 | 0.23352
MORGAN HILL 2105XR602 | 371 | 2676 | MORGAN HILL 2105XR602 | MORGAN HILL 2105 | SAN JOSE | 0.59187 | 0 | 0.59187
MORGAN HILL 2105XR578 | 371 | 2920 | MORGAN HILL 2105XR578 | MORGAN HILL 2105 | SAN JOSE | 0.218 | 0 | 0.218
HORSESHOE 1101CB | 372 | 1008 | HORSESHOE 1101CB | HORSESHOE 1101 | SIERRA | 1.5163 | 0 | 1.5163
HORSESHOE 11011682 | 372 | 1097 | HORSESHOE 11011682 | HORSESHOE 1101 | SIERRA | 1.1361 | 0 | 1.1361
HORSESHOE 110150140 | 372 | 2019 | HORSESHOE 110150140 | HORSESHOE 1101 | SIERRA | 3.7526 | 0 | 3.7526
SAN JOAQUIN #2 1103CB | 373 | 1009 | SAN JOAQUIN #2 1103CB | SAN JOAQUIN #2 1103 | YOSEMITE | 58.3849 | 9.3402 | 67.7251
SAN JOAQUIN #2 110310320 | 373 | 2191 | SAN JOAQUIN #2 110310320 | SAN JOAQUIN #2 1103 | YOSEMITE | 11.8104 | 0 | 11.8104
SAN JOAQUIN #2 1103157026 | 373 | 2304 | SAN JOAQUIN #2 1103157026 | SAN JOAQUIN #2 1103 | YOSEMITE | 3.2012 | 0 | 3.2012
SAN RAFAEL 1101310 | 374 | 1014 | SAN RAFAEL 1101310 | SAN RAFAEL 1101 | NORTH BAY | 1.3967 | 0 | 1.3967
SAN RAFAEL 1101CB | 374 | 1318 | SAN RAFAEL 1101CB | SAN RAFAEL 1101 | NORTH BAY | 0 | 1.7156 | 1.7156
SAN RAFAEL 1101494 | 374 | 1352 | SAN RAFAEL 1101494 | SAN RAFAEL 1101 | NORTH BAY | 0 | 4.1663 | 4.1663
SAN RAFAEL 110168970 | 374 | 1925 | SAN RAFAEL 110168970 | SAN RAFAEL 1101 | NORTH BAY | 0.71262 | 0.62781 | 1.3404
TEMPLETON 2110901690 | 375 | 1019 | TEMPLETON 2110901690 | TEMPLETON 2110 | LOS PADRES | 6.0116 | 30.5194 | 36.531
TEMPLETON 2110R90 | 375 | 1519 | TEMPLETON 2110R90 | TEMPLETON 2110 | LOS PADRES | 27.6614 | 0 | 27.6614
TEMPLETON 2110N32 | 375 | 1579 | TEMPLETON 2110N32 | TEMPLETON 2110 | LOS PADRES | 28.0596 | 0 | 28.0596
TEMPLETON 2110R06 | 375 | 1789 | TEMPLETON 2110R06 | TEMPLETON 2110 | LOS PADRES | 3.413 | 1.7196 | 5.1326
TEMPLETON 2110N30 | 375 | 1820 | TEMPLETON 2110N30 | TEMPLETON 2110 | LOS PADRES | 20.4995 | 0 | 20.4995
TEMPLETON 2110R94 | 375 | 1939 | TEMPLETON 2110R94 | TEMPLETON 2110 | LOS PADRES | 13.9551 | 0 | 13.9551
RED BLUFF 11051564 | 376 | 1020 | RED BLUFF 11051564 | RED BLUFF 1105 | NORTH VALLEY | 1.279 | 0 | 1.279
RED BLUFF 110585632 | 376 | 2092 | RED BLUFF 110585632 | RED BLUFF 1105 | NORTH VALLEY | 13.6331 | 0 | 13.6331
RED BLUFF 1105161818 | 376 | 3099 | RED BLUFF 1105161818 | RED BLUFF 1105 | NORTH VALLEY | 0.38337 | 0 | 0.38337
SUNOL 1101MR196 | 377 | 1021 | SUNOL 1101MR196 | SUNOL 1101 | MISSION | 2.4505 | 0 | 2.4505
SUNOL 1101MR299 | 377 | 1148 | SUNOL 1101MR299 | SUNOL 1101 | MISSION | 0 | 4.988 | 4.988
SUNOL 1101MR298 | 377 | 1297 | SUNOL 1101MR298 | SUNOL 1101 | MISSION | 0 | 5.4024 | 5.4024
SUNOL 1101MR650 | 377 | 2083 | SUNOL 1101MR650 | SUNOL 1101 | MISSION | 0.46023 | 0.5723 | 1.0325
SUNOL 1101MR387 | 377 | 2122 | SUNOL 1101MR387 | SUNOL 1101 | MISSION | 4.657 | 0 | 4.657
SUNOL 1101MR297 | 377 | 2258 | SUNOL 1101MR297 | SUNOL 1101 | MISSION | 4.9907 | 1.0558 | 6.0465
SUNOL 110148180 | 377 | 2361 | SUNOL 110148180 | SUNOL 1101 | MISSION | 0.015663 | 0 | 0.015663
SUNOL 110111587 | 377 | 2582 | SUNOL 110111587 | SUNOL 1101 | MISSION | 0.25848 | 0 | 0.25848
SUNOL 11018721 | 377 | 2584 | SUNOL 11018721 | SUNOL 1101 | MISSION | 2.3818 | 0 | 2.3818
SUNOL 1101MR169 | 377 | 2953 | SUNOL 1101MR169 | SUNOL 1101 | MISSION | 3.8873 | 0 | 3.8873
SUNOL 1101CB | 377 | 2964 | SUNOL 1101CB | SUNOL 1101 | MISSION | 3.3865 | 0 | 3.3865
CENTERVILLE 11012448 | 378 | 1023 | CENTERVILLE 11012448 | CENTERVILLE 1101 | NORTH VALLEY | 1.2188 | 23.6083 | 24.8271
CENTERVILLE 1101 | 378 | 1112 | CENTERVILLE 1101 | CENTERVILLE 1101 | NORTH VALLEY | 0 | 0.0017292 | 0.0017292
CENTERVILLE 11011243 | 378 | 1178 | CENTERVILLE 11011243 | CENTERVILLE 1101 | NORTH VALLEY | 0 | 5.1549 | 5.1549
CENTERVILLE 11012592 | 378 | 1205 | CENTERVILLE 11012592 | CENTERVILLE 1101 | NORTH VALLEY | 0 | 6.3933 | 6.3933
CENTERVILLE 1101CB | 378 | 1365 | CENTERVILLE 1101CB | CENTERVILLE 1101 | NORTH VALLEY | 0 | 0.015747 | 0.015747
MORAGA 1102CB | 379 | 1024 | MORAGA 1102CB | MORAGA 1102 | DIABLO | 2.167 | 1.1805 | 3.3475
SONOMA 1105138 | 380 | 1026 | SONOMA 1105138 | SONOMA 1105 | SONOMA | 0.57477 | 0 | 0.57477
SONOMA 1105404 | 380 | 1336 | SONOMA 1105404 | SONOMA 1105 | SONOMA | 7.7765 | 4.5813 | 12.3578
SONOMA 11054456 | 380 | 2672 | SONOMA 11054456 | SONOMA 1105 | SONOMA | 1.6486 | 0 | 1.6486
SAN RAMON 2101CB | 381 | 1027 | SAN RAMON 2101CB | SAN RAMON 2101 | MISSION | 0.57317 | 0 | 0.57317
MARTELL 110292172 | 382 | 1028 | MARTELL 110292172 | MARTELL 1102 | STOCKTON | 1.6199 | 0 | 1.6199
MARTELL 1102CB | 382 | 1934 | MARTELL 1102CB | MARTELL 1102 | STOCKTON | 6.4004 | 0 | 6.4004
MARTELL 110299214 | 382 | 2498 | MARTELL 110299214 | MARTELL 1102 | STOCKTON | 0.5909 | 0 | 0.5909
HOPLAND 110180620 | 383 | 1031 | HOPLAND 110180620 | HOPLAND 1101 | HUMBOLDT | 0.61898 | 0 | 0.61898
HOPLAND 11014626 | 383 | 1883 | HOPLAND 11014626 | HOPLAND 1101 | HUMBOLDT | 24.0779 | 0 | 24.0779
HOPLAND 110194006 | 383 | 2264 | HOPLAND 110194006 | HOPLAND 1101 | HUMBOLDT | 13.3558 | 0 | 13.3558
HOPLAND 1101768 | 383 | 2383 | HOPLAND 1101768 | HOPLAND 1101 | HUMBOLDT | 16.1128 | 0 | 16.1128
HOPLAND 1101960 | 383 | 2541 | HOPLAND 1101960 | HOPLAND 1101 | HUMBOLDT | 16.1295 | 0 | 16.1295
HOPLAND 11011100 | 383 | 2764 | HOPLAND 11011100 | HOPLAND 1101 | HUMBOLDT | 2.6093 | 0 | 2.6093
HOPLAND 1101770 | 383 | 2889 | HOPLAND 1101770 | HOPLAND 1101 | HUMBOLDT | 8.7193 | 0 | 8.7193
HOPLAND 1101CB | 383 | 3097 | HOPLAND 1101CB | HOPLAND 1101 | HUMBOLDT | 0.39955 | 0 | 0.39955
HOPLAND 1101558 | 383 | 3128 | HOPLAND 1101558 | HOPLAND 1101 | HUMBOLDT | 0.37929 | 0 | 0.37929
IGNACIO 11011264 | 384 | 1032 | IGNACIO 11011264 | IGNACIO 1101 | NORTH BAY | 1.4522 | 0.071964 | 1.5242
IGNACIO 11011300 | 384 | 1952 | IGNACIO 11011300 | IGNACIO 1101 | NORTH BAY | 1.9456 | 0.54002 | 2.4856
IGNACIO 1101CB | 384 | 2421 | IGNACIO 1101CB | IGNACIO 1101 | NORTH BAY | 1.394 | 0 | 1.394
PERRY 1101V88 | 385 | 1035 | PERRY 1101V88 | PERRY 1101 | LOS PADRES | 1.2286 | 0 | 1.2286
PERRY 1101V78 | 385 | 1440 | PERRY 1101V78 | PERRY 1101 | LOS PADRES | 23.0878 | 6.3901 | 29.478
PERRY 1101V74 | 385 | 1857 | PERRY 1101V74 | PERRY 1101 | LOS PADRES | 2.9727 | 0 | 2.9727
PERRY 1101CB | 385 | 1990 | PERRY 1101CB | PERRY 1101 | LOS PADRES | 2.5037 | 0 | 2.5037
PERRY 1101W12 | 385 | 2054 | PERRY 1101W12 | PERRY 1101 | LOS PADRES | 4.7971 | 0 | 4.7971
PERRY 1101V72 | 385 | 2298 | PERRY 1101V72 | PERRY 1101 | LOS PADRES | 5.7537 | 0 | 5.7537
PERRY 1101W52 | 385 | 2314 | PERRY 1101W52 | PERRY 1101 | LOS PADRES | 2.9028 | 0 | 2.9028
PERRY 110185870 | 385 | 2319 | PERRY 110185870 | PERRY 1101 | LOS PADRES | 13.2734 | 0 | 13.2734
PERRY 1101W26 | 385 | 2353 | PERRY 1101W26 | PERRY 1101 | LOS PADRES | 2.7324 | 0 | 2.7324
PERRY 1101W10 | 385 | 2501 | PERRY 1101W10 | PERRY 1101 | LOS PADRES | 1.7167 | 0 | 1.7167
SAN MIGUEL 1105CB | 386 | 1040 | SAN MIGUEL 1105CB | SAN MIGUEL 1105 | LOS PADRES | 0.96596 | 0 | 0.96596
SAN LUIS OBISPO 1104V46 | 387 | 1041 | SAN LUIS OBISPO 1104V46 | SAN LUIS OBISPO 1104 | LOS PADRES | 4.8985 | 13.298 | 18.1965
SAN LUIS OBISPO 11042293 | 387 | 1330 | SAN LUIS OBISPO 11042293 | SAN LUIS OBISPO 1104 | LOS PADRES | 0 | 9.0237 | 9.0237
SAN LUIS OBISPO 1104V14 | 387 | 2087 | SAN LUIS OBISPO 1104V14 | SAN LUIS OBISPO 1104 | LOS PADRES | 9.0673 | 0 | 9.0673
SAN LUIS OBISPO 1104V40 | 387 | 2164 | SAN LUIS OBISPO 1104V40 | SAN LUIS OBISPO 1104 | LOS PADRES | 11.8926 | 0 | 11.8926
SAN LUIS OBISPO 1104645976 | 387 | 2951 | SAN LUIS OBISPO 1104645976 | SAN LUIS OBISPO 1104 | LOS PADRES | 2.1274 | 0 | 2.1274
SAN LUIS OBISPO 1104CB | 387 | 3012 | SAN LUIS OBISPO 1104CB | SAN LUIS OBISPO 1104 | LOS PADRES | 0.36018 | 0 | 0.36018
DEL MONTE 21029060 | 388 | 1042 | DEL MONTE 21029060 | DEL MONTE 2102 | CENTRAL COAST | 0.0023123 | 0 | 0.0023123
PAUL SWEET 21065178 | 389 | 1044 | PAUL SWEET 21065178 | PAUL SWEET 2106 | CENTRAL COAST | 0 | 7.3151 | 7.3151
PAUL SWEET 2106428102 | 389 | 1059 | PAUL SWEET 2106428102 | PAUL SWEET 2106 | CENTRAL COAST | 2.7806 | 8.7889 | 11.5695
PAUL SWEET 21068091 | 389 | 1163 | PAUL SWEET 21068091 | PAUL SWEET 2106 | CENTRAL COAST | 0 | 6.0187 | 6.0187
PAUL SWEET 210610424 | 389 | 1319 | PAUL SWEET 210610424 | PAUL SWEET 2106 | CENTRAL COAST | 1.189 | 4.5139 | 5.7029
PAUL SWEET 2106CB | 389 | 1345 | PAUL SWEET 2106CB | PAUL SWEET 2106 | CENTRAL COAST | 0.39242 | 4.8343 | 5.2267
PAUL SWEET 210612828 | 389 | 2079 | PAUL SWEET 210612828 | PAUL SWEET 2106 | CENTRAL COAST | 1.341 | 0.37018 | 1.7112
SANTA MARIA 1108M18 | 390 | 1046 | SANTA MARIA 1108M18 | SANTA MARIA 1108 | LOS PADRES | 6.3828 | 8.3117 | 14.6945
SANTA MARIA 1108M80 | 390 | 1133 | SANTA MARIA 1108M80 | SANTA MARIA 1108 | LOS PADRES | 22.6478 | 35.6936 | 58.3414
SAN BENITO 210136912 | 391 | 1050 | SAN BENITO 210136912 | SAN BENITO 2101 | CENTRAL COAST | 2.942 | 0 | 2.942
WOODWARD 2108688294 | 392 | 1051 | WOODWARD 2108688294 | WOODWARD 2108 | FRESNO | 0.015135 | 0 | 0.015135
WOODWARD 210878448 | 392 | 2436 | WOODWARD 210878448 | WOODWARD 2108 | FRESNO | 18.5469 | 0 | 18.5469
WOODWARD 2108R2860 | 392 | 2534 | WOODWARD 2108R2860 | WOODWARD 2108 | FRESNO | 11.5924 | 0 | 11.5924
PLACER 1102CB | 393 | 1064 | PLACER 1102CB | PLACER 1102 | SIERRA | 2.1407 | 0 | 2.1407
PUEBLO 1105716 | 394 | 1070 | PUEBLO 1105716 | PUEBLO 1105 | NORTH BAY | 2.9378 | 0 | 2.9378
PUEBLO 1105696 | 394 | 1210 | PUEBLO 1105696 | PUEBLO 1105 | NORTH BAY | 20.5418 | 0 | 20.5418
PUEBLO 11053022 | 394 | 3021 | PUEBLO 11053022 | PUEBLO 1105 | NORTH BAY | 0.42768 | 0 | 0.42768
SEACLIFF 0401CB | 395 | 1074 | SEACLIFF 0401CB | SEACLIFF 0401 | CENTRAL COAST | 0.95577 | 4.9243 | 5.8801
SEACLIFF 040112946 | 395 | 1232 | SEACLIFF 040112946 | SEACLIFF 0401 | CENTRAL COAST | 0.59873 | 2.0957 | 2.6944
EMERALD LAKE 0401CB | 396 | 1078 | EMERALD LAKE 0401CB | EMERALD LAKE 0401 | PENINSULA | 11.2923 | 4.2392 | 15.5314
SAN LUIS OBISPO 1107V60 | 397 | 1084 | SAN LUIS OBISPO 1107V60 | SAN LUIS OBISPO 1107 | LOS PADRES | 1.4244 | 14.6211 | 16.0455
SAN LUIS OBISPO 1107V02 | 397 | 1250 | SAN LUIS OBISPO 1107V02 | SAN LUIS OBISPO 1107 | LOS PADRES | 10.7335 | 7.1165 | 17.85
SAN LUIS OBISPO 1107V62 | 397 | 1251 | SAN LUIS OBISPO 1107V62 | SAN LUIS OBISPO 1107 | LOS PADRES | 2.0256 | 4.9085 | 6.9341
SAN LUIS OBISPO 1107V58 | 397 | 1321 | SAN LUIS OBISPO 1107V58 | SAN LUIS OBISPO 1107 | LOS PADRES | 0.84617 | 0 | 0.84617
SAN LUIS OBISPO 1107V18 | 397 | 1942 | SAN LUIS OBISPO 1107V18 | SAN LUIS OBISPO 1107 | LOS PADRES | 2.34 | 1.0331 | 3.3731
SAN LUIS OBISPO 110742048 | 397 | 2554 | SAN LUIS OBISPO 110742048 | SAN LUIS OBISPO 1107 | LOS PADRES | 0.025219 | 0 | 0.025219
SAN LUIS OBISPO 1107V08 | 397 | 2556 | SAN LUIS OBISPO 1107V08 | SAN LUIS OBISPO 1107 | LOS PADRES | 0.024874 | 0 | 0.024874
SAN LUIS OBISPO 110788962 | 397 | 2588 | SAN LUIS OBISPO 110788962 | SAN LUIS OBISPO 1107 | LOS PADRES | 1.6209 | 0 | 1.6209
SAN LUIS OBISPO 1107CB | 397 | 2798 | SAN LUIS OBISPO 1107CB | SAN LUIS OBISPO 1107 | LOS PADRES | 0.84728 | 0 | 0.84728
COTTONWOOD 11011510 | 398 | 1085 | COTTONWOOD 11011510 | COTTONWOOD 1101 | NORTH VALLEY | 0.7279 | 0 | 0.7279
COTTONWOOD 11011610 | 398 | 1638 | COTTONWOOD 11011610 | COTTONWOOD 1101 | NORTH VALLEY | 38.431 | 0 | 38.431
COTTONWOOD 110168190 | 398 | 2113 | COTTONWOOD 110168190 | COTTONWOOD 1101 | NORTH VALLEY | 22.7429 | 0 | 22.7429
COTTONWOOD 110131500 | 398 | 2898 | COTTONWOOD 110131500 | COTTONWOOD 1101 | NORTH VALLEY | 3.2216 | 0 | 3.2216
COTTONWOOD 1101CB | 398 | 2979 | COTTONWOOD 1101CB | COTTONWOOD 1101 | NORTH VALLEY | 5.2937 | 0 | 5.2937
SAN JOAQUIN #3 1103CB | 399 | 1101 | SAN JOAQUIN #3 1103CB | SAN JOAQUIN #3 1103 | YOSEMITE | 18.1878 | 10.0836 | 28.2713
SAN JOAQUIN #3 11035100 | 399 | 1197 | SAN JOAQUIN #3 11035100 | SAN JOAQUIN #3 1103 | YOSEMITE | 4.5146 | 21.7314 | 26.246
SAN RAMON 2117CB | 400 | 1102 | SAN RAMON 2117CB | SAN RAMON 2117 | MISSION | 0.44721 | 0 | 0.44721
SAUSALITO 1101CB | 401 | 1103 | SAUSALITO 1101CB | SAUSALITO 1101 | NORTH BAY | 0.084384 | 0 | 0.084384
SAUSALITO 11011270 | 401 | 2600 | SAUSALITO 11011270 | SAUSALITO 1101 | NORTH BAY | 0.49678 | 0 | 0.49678
SONOMA 1102118 | 402 | 1114 | SONOMA 1102118 | SONOMA 1102 | SONOMA | 0 | 5.4359 | 5.4359
TASSAJARA 2113MR276 | 403 | 1115 | TASSAJARA 2113MR276 | TASSAJARA 2113 | DIABLO | 0 | 3.6023 | 3.6023
NEWBURG 11323425 | 404 | 1120 | NEWBURG 11323425 | NEWBURG 1132 | HUMBOLDT | 0.9717 | 0 | 0.9717
NEWBURG 11322074 | 404 | 1308 | NEWBURG 11322074 | NEWBURG 1132 | HUMBOLDT | 1.2262 | 0 | 1.2262
NOTRE DAME 11042028 | 405 | 1138 | NOTRE DAME 11042028 | NOTRE DAME 1104 | NORTH VALLEY | 0 | 10.9017 | 10.9017
NOTRE DAME 11042537 | 405 | 1415 | NOTRE DAME 11042537 | NOTRE DAME 1104 | NORTH VALLEY | 4.0985 | 1.1941 | 5.2925
NOTRE DAME 11042408 | 405 | 1555 | NOTRE DAME 11042408 | NOTRE DAME 1104 | NORTH VALLEY | 5.9361 | 5.297 | 11.2331
OREGON TRAIL 110335002 | 406 | 1141 | OREGON TRAIL 110335002 | OREGON TRAIL 1103 | NORTH VALLEY | 57.2663 | 0 | 57.2663
OREGON TRAIL 11031500 | 406 | 1383 | OREGON TRAIL 11031500 | OREGON TRAIL 1103 | NORTH VALLEY | 24.8639 | 0 | 24.8639
OREGON TRAIL 1103CB | 406 | 2027 | OREGON TRAIL 1103CB | OREGON TRAIL 1103 | NORTH VALLEY | 2.7772 | 0 | 2.7772
OREGON TRAIL 11031448 | 406 | 2126 | OREGON TRAIL 11031448 | OREGON TRAIL 1103 | NORTH VALLEY | 30.932 | 0 | 30.932
OREGON TRAIL 110346860 | 406 | 2681 | OREGON TRAIL 110346860 | OREGON TRAIL 1103 | NORTH VALLEY | 0.53541 | 0 | 0.53541
CLARKSVILLE 210319572 | 407 | 1144 | CLARKSVILLE 210319572 | CLARKSVILLE 2103 | SIERRA | 13.6645 | 19.8478 | 33.5123
CLARKSVILLE 2103CB | 407 | 3046 | CLARKSVILLE 2103CB | CLARKSVILLE 2103 | SIERRA | 0.11367 | 0 | 0.11367
VIEJO 22019704 | 408 | 1146 | VIEJO 22019704 | VIEJO 2201 | CENTRAL COAST | 1.0374 | 0 | 1.0374
VIEJO 22019114 | 408 | 1505 | VIEJO 22019114 | VIEJO 2201 | CENTRAL COAST | 6.3385 | 0 | 6.3385
VIEJO 22012064 | 408 | 1936 | VIEJO 22012064 | VIEJO 2201 | CENTRAL COAST | 0.87679 | 0 | 0.87679
VIEJO 2201CB | 408 | 1946 | VIEJO 2201CB | VIEJO 2201 | CENTRAL COAST | 4.5324 | 0 | 4.5324
VIEJO 22019490 | 408 | 2034 | VIEJO 22019490 | VIEJO 2201 | CENTRAL COAST | 2.0007 | 0 | 2.0007
VIEJO 22019698 | 408 | 2044 | VIEJO 22019698 | VIEJO 2201 | CENTRAL COAST | 0.90136 | 0 | 0.90136
VIEJO 220146068 | 408 | 2756 | VIEJO 220146068 | VIEJO 2201 | CENTRAL COAST | 0.073762 | 0 | 0.073762
DOBBINS 11011264 | 409 | 1155 | DOBBINS 11011264 | DOBBINS 1101 | SIERRA | 13.8342 | 20.8294 | 34.6636
DOBBINS 110169722 | 409 | 1187 | DOBBINS 110169722 | DOBBINS 1101 | SIERRA | 0.43748 | 6.195 | 6.6325
DOBBINS 110191464 | 409 | 1550 | DOBBINS 110191464 | DOBBINS 1101 | SIERRA | 6.9088 | 0.16778 | 7.0765
DOBBINS 11015202 | 409 | 1671 | DOBBINS 11015202 | DOBBINS 1101 | SIERRA | 15.7094 | 0 | 15.7094
DOBBINS 11011808 | 409 | 1816 | DOBBINS 11011808 | DOBBINS 1101 | SIERRA | 14.5425 | 0.99642 | 15.539
DOBBINS 1101CB | 409 | 2133 | DOBBINS 1101CB | DOBBINS 1101 | SIERRA | 0.67055 | 0 | 0.67055
FELTON 0401CB | 410 | 1158 | FELTON 0401CB | FELTON 0401 | CENTRAL COAST | 0 | 2.2987 | 2.2987
VINEYARD 2107MR332 | 411 | 1160 | VINEYARD 2107MR332 | VINEYARD 2107 | MISSION | 0.086505 | 0 | 0.086505
VINEYARD 2107CB | 411 | 2816 | VINEYARD 2107CB | VINEYARD 2107 | MISSION | 1.6942 | 0 | 1.6942
OAKLAND K 1103CR188 | 412 | 1161 | OAKLAND K 1103CR188 | OAKLAND K 1103 | EAST BAY | 1.3456 | 2.2354 | 3.5811
OAKLAND K 1103CR422 | 412 | 2233 | OAKLAND K 1103CR422 | OAKLAND K 1103 | EAST BAY | 1.8547 | 0 | 1.8547
OAKLAND K 1103CB | 412 | 2896 | OAKLAND K 1103CB | OAKLAND K 1103 | EAST BAY | 0.65834 | 0 | 0.65834
ARBUCKLE 110447282 | 413 | 1164 | ARBUCKLE 110447282 | ARBUCKLE 1104 | SACRAMENTO | 2.0417 | 0 | 2.0417
TAMARACK 1101CB | 414 | 1169 | TAMARACK 1101CB | TAMARACK 1101 | SIERRA | 16.4477 | 0 | 16.4477
BIG RIVER 1101952 | 415 | 1174 | BIG RIVER 1101952 | BIG RIVER 1101 | HUMBOLDT | 16.8032 | 0 | 16.8032
BIG RIVER 110179628 | 415 | 1487 | BIG RIVER 110179628 | BIG RIVER 1101 | HUMBOLDT | 14.7546 | 0 | 14.7546
BIG RIVER 11013002 | 415 | 1540 | BIG RIVER 11013002 | BIG RIVER 1101 | HUMBOLDT | 6.8985 | 0 | 6.8985
BIG RIVER 11015065 | 415 | 1765 | BIG RIVER 11015065 | BIG RIVER 1101 | HUMBOLDT | 2.2025 | 0 | 2.2025
BIG RIVER 110169032 | 415 | 1949 | BIG RIVER 110169032 | BIG RIVER 1101 | HUMBOLDT | 8.4667 | 0 | 8.4667
BIG RIVER 11011052 | 415 | 1972 | BIG RIVER 11011052 | BIG RIVER 1101 | HUMBOLDT | 2.9737 | 0 | 2.9737
BIG RIVER 11011286 | 415 | 2051 | BIG RIVER 11011286 | BIG RIVER 1101 | HUMBOLDT | 4.4303 | 0 | 4.4303
BIG RIVER 1101CB | 415 | 2259 | BIG RIVER 1101CB | BIG RIVER 1101 | HUMBOLDT | 1.8594 | 0 | 1.8594
BIG RIVER 1101954 | 415 | 2301 | BIG RIVER 1101954 | BIG RIVER 1101 | HUMBOLDT | 7.7476 | 0 | 7.7476
BIG RIVER 11012183 | 415 | 2331 | BIG RIVER 11012183 | BIG RIVER 1101 | HUMBOLDT | 2.6396 | 0 | 2.6396
BIG RIVER 11012989 | 415 | 2791 | BIG RIVER 11012989 | BIG RIVER 1101 | HUMBOLDT | 0.072968 | 0 | 0.072968
BIG RIVER 110155402 | 415 | 3053 | BIG RIVER 110155402 | BIG RIVER 1101 | HUMBOLDT | 2.6094 | 0 | 2.6094
CLARKSVILLE 2110CB | 416 | 1176 | CLARKSVILLE 2110CB | CLARKSVILLE 2110 | SIERRA | 0.17765 | 0 | 0.17765
SANTA ROSA A 1107CB | 417 | 1185 | SANTA ROSA A 1107CB | SANTA ROSA A 1107 | SONOMA | 0 | 2.9541 | 2.9541
HIGGINS 11102408 | 418 | 1188 | HIGGINS 11102408 | HIGGINS 1110 | SIERRA | 35.5285 | 0 | 35.5285
HIGGINS 1110CB | 418 | 2225 | HIGGINS 1110CB | HIGGINS 1110 | SIERRA | 11.6416 | 0 | 11.6416
HIGGINS 111051794 | 418 | 2290 | HIGGINS 111051794 | HIGGINS 1110 | SIERRA | 3.8902 | 0 | 3.8902
HIGGINS 1110 | 418 | 2576 | HIGGINS 1110 | HIGGINS 1110 | SIERRA | 0.035539 | 0 | 0.035539
BRYANT 0402CB | 419 | 1192 | BRYANT 0402CB | BRYANT 0402 | DIABLO | 1.2282 | 0 | 1.2282
BERKELEY F 1105BR100 | 420 | 1209 | BERKELEY F 1105BR100 | BERKELEY F 1105 | EAST BAY | 0.38346 | 0 | 0.38346
BERKELEY F 1105BR166 | 420 | 2337 | BERKELEY F 1105BR166 | BERKELEY F 1105 | EAST BAY | 0.038193 | 0 | 0.038193
BERKELEY F 1105CB | 420 | 2718 | BERKELEY F 1105CB | BERKELEY F 1105 | EAST BAY | 1.3653 | 0 | 1.3653
HARRIS 1109700 | 421 | 1213 | HARRIS 1109700 | HARRIS 1109 | HUMBOLDT | 13.0569 | 0 | 13.0569
GRASS VALLEY 11032180 | 422 | 1224 | GRASS VALLEY 11032180 | GRASS VALLEY 1103 | SIERRA | 44.2075 | 0 | 44.2075
GRASS VALLEY 11032110 | 422 | 1393 | GRASS VALLEY 11032110 | GRASS VALLEY 1103 | SIERRA | 19.6542 | 0 | 19.6542
GRASS VALLEY 11031700 | 422 | 1570 | GRASS VALLEY 11031700 | GRASS VALLEY 1103 | SIERRA | 21.5982 | 0 | 21.5982
GRASS VALLEY 1103 | 422 | 2599 | GRASS VALLEY 1103 | GRASS VALLEY 1103 | SIERRA | 0.021115 | 0 | 0.021115
GRASS VALLEY 1103CB | 422 | 2726 | GRASS VALLEY 1103CB | GRASS VALLEY 1103 | SIERRA | 0.095866 | 0 | 0.095866
GRASS VALLEY 110358498 | 422 | 2826 | GRASS VALLEY 110358498 | GRASS VALLEY 1103 | SIERRA | 0.54343 | 0 | 0.54343
SWIFT 2110XR254 | 423 | 1227 | SWIFT 2110XR254 | SWIFT 2110 | SAN JOSE | 24.8145 | 0 | 24.8145
SWIFT 2110XR366 | 423 | 1392 | SWIFT 2110XR366 | SWIFT 2110 | SAN JOSE | 8.8402 | 0 | 8.8402
SWIFT 2110XR332 | 423 | 1653 | SWIFT 2110XR332 | SWIFT 2110 | SAN JOSE | 49.6657 | 0 | 49.6657
BANGOR 110182350 | 424 | 1234 | BANGOR 110182350 | BANGOR 1101 | NORTH VALLEY | 20.6431 | 0 | 20.6431
BANGOR 11011958 | 424 | 1254 | BANGOR 11011958 | BANGOR 1101 | NORTH VALLEY | 33.6731 | 0 | 33.6731
BANGOR 11017446 | 424 | 1468 | BANGOR 11017446 | BANGOR 1101 | NORTH VALLEY | 43.441 | 0 | 43.441
BANGOR 11011804 | 424 | 1542 | BANGOR 11011804 | BANGOR 1101 | NORTH VALLEY | 41.3713 | 1.4918 | 42.8631
BANGOR 11011806 | 424 | 1906 | BANGOR 11011806 | BANGOR 1101 | NORTH VALLEY | 8.946 | 0 | 8.946
BANGOR 1101CB | 424 | 1922 | BANGOR 1101CB | BANGOR 1101 | NORTH VALLEY | 18.8771 | 0 | 18.8771
BANGOR 110131502 | 424 | 1967 | BANGOR 110131502 | BANGOR 1101 | NORTH VALLEY | 11.8542 | 0 | 11.8542
BANGOR 110180670 | 424 | 2004 | BANGOR 110180670 | BANGOR 1101 | NORTH VALLEY | 14.7472 | 0 | 14.7472
BANGOR 110155206 | 424 | 2640 | BANGOR 110155206 | BANGOR 1101 | NORTH VALLEY | 2.9326 | 0 | 2.9326
OAKLAND K 1101CR178 | 425 | 1249 | OAKLAND K 1101CR178 | OAKLAND K 1101 | EAST BAY | 0 | 0.32942 | 0.32942
OAKLAND K 1101CR346 | 425 | 1283 | OAKLAND K 1101CR346 | OAKLAND K 1101 | EAST BAY | 0 | 0.18736 | 0.18736
OAKLAND K 1101CR170 | 425 | 1380 | OAKLAND K 1101CR170 | OAKLAND K 1101 | EAST BAY | 0.19602 | 1.0554 | 1.2514
OAKLAND K 1101CR172 | 425 | 2406 | OAKLAND K 1101CR172 | OAKLAND K 1101 | EAST BAY | 0.48742 | 0.15143 | 0.63886
OAKLAND K 1101CB | 425 | 2539 | OAKLAND K 1101CB | OAKLAND K 1101 | EAST BAY | 0.26773 | 0.085404 | 0.35314
MIDDLETOWN 1103CB | 426 | 1253 | MIDDLETOWN 1103CB | MIDDLETOWN 1103 | HUMBOLDT | 0.052982 | 0 | 0.052982
MIDDLETOWN 1103830 | 426 | 1584 | MIDDLETOWN 1103830 | MIDDLETOWN 1103 | HUMBOLDT | 14.8375 | 8.6667 | 23.5041
FITCH MOUNTAIN 1111CB | 427 | 1256 | FITCH MOUNTAIN 1111CB | FITCH MOUNTAIN 1111 | SONOMA | 0.55902 | 0 | 0.55902
FITCH MOUNTAIN 11115060 | 427 | 2622 | FITCH MOUNTAIN 11115060 | FITCH MOUNTAIN 1111 | SONOMA | 2.1624 | 0 | 2.1624
JESSUP 1103CB | 428 | 1259 | JESSUP 1103CB | JESSUP 1103 | NORTH VALLEY | 0.3876 | 0 | 0.3876
JESSUP 11031540 | 428 | 2563 | JESSUP 11031540 | JESSUP 1103 | NORTH VALLEY | 2.7435 | 0 | 2.7435
JESSUP 110338864 | 428 | 2732 | JESSUP 110338864 | JESSUP 1103 | NORTH VALLEY | 0.59204 | 0 | 0.59204
TASSAJARA 2104CB | 429 | 1266 | TASSAJARA 2104CB | TASSAJARA 2104 | DIABLO | 0.10747 | 0 | 0.10747
TASSAJARA 210419042 | 429 | 1483 | TASSAJARA 210419042 | TASSAJARA 2104 | DIABLO | 5.2575 | 1.8221 | 7.0796
TASSAJARA 2104 | 429 | 2308 | TASSAJARA 2104 | TASSAJARA 2104 | DIABLO | 0.070201 | 0 | 0.070201
PAUL SWEET 2109CB | 430 | 1268 | PAUL SWEET 2109CB | PAUL SWEET 2109 | CENTRAL COAST | 2.4247 | 1.8457 | 4.2704
RIO DELL 1102CB | 431 | 1269 | RIO DELL 1102CB | RIO DELL 1102 | HUMBOLDT | 0.14635 | 0 | 0.14635
RIO DELL 110275970 | 431 | 2042 | RIO DELL 110275970 | RIO DELL 1102 | HUMBOLDT | 7.0738 | 0 | 7.0738
RIO DELL 11028852 | 431 | 2287 | RIO DELL 11028852 | RIO DELL 1102 | HUMBOLDT | 3.7546 | 0 | 3.7546
RIO DELL 11027124 | 431 | 2413 | RIO DELL 11027124 | RIO DELL 1102 | HUMBOLDT | 0.67226 | 0 | 0.67226
RIO DELL 11024230 | 431 | 3088 | RIO DELL 11024230 | RIO DELL 1102 | HUMBOLDT | 22.9435 | 0 | 22.9435
RIO DELL 11021504 | 431 | 3126 | RIO DELL 11021504 | RIO DELL 1102 | HUMBOLDT | 8.4162 | 0 | 8.4162
RIO DELL 11028768 | 431 | 3150 | RIO DELL 11028768 | RIO DELL 1102 | HUMBOLDT | 0.28084 | 0 | 0.28084
RIO DELL 110270960 | 431 | 3176 | RIO DELL 110270960 | RIO DELL 1102 | HUMBOLDT | 3.7354 | 0 | 3.7354
DIAMOND SPRINGS 1103 | 432 | 1271 | DIAMOND SPRINGS 1103 | DIAMOND SPRINGS 1103 | SIERRA | 0 | 0.10469 | 0.10469
DIAMOND SPRINGS 11039432 | 432 | 1303 | DIAMOND SPRINGS 11039432 | DIAMOND SPRINGS 1103 | SIERRA | 15.6565 | 1.406 | 17.0625
DIAMOND SPRINGS 1103CB | 432 | 1387 | DIAMOND SPRINGS 1103CB | DIAMOND SPRINGS 1103 | SIERRA | 8.8245 | 7.9625 | 16.7869
BELLEVUE 1102392 | 433 | 1272 | BELLEVUE 1102392 | BELLEVUE 1102 | SONOMA | 0.13708 | 0 | 0.13708
HIGHLANDS 110439458 | 434 | 1281 | HIGHLANDS 110439458 | HIGHLANDS 1104 | HUMBOLDT | 0.83315 | 0 | 0.83315
HIGHLANDS 110448262 | 434 | 1530 | HIGHLANDS 110448262 | HIGHLANDS 1104 | HUMBOLDT | 5.8216 | 0 | 5.8216
HIGHLANDS 1104CB | 434 | 1987 | HIGHLANDS 1104CB | HIGHLANDS 1104 | HUMBOLDT | 4.6735 | 0 | 4.6735
HIGHLANDS 110484640 | 434 | 2156 | HIGHLANDS 110484640 | HIGHLANDS 1104 | HUMBOLDT | 0.56405 | 0 | 0.56405
SCE VEGAS 1701CB | 435 | 1284 | SCE VEGAS 1701CB | SCE VEGAS 1701 | LOS PADRES | 0 | 0.17032 | 0.17032
CABRILLO 1104Y24 | 436 | 1294 | CABRILLO 1104Y24 | CABRILLO 1104 | LOS PADRES | 18.0747 | 0 | 18.0747
CABRILLO 110420711 | 436 | 2010 | CABRILLO 110420711 | CABRILLO 1104 | LOS PADRES | 0.18254 | 0 | 0.18254
CABRILLO 1104CB | 436 | 2374 | CABRILLO 1104CB | CABRILLO 1104 | LOS PADRES | 4.9085 | 0 | 4.9085
CABRILLO 1104Y22 | 436 | 2531 | CABRILLO 1104Y22 | CABRILLO 1104 | LOS PADRES | 7.1091 | 0 | 7.1091
HALSEY 110239104 | 437 | 1301 | HALSEY 110239104 | HALSEY 1102 | SIERRA | 30.6401 | 0 | 30.6401
HALSEY 1102CB | 437 | 2022 | HALSEY 1102CB | HALSEY 1102 | SIERRA | 8.0128 | 0 | 8.0128
HALSEY 11026129 | 437 | 2139 | HALSEY 11026129 | HALSEY 1102 | SIERRA | 3.2034 | 0 | 3.2034
HALSEY 11025739 | 437 | 2339 | HALSEY 11025739 | HALSEY 1102 | SIERRA | 6.6683 | 0 | 6.6683
HALSEY 11022514 | 437 | 2632 | HALSEY 11022514 | HALSEY 1102 | SIERRA | 9.2843 | 0 | 9.2843
POINT ARENA 110137426 | 438 | 1302 | POINT ARENA 110137426 | POINT ARENA 1101 | HUMBOLDT | 0.081405 | 0 | 0.081405
POINT ARENA 1101474 | 438 | 1821 | POINT ARENA 1101474 | POINT ARENA 1101 | HUMBOLDT | 9.0104 | 0 | 9.0104
POINT ARENA 110147952 | 438 | 1859 | POINT ARENA 110147952 | POINT ARENA 1101 | HUMBOLDT | 10.391 | 0 | 10.391
POINT ARENA 11012637 | 438 | 2218 | POINT ARENA 11012637 | POINT ARENA 1101 | HUMBOLDT | 4.0404 | 0 | 4.0404
POINT ARENA 11014923 | 438 | 2234 | POINT ARENA 11014923 | POINT ARENA 1101 | HUMBOLDT | 2.8662 | 0 | 2.8662
POINT ARENA 110183354 | 438 | 2309 | POINT ARENA 110183354 | POINT ARENA 1101 | HUMBOLDT | 5.1346 | 0 | 5.1346
POINT ARENA 1101CB | 438 | 2514 | POINT ARENA 1101CB | POINT ARENA 1101 | HUMBOLDT | 2.4683 | 0 | 2.4683
POINT ARENA 11013702 | 438 | 2712 | POINT ARENA 11013702 | POINT ARENA 1101 | HUMBOLDT | 4.3225 | 0 | 4.3225
POINT ARENA 11011296 | 438 | 3023 | POINT ARENA 11011296 | POINT ARENA 1101 | HUMBOLDT | 2.101 | 0 | 2.101
POINT ARENA 1101476 | 438 | 3063 | POINT ARENA 1101476 | POINT ARENA 1101 | HUMBOLDT | 2.7213 | 0 | 2.7213
PENRYN 110651674 | 439 | 1304 | PENRYN 110651674 | PENRYN 1106 | SIERRA | 0.99996 | 0 | 0.99996
ELK 11011272 | 440 | 1312 | ELK 11011272 | ELK 1101 | HUMBOLDT | 22.2131 | 0 | 22.2131
ELK 11018779 | 440 | 2414 | ELK 11018779 | ELK 1101 | HUMBOLDT | 4.2672 | 0 | 4.2672
ELK 110191336 | 440 | 2624 | ELK 110191336 | ELK 1101 | HUMBOLDT | 7.8266 | 0 | 7.8266
ELK 11011260 | 440 | 2649 | ELK 11011260 | ELK 1101 | HUMBOLDT | 15.6745 | 0 | 15.6745
ELK 11014628 | 440 | 2854 | ELK 11014628 | ELK 1101 | HUMBOLDT | 2.8486 | 0 | 2.8486
ELK 11011298 | 440 | 2873 | ELK 11011298 | ELK 1101 | HUMBOLDT | 13.5042 | 0 | 13.5042
ELK 1101900 | 440 | 3119 | ELK 1101900 | ELK 1101 | HUMBOLDT | 6.0335 | 0 | 6.0335
ELK 1101CB | 440 | 3148 | ELK 1101CB | ELK 1101 | HUMBOLDT | 0.88673 | 0 | 0.88673
ELK 11011300 | 440 | 3161 | ELK 11011300 | ELK 1101 | HUMBOLDT | 3.0348 | 0 | 3.0348
GOLDTREE 1107CB | 441 | 1313 | GOLDTREE 1107CB | GOLDTREE 1107 | LOS PADRES | 1.1277 | 0 | 1.1277
MORRO BAY 110247584 | 442 | 1316 | MORRO BAY 110247584 | MORRO BAY 1102 | LOS PADRES | 4.6011 | 4.0079 | 8.6089
MORRO BAY 1102W22 | 442 | 1763 | MORRO BAY 1102W22 | MORRO BAY 1102 | LOS PADRES | 4.8943 | 0 | 4.8943
MORRO BAY 110249632 | 442 | 1931 | MORRO BAY 110249632 | MORRO BAY 1102 | LOS PADRES | 0.66912 | 0 | 0.66912
MORRO BAY 110248384 | 442 | 2260 | MORRO BAY 110248384 | MORRO BAY 1102 | LOS PADRES | 0.22159 | 0 | 0.22159
MORRO BAY 110298906 | 442 | 2262 | MORRO BAY 110298906 | MORRO BAY 1102 | LOS PADRES | 0.034162 | 0 | 0.034162
MORRO BAY 110242062 | 442 | 2274 | MORRO BAY 110242062 | MORRO BAY 1102 | LOS PADRES | 0.13997 | 0 | 0.13997
MORRO BAY 110280174 | 442 | 2443 | MORRO BAY 110280174 | MORRO BAY 1102 | LOS PADRES | 3.4488 | 0 | 3.4488
MORRO BAY 1102CB | 442 | 2614 | MORRO BAY 1102CB | MORRO BAY 1102 | LOS PADRES | 3.3958 | 0 | 3.3958
OCEANO 1102CB | 443 | 1329 | OCEANO 1102CB | OCEANO 1102 | LOS PADRES | 20.8775 | 0 | 20.8775
OCEANO 1102V50 | 443 | 1724 | OCEANO 1102V50 | OCEANO 1102 | LOS PADRES | 5.8788 | 0 | 5.8788
OCEANO 1102V56 | 443 | 1779 | OCEANO 1102V56 | OCEANO 1102 | LOS PADRES | 9.7421 | 0 | 9.7421
NARROWS 21011202 | 444 | 1331 | NARROWS 21011202 | NARROWS 2101 | SIERRA | 45.5016 | 0 | 45.5016
NARROWS 2101CB | 444 | 2166 | NARROWS 2101CB | NARROWS 2101 | SIERRA | 15.6172 | 0 | 15.6172
SHINGLE SPRINGS 1103CB | 445 | 1332 | SHINGLE SPRINGS 1103CB | SHINGLE SPRINGS 1103 | SIERRA | 1.2872 | 5.291 | 6.5783
SHINGLE SPRINGS 11038752 | 445 | 1592 | SHINGLE SPRINGS 11038752 | SHINGLE SPRINGS 1103 | SIERRA | 1.7304 | 0.14476 | 1.8752
MC KEE 1111711900 | 446 | 1339 | MC KEE 1111711900 | MC KEE 1111 | SAN JOSE | 8.3733 | 0 | 8.3733
APPLE HILL 11038412 | 447 | 1343 | APPLE HILL 11038412 | APPLE HILL 1103 | SIERRA | 8.7995 | 11.2809 | 20.0804
APPLE HILL 1103CB | 447 | 1467 | APPLE HILL 1103CB | APPLE HILL 1103 | SIERRA | 26.8696 | 0.81819 | 27.6878
APPLE HILL 110313312 | 447 | 1657 | APPLE HILL 110313312 | APPLE HILL 1103 | SIERRA | 6.5831 | 4.5334 | 11.1165
SAN JOAQUIN #3 110210342 | 448 | 1346 | SAN JOAQUIN #3 110210342 | SAN JOAQUIN #3 1102 | YOSEMITE | 0 | 1.8206 | 1.8206
SAN JOAQUIN #3 1102CB | 448 | 1479 | SAN JOAQUIN #3 1102CB | SAN JOAQUIN #3 1102 | YOSEMITE | 4.1897 | 5.5092 | 9.6989
MONROE 210765424 | 449 | 1348 | MONROE 210765424 | MONROE 2107 | SONOMA | 0 | 0.75479 | 0.75479
FORT BRAGG A 110231304 | 450 | 1353 | FORT BRAGG A 110231304 | FORT BRAGG A 1102 | HUMBOLDT | 21.5206 | 0 | 21.5206
FORT BRAGG A 1102418 | 450 | 1497 | FORT BRAGG A 1102418 | FORT BRAGG A 1102 | HUMBOLDT | 13.7424 | 0 | 13.7424
FORT BRAGG A 1102956 | 450 | 1564 | FORT BRAGG A 1102956 | FORT BRAGG A 1102 | HUMBOLDT | 10.8506 | 0 | 10.8506
FORT BRAGG A 110235592 | 450 | 1600 | FORT BRAGG A 110235592 | FORT BRAGG A 1102 | HUMBOLDT | 13.0568 | 0 | 13.0568
FORT BRAGG A 1102816 | 450 | 2261 | FORT BRAGG A 1102816 | FORT BRAGG A 1102 | HUMBOLDT | 2.5631 | 0 | 2.5631
FORT BRAGG A 1102CB | 450 | 2868 | FORT BRAGG A 1102CB | FORT BRAGG A 1102 | HUMBOLDT | 1.663 | 0 | 1.663
FORT BRAGG A 1102 | 450 | 2960 | FORT BRAGG A 1102 | FORT BRAGG A 1102 | HUMBOLDT | 0.10961 | 0 | 0.10961
FORT BRAGG A 11021226 | 450 | 3110 | FORT BRAGG A 11021226 | FORT BRAGG A 1102 | HUMBOLDT | 1.1335 | 0 | 1.1335
LAKEWOOD 210964992 | 451 | 1354 | LAKEWOOD 210964992 | LAKEWOOD 2109 | DIABLO | 0 | 0.21818 | 0.21818
NEWBURG 11313446 | 452 | 1356 | NEWBURG 11313446 | NEWBURG 1131 | HUMBOLDT | 0.24063 | 0 | 0.24063
NEWBURG 113190242 | 452 | 2288 | NEWBURG 113190242 | NEWBURG 1131 | HUMBOLDT | 3.4074 | 0 | 3.4074
NEWBURG 1131CB | 452 | 2558 | NEWBURG 1131CB | NEWBURG 1131 | HUMBOLDT | 3.0239 | 0 | 3.0239
CALAVERAS CEMENT 11014786 | 453 | 1358 | CALAVERAS CEMENT 11014786 | CALAVERAS CEMENT 1101 | STOCKTON | 8.0565 | 9.9487 | 18.0051
CALAVERAS CEMENT 110180930 | 453 | 1375 | CALAVERAS CEMENT 110180930 | CALAVERAS CEMENT 1101 | STOCKTON | 18.4785 | 0 | 18.4785
CALAVERAS CEMENT 1101502 | 453 | 1399 | CALAVERAS CEMENT 1101502 | CALAVERAS CEMENT 1101 | STOCKTON | 38.3009 | 0 | 38.3009
CALAVERAS CEMENT 11011419 | 453 | 1490 | CALAVERAS CEMENT 11011419 | CALAVERAS CEMENT 1101 | STOCKTON | 15.0795 | 0 | 15.0795
CALAVERAS CEMENT 110147968 | 453 | 1687 | CALAVERAS CEMENT 110147968 | CALAVERAS CEMENT 1101 | STOCKTON | 16.3824 | 1.0642 | 17.4467
CALAVERAS CEMENT 1101585 | 453 | 1764 | CALAVERAS CEMENT 1101585 | CALAVERAS CEMENT 1101 | STOCKTON | 14.1114 | 0 | 14.1114
CALAVERAS CEMENT 1101544800 | 453 | 1797 | CALAVERAS CEMENT 1101544800 | CALAVERAS CEMENT 1101 | STOCKTON | 23.1954 | 0 | 23.1954
CALAVERAS CEMENT 110136880 | 453 | 1901 | CALAVERAS CEMENT 110136880 | CALAVERAS CEMENT 1101 | STOCKTON | 7.22 | 0 | 7.22
CALAVERAS CEMENT 110111188 | 453 | 2136 | CALAVERAS CEMENT 110111188 | CALAVERAS CEMENT 1101 | STOCKTON | 6.2741 | 0 | 6.2741
CALAVERAS CEMENT 1101 | 453 | 2306 | CALAVERAS CEMENT 1101 | CALAVERAS CEMENT 1101 | STOCKTON | 0.0029886 | 0 | 0.0029886
CALAVERAS CEMENT 110111236 | 453 | 2307 | CALAVERAS CEMENT 110111236 | CALAVERAS CEMENT 1101 | STOCKTON | 20.1179 | 0 | 20.1179
CALAVERAS CEMENT 1101CB | 453 | 2369 | CALAVERAS CEMENT 1101CB | CALAVERAS CEMENT 1101 | STOCKTON | 11.1338 | 0 | 11.1338
CALAVERAS CEMENT 110113424 | 453 | 2783 | CALAVERAS CEMENT 110113424 | CALAVERAS CEMENT 1101 | STOCKTON | 1.1628 | 0 | 1.1628
HALF MOON BAY 11028848 | 454 | 1367 | HALF MOON BAY 11028848 | HALF MOON BAY 1102 | PENINSULA | 0.76244 | 3.1306 | 3.8931
HALF MOON BAY 11022032 | 454 | 1589 | HALF MOON BAY 11022032 | HALF MOON BAY 1102 | PENINSULA | 0.85234 | 2.4176 | 3.27
HALF MOON BAY 110265568 | 454 | 2895 | HALF MOON BAY 110265568 | HALF MOON BAY 1102 | PENINSULA | 0.079124 | 0 | 0.079124
HALF MOON BAY 1102CB | 454 | 2924 | HALF MOON BAY 1102CB | HALF MOON BAY 1102 | PENINSULA | 0.43987 | 0 | 0.43987
LUCERNE 110638632 | 455 | 1368 | LUCERNE 110638632 | LUCERNE 1106 | HUMBOLDT | 4.4543 | 0 | 4.4543
LUCERNE 110638436 | 455 | 1510 | LUCERNE 110638436 | LUCERNE 1106 | HUMBOLDT | 4.6279 | 0 | 4.6279
LUCERNE 1106664 | 455 | 1680 | LUCERNE 1106664 | LUCERNE 1106 | HUMBOLDT | 6.0536 | 0 | 6.0536
LUCERNE 11062327 | 455 | 1962 | LUCERNE 11062327 | LUCERNE 1106 | HUMBOLDT | 0.98526 | 0 | 0.98526
LUCERNE 1106526 | 455 | 2088 | LUCERNE 1106526 | LUCERNE 1106 | HUMBOLDT | 9.9941 | 0 | 9.9941
LUCERNE 11062355 | 455 | 2250 | LUCERNE 11062355 | LUCERNE 1106 | HUMBOLDT | 0.92313 | 0 | 0.92313
LUCERNE 110693293 | 455 | 2336 | LUCERNE 110693293 | LUCERNE 1106 | HUMBOLDT | 0.10086 | 0 | 0.10086
LUCERNE 110647198 | 455 | 2516 | LUCERNE 110647198 | LUCERNE 1106 | HUMBOLDT | 3.6836 | 0 | 3.6836
LUCERNE 110676850 | 455 | 2611 | LUCERNE 110676850 | LUCERNE 1106 | HUMBOLDT | 2.0465 | 0 | 2.0465
LUCERNE 1106CB | 455 | 2647 | LUCERNE 1106CB | LUCERNE 1106 | HUMBOLDT | 2.483 | 0 | 2.483
CASTRO VALLEY 1109MR334 | 456 | 1369 | CASTRO VALLEY 1109MR334 | CASTRO VALLEY 1109 | MISSION | 2.8891 | 2.8396 | 5.7287
CORNING 11021900 | 457 | 1370 | CORNING 11021900 | CORNING 1102 | NORTH VALLEY | 0.99921 | 0 | 0.99921
CORNING 11021622 | 457 | 1547 | CORNING 11021622 | CORNING 1102 | NORTH VALLEY | 34.031 | 0 | 34.031
CORNING 110290036 | 457 | 1798 | CORNING 110290036 | CORNING 1102 | NORTH VALLEY | 14.194 | 0 | 14.194
CORNING 110253184 | 457 | 2208 | CORNING 110253184 | CORNING 1102 | NORTH VALLEY | 31.925 | 0 | 31.925
SISQUOC 1103M14 | 458 | 1374 | SISQUOC 1103M14 | SISQUOC 1103 | LOS PADRES | 1.1919 | 20.104 | 21.2959
SISQUOC 1103M98 | 458 | 2257 | SISQUOC 1103M98 | SISQUOC 1103 | LOS PADRES | 2.5701 | 3.8894 | 6.4595
PAUL SWEET 2105CB | 459 | 1376 | PAUL SWEET 2105CB | PAUL SWEET 2105 | CENTRAL COAST | 0.75704 | 7.3646 | 8.1216
PAUL SWEET 210510290 | 459 | 2867 | PAUL SWEET 210510290 | PAUL SWEET 2105 | CENTRAL COAST | 0.48079 | 0 | 0.48079
SOBRANTE 1102L510R | 460 | 1384 | SOBRANTE 1102L510R | SOBRANTE 1102 | DIABLO | 9.7593 | 0 | 9.7593
SOBRANTE 1102L520R | 460 | 1428 | SOBRANTE 1102L520R | SOBRANTE 1102 | DIABLO | 6.8664 | 0.60115 | 7.4675
SOBRANTE 1102CB | 460 | 1634 | SOBRANTE 1102CB | SOBRANTE 1102 | DIABLO | 9.0245 | 1.2354 | 10.2599
OAKLAND D 1112CR192 | 461 | 1388 | OAKLAND D 1112CR192 | OAKLAND D 1112 | EAST BAY | 0.60179 | 2.067 | 2.6688
MILPITAS 1109XR082 | 462 | 1397 | MILPITAS 1109XR082 | MILPITAS 1109 | SAN JOSE | 19.1832 | 0 | 19.1832
MILPITAS 1109XR524 | 462 | 1619 | MILPITAS 1109XR524 | MILPITAS 1109 | SAN JOSE | 7.8802 | 0 | 7.8802
MILPITAS 110987800 | 462 | 1643 | MILPITAS 110987800 | MILPITAS 1109 | SAN JOSE | 1.61 | 0 | 1.61
MILPITAS 1109XR374 | 462 | 2439 | MILPITAS 1109XR374 | MILPITAS 1109 | SAN JOSE | 0.65242 | 0 | 0.65242
MILPITAS 110962157 | 462 | 2595 | MILPITAS 110962157 | MILPITAS 1109 | SAN JOSE | 0.044828 | 0 | 0.044828
MILPITAS 1109XR044 | 462 | 3084 | MILPITAS 1109XR044 | MILPITAS 1109 | SAN JOSE | 0.07893 | 0 | 0.07893
HICKS 2103LB50 | 463 | 1398 | HICKS 2103LB50 | HICKS 2103 | SAN JOSE | 7.8741 | 3.0216 | 10.8958
STILLWATER 11011320 | 464 | 1400 | STILLWATER 11011320 | STILLWATER 1101 | NORTH VALLEY | 18.8372 | 0 | 18.8372
STILLWATER 110148950 | 464 | 1956 | STILLWATER 110148950 | STILLWATER 1101 | NORTH VALLEY | 12.4263 | 0 | 12.4263
STILLWATER 1101CB | 464 | 2012 | STILLWATER 1101CB | STILLWATER 1101 | NORTH VALLEY | 3.671 | 0 | 3.671
AUBERRY 1102CB | 465 | 1402 | AUBERRY 1102CB | AUBERRY 1102 | FRESNO | 34.5018 | 0 | 34.5018
AUBERRY 1102R2850 | 465 | 1492 | AUBERRY 1102R2850 | AUBERRY 1102 | FRESNO | 25.8464 | 0 | 25.8464
AUBERRY 1102R1013 | 465 | 1904 | AUBERRY 1102R1013 | AUBERRY 1102 | FRESNO | 12.3506 | 0 | 12.3506
AUBERRY 110237466 | 465 | 1905 | AUBERRY 110237466 | AUBERRY 1102 | FRESNO | 31.5797 | 0 | 31.5797
AUBERRY 1102R902 | 465 | 2026 | AUBERRY 1102R902 | AUBERRY 1102 | FRESNO | 15.0447 | 0 | 15.0447
AUBERRY 1102R309 | 465 | 2041 | AUBERRY 1102R309 | AUBERRY 1102 | FRESNO | 8.5895 | 0 | 8.5895
SAN BENITO 210488772 | 466 | 1404 | SAN BENITO 210488772 | SAN BENITO 2104 | CENTRAL COAST | 23.9825 | 0 | 23.9825
SAN BENITO 2104CB | 466 | 2761 | SAN BENITO 2104CB | SAN BENITO 2104 | CENTRAL COAST | 4.8064 | 0 | 4.8064
ALHAMBRA 110582622 | 467 | 1405 | ALHAMBRA 110582622 | ALHAMBRA 1105 | DIABLO | 25.3907 | 0.51114 | 25.9018
ALHAMBRA 11058302 | 467 | 1862 | ALHAMBRA 11058302 | ALHAMBRA 1105 | DIABLO | 8.2556 | 0 | 8.2556
ALHAMBRA 110581514 | 467 | 2465 | ALHAMBRA 110581514 | ALHAMBRA 1105 | DIABLO | 2.5203 | 0 | 2.5203
ALHAMBRA 1105CB | 467 | 2900 | ALHAMBRA 1105CB | ALHAMBRA 1105 | DIABLO | 0.38371 | 0 | 0.38371
ALHAMBRA 110595016 | 467 | 2935 | ALHAMBRA 110595016 | ALHAMBRA 1105 | DIABLO | 0.37201 | 0 | 0.37201
PLACERVILLE 111019582 | 468 | 1406 | PLACERVILLE 111019582 | PLACERVILLE 1110 | SIERRA | 22.4014 | 0 | 22.4014
PLACERVILLE 1110CB | 468 | 1825 | PLACERVILLE 1110CB | PLACERVILLE 1110 | SIERRA | 10.2984 | 1.6073 | 11.9057
OTTER 1102CB | 469 | 1425 | OTTER 1102CB | OTTER 1102 | CENTRAL COAST | 2.9678 | 3.7187 | 6.6866
OTTER 110298036 | 469 | 2446 | OTTER 110298036 | OTTER 1102 | CENTRAL COAST | 9.353 | 0 | 9.353
OTTER 110263868 | 469 | 2510 | OTTER 110263868 | OTTER 1102 | CENTRAL COAST | 15.8742 | 0 | 15.8742
OTTER 11022166 | 469 | 2598 | OTTER 11022166 | OTTER 1102 | CENTRAL COAST | 4.0812 | 0 | 4.0812
OTTER 11022002 | 469 | 2728 | OTTER 11022002 | OTTER 1102 | CENTRAL COAST | 8.6285 | 0 | 8.6285
OTTER 11022012 | 469 | 2875 | OTTER 11022012 | OTTER 1102 | CENTRAL COAST | 9.1781 | 0 | 9.1781
SOBRANTE 1103N510R | 470 | 1427 | SOBRANTE 1103N510R | SOBRANTE 1103 | DIABLO | 0.050894 | 0 | 0.050894
SOBRANTE 1103CB | 470 | 1791 | SOBRANTE 1103CB | SOBRANTE 1103 | DIABLO | 3.0821 | 0.59173 | 3.6739
COARSEGOLD 210310820 | 471 | 1433 | COARSEGOLD 210310820 | COARSEGOLD 2103 | YOSEMITE | 28.8124 | 0 | 28.8124
COARSEGOLD 2103CB | 471 | 1738 | COARSEGOLD 2103CB | COARSEGOLD 2103 | YOSEMITE | 38.4222 | 0 | 38.4222
COARSEGOLD 21035020 | 471 | 1787 | COARSEGOLD 21035020 | COARSEGOLD 2103 | YOSEMITE | 16.1848 | 0 | 16.1848
COARSEGOLD 2103 | 471 | 2232 | COARSEGOLD 2103 | COARSEGOLD 2103 | YOSEMITE | 0.14838 | 0 | 0.14838
COARSEGOLD 21036110 | 471 | 2835 | COARSEGOLD 21036110 | COARSEGOLD 2103 | YOSEMITE | 9.9772 | 0 | 9.9772
PAUL SWEET 210710986 | 472 | 1438 | PAUL SWEET 210710986 | PAUL SWEET 2107 | CENTRAL COAST | 5.8813 | 4.7275 | 10.6088
MORAGA 1104CB | 473 | 1443 | MORAGA 1104CB | MORAGA 1104 | DIABLO | 11.9709 | 0.42681 | 12.3977
MORAGA 1104N532R | 473 | 1817 | MORAGA 1104N532R | MORAGA 1104 | DIABLO | 4.4858 | 0 | 4.4858
DIAMOND SPRINGS 1104CB | 474 | 1449 | DIAMOND SPRINGS 1104CB | DIAMOND SPRINGS 1104 | SIERRA | 1.4217 | 5.5324 | 6.9541
DIAMOND SPRINGS 11042093 | 474 | 1628 | DIAMOND SPRINGS 11042093 | DIAMOND SPRINGS 1104 | SIERRA | 4.0204 | 3.2721 | 7.2925
CAYUCOS 1102CB | 475 | 1455 | CAYUCOS 1102CB | CAYUCOS 1102 | LOS PADRES | 3.456 | 8.4679 | 11.9239
CAYUCOS 1102W18 | 475 | 2575 | CAYUCOS 1102W18 | CAYUCOS 1102 | LOS PADRES | 1.6981 | 0.27733 | 1.9754
WYANDOTTE 11071510 | 476 | 1456 | WYANDOTTE 11071510 | WYANDOTTE 1107 | NORTH VALLEY | 25.4968 | 0 | 25.4968
WYANDOTTE 110777578 | 476 | 1581 | WYANDOTTE 110777578 | WYANDOTTE 1107 | NORTH VALLEY | 21.5731 | 0 | 21.5731
WYANDOTTE 110796390 | 476 | 1649 | WYANDOTTE 110796390 | WYANDOTTE 1107 | NORTH VALLEY | 8.1841 | 0 | 8.1841
WYANDOTTE 110738438 | 476 | 1903 | WYANDOTTE 110738438 | WYANDOTTE 1107 | NORTH VALLEY | 14.6072 | 2.2466 | 16.8538
WYANDOTTE 11071026 | 476 | 1978 | WYANDOTTE 11071026 | WYANDOTTE 1107 | NORTH VALLEY | 21.2978 | 0 | 21.2978
WYANDOTTE 110737472 | 476 | 2358 | WYANDOTTE 110737472 | WYANDOTTE 1107 | NORTH VALLEY | 6.2847 | 0 | 6.2847
WYANDOTTE 1107CB | 476 | 2846 | WYANDOTTE 1107CB | WYANDOTTE 1107 | NORTH VALLEY | 1.0691 | 0 | 1.0691
ORINDA 0401CB | 477 | 1465 | ORINDA 0401CB | ORINDA 0401 | DIABLO | 0 | 0.11326 | 0.11326
ORINDA 0401N545R | 477 | 1632 | ORINDA 0401N545R | ORINDA 0401 | DIABLO | 2.0606 | 2.2551 | 4.3157
ORINDA 04013442 | 477 | 2061 | ORINDA 04013442 | ORINDA 0401 | DIABLO | 4.9574 | 0 | 4.9574
OREGON TRAIL 11041634 | 478 | 1466 | OREGON TRAIL 11041634 | OREGON TRAIL 1104 | NORTH VALLEY | 17.7143 | 0 | 17.7143
OREGON TRAIL 11041574 | 478 | 1754 | OREGON TRAIL 11041574 | OREGON TRAIL 1104 | NORTH VALLEY | 16.4858 | 0 | 16.4858
OREGON TRAIL 1104CB | 478 | 1891 | OREGON TRAIL 1104CB | OREGON TRAIL 1104 | NORTH VALLEY | 10.8574 | 0 | 10.8574
OREGON TRAIL 1104 | 478 | 1988 | OREGON TRAIL 1104 | OREGON TRAIL 1104 | NORTH VALLEY | 0.063815 | 0 | 0.063815
ARCATA 11225384 | 479 | 1469 | ARCATA 11225384 | ARCATA 1122 | HUMBOLDT | 15.2841 | 0 | 15.2841
ARCATA 11224218 | 479 | 1842 | ARCATA 11224218 | ARCATA 1122 | HUMBOLDT | 4.9191 | 0 | 4.9191
ARCATA 112233060 | 479 | 3096 | ARCATA 112233060 | ARCATA 1122 | HUMBOLDT | 0.34235 | 0 | 0.34235
ECHO SUMMIT 11018922 | 480 | 1477 | ECHO SUMMIT 11018922 | ECHO SUMMIT 1101 | (blank) | 2.2784 | 0 | 2.2784
ECHO SUMMIT 11012500 | 480 | 1539 | ECHO SUMMIT 11012500 | ECHO SUMMIT 1101 | (blank) | 2.8817 | 0 | 2.8817
ECHO SUMMIT 110155262 | 480 | 2187 | ECHO SUMMIT 110155262 | ECHO SUMMIT 1101 | (blank) | 0.16554 | 0 | 0.16554
ECHO SUMMIT 1101344250 | 480 | 2789 | ECHO SUMMIT 1101344250 | ECHO SUMMIT 1101 | (blank) | 0.80694 | 0 | 0.80694
ECHO SUMMIT 1101CB | 480 | 3183 | ECHO SUMMIT 1101CB | ECHO SUMMIT 1101 | (blank) | 0.03514 | 0 | 0.03514
HIGGINS 110950078 | 481 | 1480 | HIGGINS 110950078 | HIGGINS 1109 | SIERRA | 48.4681 | 0 | 48.4681
HIGGINS 110950072 | 481 | 1482 | HIGGINS 110950072 | HIGGINS 1109 | SIERRA | 42.3856 | 0 | 42.3856
HIGGINS 1109594 | 481 | 1533 | HIGGINS 1109594 | HIGGINS 1109 | SIERRA | 14.2898 | 0 | 14.2898
HIGGINS 1109CB | 481 | 1717 | HIGGINS 1109CB | HIGGINS 1109 | SIERRA | 22.2012 | 0 | 22.2012
HIGGINS 11097831 | 481 | 1796 | HIGGINS 11097831 | HIGGINS 1109 | SIERRA | 5.5525 | 0 | 5.5525
HIGGINS 1109 | 481 | 1851 | HIGGINS 1109 | HIGGINS 1109 | SIERRA | 0.056072 | 0 | 0.056072
HIGGINS 11094189 | 481 | 1928 | HIGGINS 11094189 | HIGGINS 1109 | SIERRA | 3.326 | 0 | 3.326
HIGGINS 11097863 | 481 | 2163 | HIGGINS 11097863 | HIGGINS 1109 | SIERRA | 4.2214 | 0 | 4.2214
CLAYTON 221355668 | 482 | 1506 | CLAYTON 221355668 | CLAYTON 2213 | DIABLO | 3.8789 | 0 | 3.8789
SARATOGA 1103LC16 | 483 | 1509 | SARATOGA 1103LC16 | SARATOGA 1103 | DE ANZA | 4.0893 | 0 | 4.0893
SARATOGA 1103LC40 | 483 | 3013 | SARATOGA 1103LC40 | SARATOGA 1103 | DE ANZA | 0.12637 | 0 | 0.12637
NORTH TOWER 2101CB | 484 | 1517 | NORTH TOWER 2101CB | NORTH TOWER 2101 | NORTH BAY | 0.18972 | 0 | 0.18972
CLAY 110113442 | 485 | 1518 | CLAY 110113442 | CLAY 1101 | STOCKTON | 25.1981 | 0 | 25.1981
CLAY 110184572 | 485 | 2412 | CLAY 110184572 | CLAY 1101 | STOCKTON | 1.3752 | 0 | 1.3752
BELL 11082202 | 486 | 1520 | BELL 11082202 | BELL 1108 | SIERRA | 31.9475 | 0 | 31.9475
BELL 11082226 | 486 | 1603 | BELL 11082226 | BELL 1108 | SIERRA | 24.7638 | 0 | 24.7638
BELL 11085703 | 486 | 2058 | BELL 11085703 | BELL 1108 | SIERRA | 4.5516 | 0 | 4.5516
BELL 1108CB | 486 | 2482 | BELL 1108CB | BELL 1108 | SIERRA | 4.1507 | 0 | 4.1507
BELL 110880680 | 486 | 2497 | BELL 110880680 | BELL 1108 | SIERRA | 1.2687 | 0 | 1.2687
RACETRACK 1703CB | 487 | 1521 | RACETRACK 1703CB | RACETRACK 1703 | YOSEMITE | 15.5569 | 0 | 15.5569
RACETRACK 17038120 | 487 | 1672 | RACETRACK 17038120 | RACETRACK 1703 | YOSEMITE | 7.4075 | 1.4131 | 8.8205
RACETRACK 17039190 | 487 | 1690 | RACETRACK 17039190 | RACETRACK 1703 | YOSEMITE | 8.9165 | 0 | 8.9165
RACETRACK 17036014 | 487 | 1728 | RACETRACK 17036014 | RACETRACK 1703 | YOSEMITE | 6.8384 | 0 | 6.8384
RACETRACK 170311270 | 487 | 1733 | RACETRACK 170311270 | RACETRACK 1703 | YOSEMITE | 12.3885 | 0 | 12.3885
RACETRACK 17032553 | 487 | 2326 | RACETRACK 17032553 | RACETRACK 1703 | YOSEMITE | 1.2971 | 0 | 1.2971
RACETRACK 170310850 | 487 | 2513 | RACETRACK 170310850 | RACETRACK 1703 | YOSEMITE | 0.060314 | 0 | 0.060314
RACETRACK 170310870 | 487 | 2621 | RACETRACK 170310870 | RACETRACK 1703 | YOSEMITE | 1.0803 | 0 | 1.0803
RACETRACK 1703332820 | 487 | 2685 | RACETRACK 1703332820 | RACETRACK 1703 | YOSEMITE | 1.3085 | 0 | 1.3085
RINCON 1104CB | 488 | 1522 | RINCON 1104CB | RINCON 1104 | SONOMA | 0.6109 | 2.0655 | 2.6764
GUALALA 111135562 | 489 | 1527 | GUALALA 111135562 | GUALALA 1111 | HUMBOLDT | 14.2585 | 0 | 14.2585
GUALALA 1111887180 | 489 | 1994 | GUALALA 1111887180 | GUALALA 1111 | HUMBOLDT | 5.4716 | 0 | 5.4716
GUALALA 1111445166 | 489 | 2157 | GUALALA 1111445166 | GUALALA 1111 | HUMBOLDT | 7.5421 | 0 | 7.5421
GUALALA 1111498 | 489 | 2370 | GUALALA 1111498 | GUALALA 1111 | HUMBOLDT | 2.9971 | 0 | 2.9971
GUALALA 1111CB | 489 | 2819 | GUALALA 1111CB | GUALALA 1111 | HUMBOLDT | 3.8671 | 0 | 3.8671
GUALALA 1111402866 | 489 | 2993 | GUALALA 1111402866 | GUALALA 1111 | HUMBOLDT | 1.5915 | 0 | 1.5915
ROSSMOOR 110168920 | 490 | 1531 | ROSSMOOR 110168920 | ROSSMOOR 1101 | DIABLO | 4.5101 | 1.4824 | 5.9925
ROSSMOOR 1101L503R | 490 | 1840 | ROSSMOOR 1101L503R | ROSSMOOR 1101 | DIABLO | 3.62 | 0.64566 | 4.2657
ROSSMOOR 11018132 | 490 | 2454 | ROSSMOOR 11018132 | ROSSMOOR 1101 | DIABLO | 2.3517 | 0 | 2.3517
ROSSMOOR 1101L501R | 490 | 2550 | ROSSMOOR 1101L501R | ROSSMOOR 1101 | DIABLO | 0.055455 | 0 | 0.055455
ROSSMOOR 110192164 | 490 | 2651 | ROSSMOOR 110192164 | ROSSMOOR 1101 | DIABLO | 0.25455 | 0 | 0.25455
UKIAH 1114408 | 491 | 1534 | UKIAH 1114408 | UKIAH 1114 | HUMBOLDT | 37.0058 | 0 | 37.0058
UKIAH 11143606 | 491 | 1845 | UKIAH 11143606 | UKIAH 1114 | HUMBOLDT | 9.6068 | 0 | 9.6068
UKIAH 1114822 | 491 | 2484 | UKIAH 1114822 | UKIAH 1114 | HUMBOLDT | 1.3145 | 0 | 1.3145
UKIAH 1114528 | 491 | 2721 | UKIAH 1114528 | UKIAH 1114 | HUMBOLDT | 2.0763 | 0 | 2.0763
UKIAH 111472990 | 491 | 2778 | UKIAH 111472990 | UKIAH 1114 | HUMBOLDT | 0.7336 | 0 | 0.7336
UKIAH 1114CB | 491 | 2886 | UKIAH 1114CB | UKIAH 1114 | HUMBOLDT | 1.2249 | 0 | 1.2249
FORT BRAGG A 11044690 | 492 | 1535 | FORT BRAGG A 11044690 | FORT BRAGG A 1104 | HUMBOLDT | 12.2439 | 0 | 12.2439
FORT BRAGG A 11041316 | 492 | 1689 | FORT BRAGG A 11041316 | FORT BRAGG A 1104 | HUMBOLDT | 13.2223 | 0 | 13.2223
FORT BRAGG A 110436526 | 492 | 3037 | FORT BRAGG A 110436526 | FORT BRAGG A 1104 | HUMBOLDT | 0.39885 | 0 | 0.39885
FORT BRAGG A 1104CB | 492 | 3056 | FORT BRAGG A 1104CB | FORT BRAGG A 1104 | HUMBOLDT | 0.049503 | 0 | 0.049503
PALO SECO 0401CB | 493 | 1536 | PALO SECO 0401CB | PALO SECO 0401 | EAST BAY | 3.8249 | 0.88293 | 4.7078
PACIFICA 11033907 | 494 | 1538 | PACIFICA 11033907 | PACIFICA 1103 | PENINSULA | 0.98961 | 2.5131 | 3.5027
PACIFICA 110311153 | 494 | 1614 | PACIFICA 110311153 | PACIFICA 1103 | PENINSULA | 0 | 0.48816 | 0.48816
PACIFICA 1103CB | 494 | 2971 | PACIFICA 1103CB | PACIFICA 1103 | PENINSULA | 0.044512 | 0 | 0.044512
JARVIS 1111MR121 | 495 | 1545 | JARVIS 1111MR121 | JARVIS 1111 | MISSION | 0 | 1.1185 | 1.1185
PHILO 1101CB | 496 | 1548 | PHILO 1101CB | PHILO 1101 | HUMBOLDT | 30.1647 | 0 | 30.1647
PHILO 11013700 | 496 | 2124 | PHILO 11013700 | PHILO 1101 | HUMBOLDT | 18.1219 | 0 | 18.1219
PHILO 110137222 | 496 | 2270 | PHILO 110137222 | PHILO 1101 | HUMBOLDT | 25.4322 | 0 | 25.4322
SAN LEANDRO U 1109CR182 | 497 | 1558 | SAN LEANDRO U 1109CR182 | SAN LEANDRO U 1109 | MISSION | 3.873 | 0.93697 | 4.81
SAN LEANDRO U 1109CR002 | 497 | 1610 | SAN LEANDRO U 1109CR002 | SAN LEANDRO U 1109 | MISSION | 7.0761 | 0 | 7.0761
SAN LEANDRO U 1109CR284 | 497 | 2474 | SAN LEANDRO U 1109CR284 | SAN LEANDRO U 1109 | MISSION | 0.93355 | 0 | 0.93355
SAN LEANDRO U 1109CR344 | 497 | 3070 | SAN LEANDRO U 1109CR344 | SAN LEANDRO U 1109 | MISSION | 0.097411 | 0 | 0.097411
CALPELLA 1101600 | 498 | 1562 | CALPELLA 1101600 | CALPELLA 1101 | HUMBOLDT | 17.0134 | 3.3069 | 20.3203
CALPELLA 1101542 | 498 | 1897 | CALPELLA 1101542 | CALPELLA 1101 | HUMBOLDT | 23.4567 | 0 | 23.4567
CALPELLA 11013419 | 498 | 1983 | CALPELLA 11013419 | CALPELLA 1101 | HUMBOLDT | 7.7709 | 0.30438 | 8.0753
CALPELLA 11011204 | 498 | 2119 | CALPELLA 11011204 | CALPELLA 1101 | HUMBOLDT | 9.1784 | 0 | 9.1784
CALPELLA 1101CB | 498 | 2473 | CALPELLA 1101CB | CALPELLA 1101 | HUMBOLDT | 10.9748 | 0 | 10.9748
CALPELLA 1101 | 498 | 2519 | CALPELLA 1101 | CALPELLA 1101 | HUMBOLDT | 0.0052324 | 0 | 0.0052324
SARATOGA 1105LC14 | 499 | 1566 | SARATOGA 1105LC14 | SARATOGA 1105 | DE ANZA | 9.6151 | 0 | 9.6151
SARATOGA 1105CB | 499 | 2944 | SARATOGA 1105CB | SARATOGA 1105 | DE ANZA | 0.26967 | 0 | 0.26967
LOS GATOS 1101LB40 | 500 | 1567 | LOS GATOS 1101LB40 | LOS GATOS 1101 | DE ANZA | 7.214 | 0 | 7.214
LOS GATOS 110160052 | 500 | 2295 | LOS GATOS 110160052 | LOS GATOS 1101 | DE ANZA | 1.8727 | 0 | 1.8727
LOS GATOS 1101CB | 500 | 2858 | LOS GATOS 1101CB | LOS GATOS 1101 | DE ANZA | 0.83125 | 0 | 0.83125
RED BLUFF 11031702 | 501 | 1577 | RED BLUFF 11031702 | RED BLUFF 1103 | NORTH VALLEY | 15.929 | 0 | 15.929
LAURELES 111268454 | 502 | 1580 | LAURELES 111268454 | LAURELES 1112 | CENTRAL COAST | 8.3342 | 0 | 8.3342
LAURELES 11122142 | 502 | 1895 | LAURELES 11122142 | LAURELES 1112 | CENTRAL COAST | 8.368 | 0 | 8.368
LAURELES 11122768 | 502 | 2399 | LAURELES 11122768 | LAURELES 1112 | CENTRAL COAST | 6.6363 | 0 | 6.6363
LAURELES 1112438 | 502 | 2408 | LAURELES 1112438 | LAURELES 1112 | CENTRAL COAST | 5.2403 | 0 | 5.2403
LAURELES 1112CB | 502 | 3137 | LAURELES 1112CB | LAURELES 1112 | CENTRAL COAST | 0.015644 | 0 | 0.015644
BUELLTON 1101Y06 | 503 | 1591 | BUELLTON 1101Y06 | BUELLTON 1101 | LOS PADRES | 29.0172 | 0 | 29.0172
BUELLTON 1101Y36 | 503 | 1594 | BUELLTON 1101Y36 | BUELLTON 1101 | LOS PADRES | 31.0974 | 1.9607 | 33.0581
BUELLTON 1101Y26 | 503 | 1919 | BUELLTON 1101Y26 | BUELLTON 1101 | LOS PADRES | 14.0549 | 0 | 14.0549
BUELLTON 1101753644 | 503 | 2797 | BUELLTON 1101753644 | BUELLTON 1101 | LOS PADRES | 0.0028488 | 0 | 0.0028488
BUELLTON 11016621 | 503 | 2996 | BUELLTON 11016621 | BUELLTON 1101 | LOS PADRES | 1.6446 | 0 | 1.6446
STILLWATER 1102CB | 504 | 1593 | STILLWATER 1102CB | STILLWATER 1102 | NORTH VALLEY | 25.0709 | 0 | 25.0709
STILLWATER 11021644 | 504 | 1909 | STILLWATER 11021644 | STILLWATER 1102 | NORTH VALLEY | 22.854 | 0 | 22.854
STILLWATER 11021466 | 504 | 2008 | STILLWATER 11021466 | STILLWATER 1102 | NORTH VALLEY | 19.2831 | 0 | 19.2831
STILLWATER 110248952 | 504 | 2066 | STILLWATER 110248952 | STILLWATER 1102 | NORTH VALLEY | 10.5922 | 0 | 10.5922
DIAMOND SPRINGS 11062100 | 505 | 1595 | DIAMOND SPRINGS 11062100 | DIAMOND SPRINGS 1106 | SIERRA | 38.9747 | 0 | 38.9747
DIAMOND SPRINGS 110610587 | 505 | 1640 | DIAMOND SPRINGS 110610587 | DIAMOND SPRINGS 1106 | SIERRA | 21.9902 | 0 | 21.9902
DIAMOND SPRINGS 110650324 | 505 | 1836 | DIAMOND SPRINGS 110650324 | DIAMOND SPRINGS 1106 | SIERRA | 17.7246 | 0 | 17.7246
DIAMOND SPRINGS 110676088 | 505 | 1884 | DIAMOND SPRINGS 110676088 | DIAMOND SPRINGS 1106 | SIERRA | 11.0713 | 0 | 11.0713
DIAMOND SPRINGS 110656026 | 505 | 2096 | DIAMOND SPRINGS 110656026 | DIAMOND SPRINGS 1106 | SIERRA | 15.0808 | 0 | 15.0808
DIAMOND SPRINGS 110699658 | 505 | 2345 | DIAMOND SPRINGS 110699658 | DIAMOND SPRINGS 1106 | SIERRA | 5.0702 | 0 | 5.0702
WEIMAR 11012740 | 506 | 1597 | WEIMAR 11012740 | WEIMAR 1101 | SIERRA | 19.1962 | 0 | 19.1962
WEIMAR 11012084 | 506 | 1710 | WEIMAR 11012084 | WEIMAR 1101 | SIERRA | 18.471 | 0 | 18.471
WEIMAR 11012058 | 506 | 1752 | WEIMAR 11012058 | WEIMAR 1101 | SIERRA | 21.2651 | 0 | 21.2651
WEIMAR 1101CB | 506 | 1889 | WEIMAR 1101CB | WEIMAR 1101 | SIERRA | 9.2462 | 0 | 9.2462
WEIMAR 11012764 | 506 | 2278 | WEIMAR 11012764 | WEIMAR 1101 | SIERRA | 6.0658 | 0 | 6.0658
WEIMAR 1101 | 506 | 2293 | WEIMAR 1101 | WEIMAR 1101 | SIERRA | 0.067365 | 0 | 0.067365
BUCKS CREEK 1101CB | 507 | 1605 | BUCKS CREEK 1101CB | BUCKS CREEK 1101 | NORTH VALLEY | 15.3881 | 4.6169 | 20.005
LUCERNE 1103630 | 508 | 1621 | LUCERNE 1103630 | LUCERNE 1103 | HUMBOLDT | 12.5736 | 0 | 12.5736
LUCERNE 1103CB | 508 | 1772 | LUCERNE 1103CB | LUCERNE 1103 | HUMBOLDT | 4.1876 | 0 | 4.1876
LUCERNE 11031663 | 508 | 1911 | LUCERNE 11031663 | LUCERNE 1103 | HUMBOLDT | 1.2106 | 0 | 1.2106
LUCERNE 11034200 | 508 | 2283 | LUCERNE 11034200 | LUCERNE 1103 | HUMBOLDT | 4.2514 | 0 | 4.2514
LUCERNE 11031280 | 508 | 2829 | LUCERNE 11031280 | LUCERNE 1103 | HUMBOLDT | 8.886 | 0 | 8.886
LUCERNE 11034624 | 508 | 3054 | LUCERNE 11034624 | LUCERNE 1103 | HUMBOLDT | 0.73972 | 0 | 0.73972
LOS GATOS 1108LB86 | 509 | 1623 | LOS GATOS 1108LB86 | LOS GATOS 1108 | DE ANZA | 3.7178 | 0.55111 | 4.2689
WISHON 1101CB | 510 | 1625 | WISHON 1101CB | WISHON 1101 | YOSEMITE | 3.7963 | 3.9858 | 7.7822
TYLER 110585132 | 511 | 1635 | TYLER 110585132 | TYLER 1105 | NORTH VALLEY | 30.9692 | 0 | 30.9692
TYLER 11051536 | 511 | 2045 | TYLER 11051536 | TYLER 1105 | NORTH VALLEY | 17.0203 | 0 | 17.0203
TYLER 11051704 | 511 | 2463 | TYLER 11051704 | TYLER 1105 | NORTH VALLEY | 12.5832 | 0 | 12.5832
CEDAR CREEK 11011710 | 512 | 1636 | CEDAR CREEK 11011710 | CEDAR CREEK 1101 | NORTH VALLEY | 0 | 0.076338 | 0.076338
CEDAR CREEK 11011664 | 512 | 1844 | CEDAR CREEK 11011664 | CEDAR CREEK 1101 | NORTH VALLEY | 29.6947 | 0 | 29.6947
CEDAR CREEK 1101CB | 512 | 2014 | CEDAR CREEK 1101CB | CEDAR CREEK 1101 | NORTH VALLEY | 9.5724 | 5.8927 | 15.4651
CEDAR CREEK 11011656 | 512 | 2039 | CEDAR CREEK 11011656 | CEDAR CREEK 1101 | NORTH VALLEY | 32.2585 | 0 | 32.2585
CEDAR CREEK 11011608 | 512 | 2256 | CEDAR CREEK 11011608 | CEDAR CREEK 1101 | NORTH VALLEY | 21.3399 | 12.05 | 33.3899
CEDAR CREEK 11011362 | 512 | 2641 | CEDAR CREEK 11011362 | CEDAR CREEK 1101 | NORTH VALLEY | 0.015515 | 0 | 0.015515
BROWNS VALLEY 11011268 | 513 | 1641 | BROWNS VALLEY 11011268 | BROWNS VALLEY 1101 | SIERRA | 10.9063 | 0 | 10.9063
BROWNS VALLEY 110193870 | 513 | 1824 | BROWNS VALLEY 110193870 | BROWNS VALLEY 1101 | SIERRA | 16.0223 | 0 | 16.0223
BROWNS VALLEY 110117011 | 513 | 1998 | BROWNS VALLEY 110117011 | BROWNS VALLEY 1101 | SIERRA | 1.8676 | 0 | 1.8676
BROWNS VALLEY 110197188 | 513 | 2105 | BROWNS VALLEY 110197188 | BROWNS VALLEY 1101 | SIERRA | 6.5763 | 0 | 6.5763
BROWNS VALLEY 110136622 | 513 | 3129 | BROWNS VALLEY 110136622 | BROWNS VALLEY 1101 | SIERRA | 2.3766 | 0 | 2.3766
KING CITY 11037038 | 514 | 1645 | KING CITY 11037038 | KING CITY 1103 | CENTRAL COAST | 17.5881 | 0 | 17.5881
SAN RAFAEL 110991742 | 515 | 1658 | SAN RAFAEL 110991742 | SAN RAFAEL 1109 | NORTH BAY | 5.7363 | 0 | 5.7363
SAN RAFAEL 1109418 | 515 | 2162 | SAN RAFAEL 1109418 | SAN RAFAEL 1109 | NORTH BAY | 4.3553 | 0 | 4.3553
SAN RAFAEL 1109CB | 515 | 2380 | SAN RAFAEL 1109CB | SAN RAFAEL 1109 | NORTH BAY | 0.026389 | 0 | 0.026389
SAN RAFAEL 110969860 | 515 | 2735 | SAN RAFAEL 110969860 | SAN RAFAEL 1109 | NORTH BAY | 0.67004 | 0 | 0.67004
SAN RAFAEL 11092213 | 515 | 2972 | SAN RAFAEL 11092213 | SAN RAFAEL 1109 | NORTH BAY | 0.014561 | 0 | 0.014561
EDES 1112CR312 | 516 | 1661 | EDES 1112CR312 | EDES 1112 | EAST BAY | 2.9417 | 0.74359 | 3.6853
EDES 1112CR308 | 516 | 2075 | EDES 1112CR308 | EDES 1112 | EAST BAY | 3.5907 | 0 | 3.5907
EDES 1112CR282 | 516 | 2159 | EDES 1112CR282 | EDES 1112 | EAST BAY | 3.4204 | 0 | 3.4204
EDES 1112CR306 | 516 | 2471 | EDES 1112CR306 | EDES 1112 | EAST BAY | 1.0069 | 0 | 1.0069
EDES 1112CR100 | 516 | 2505 | EDES 1112CR100 | EDES 1112 | EAST BAY | 3.3566 | 0 | 3.3566
EDES 1112CB | 516 | 2702 | EDES 1112CB | EDES 1112 | EAST BAY | 0.77646 | 0 | 0.77646
VIEJO 2203CB | 517 | 1665 | VIEJO 2203CB | VIEJO 2203 | CENTRAL COAST | 3.0922 | 0 | 3.0922
VIEJO 22032634 | 517 | 3011 | VIEJO 22032634 | VIEJO 2203 | CENTRAL COAST | 0.37273 | 0 | 0.37273
VIEJO 22039094 | 517 | 3087 | VIEJO 22039094 | VIEJO 2203 | CENTRAL COAST | 0.038317 | 0 | 0.038317
CAROLANDS 04049024 | 518 | 1673 | CAROLANDS 04049024 | CAROLANDS 0404 | PENINSULA | 3.5964 | 0 | 3.5964
CAROLANDS 0404 | 518 | 2478 | CAROLANDS 0404 | CAROLANDS 0404 | PENINSULA | 0.066741 | 0 | 0.066741
CAROLANDS 04049026 | 518 | 2839 | CAROLANDS 04049026 | CAROLANDS 0404 | PENINSULA | 0.27754 | 0 | 0.27754
CAROLANDS 040484797 | 518 | 3094 | CAROLANDS 040484797 | CAROLANDS 0404 | PENINSULA | 0.013784 | 0 | 0.013784
BRIDGEVILLE 110255612 | 519 | 1676 | BRIDGEVILLE 110255612 | BRIDGEVILLE 1102 | HUMBOLDT | 0.60239 | 21.6429 | 22.2453
BRIDGEVILLE 1102 | 519 | 3193 | BRIDGEVILLE 1102 | BRIDGEVILLE 1102 | HUMBOLDT | 0.0078479 | 0 | 0.0078479
BRIDGEVILLE 110237486 | 519 | 3194 | BRIDGEVILLE 110237486 | BRIDGEVILLE 1102 | HUMBOLDT | 10.3672 | 0 | 10.3672
BRIDGEVILLE 1102CB | 519 | 3204 | BRIDGEVILLE 1102CB | BRIDGEVILLE 1102 | HUMBOLDT | 0.72529 | 0 | 0.72529
PLACERVILLE 111219712 | 520 | 1681 | PLACERVILLE 111219712 | PLACERVILLE 1112 | SIERRA | 12.7698 | 0 | 12.7698
PLACERVILLE 111219742 | 520 | 1858 | PLACERVILLE 111219742 | PLACERVILLE 1112 | SIERRA | 7.3806 | 0 | 7.3806
PLACERVILLE 1112CB | 520 | 1868 | PLACERVILLE 1112CB | PLACERVILLE 1112 | SIERRA | 7.5875 | 0.015526 | 7.6031
UKIAH 1111534 | 521 | 1682 | UKIAH 1111534 | UKIAH 1111 | HUMBOLDT | 18.7979 | 0 | 18.7979
UKIAH 111129452 | 521 | 2245 | UKIAH 111129452 | UKIAH 1111 | HUMBOLDT | 3.6752 | 0 | 3.6752
SPRUCE 0401BR316 | 522 | 1683 | SPRUCE 0401BR316 | SPRUCE 0401 | EAST BAY | 3.1391 | 0.98392 | 4.123
DEL MONTE 21032000 | 523 | 1688 | DEL MONTE 21032000 | DEL MONTE 2103 | CENTRAL COAST | 8.9713 | 0 | 8.9713
DEL MONTE 21032654 | 523 | 1855 | DEL MONTE 21032654 | DEL MONTE 2103 | CENTRAL COAST | 1.8437 | 0 | 1.8437
DEL MONTE 21032204 | 523 | 2560 | DEL MONTE 21032204 | DEL MONTE 2103 | CENTRAL COAST | 0.36868 | 0 | 0.36868
DEL MONTE 210332886 | 523 | 2790 | DEL MONTE 210332886 | DEL MONTE 2103 | CENTRAL COAST | 1.2598 | 0 | 1.2598
DEL MONTE 210386496 | 523 | 3038 | DEL MONTE 210386496 | DEL MONTE 2103 | CENTRAL COAST | 0.39145 | 0 | 0.39145
HATTON 11022010 | 524 | 1692 | HATTON 11022010 | HATTON 1102 | CENTRAL COAST | 4.0217 | 0 | 4.0217
HATTON 1102CB | 524 | 2493 | HATTON 1102CB | HATTON 1102 | CENTRAL COAST | 2.1206 | 0 | 2.1206
HATTON 1102648928 | 524 | 2543 | HATTON 1102648928 | HATTON 1102 | CENTRAL COAST | 2.8842 | 0 | 2.8842
HATTON 11029642 | 524 | 2620 | HATTON 11029642 | HATTON 1102 | CENTRAL COAST | 1.1982 | 0 | 1.1982
HATTON 11022070 | 524 | 2646 | HATTON 11022070 | HATTON 1102 | CENTRAL COAST | 0.49418 | 0 | 0.49418
MORGAN HILL 2104XR018 | 525 | 1698 | MORGAN HILL 2104XR018 | MORGAN HILL 2104 | SAN JOSE | 4.9492 | 0 | 4.9492
LOS OSITOS 21033010 | 526 | 1700 | LOS OSITOS 21033010 | LOS OSITOS 2103 | CENTRAL COAST | 30.8565 | 0 | 30.8565
LOS OSITOS 21037062 | 526 | 1785 | LOS OSITOS 21037062 | LOS OSITOS 2103 | CENTRAL COAST | 12.2332 | 0 | 12.2332
LOS OSITOS 21037468 | 526 | 2472 | LOS OSITOS 21037468 | LOS OSITOS 2103 | CENTRAL COAST | 1.0746 | 0 | 1.0746
LOS OSITOS 21037082 | 526 | 2561 | LOS OSITOS 21037082 | LOS OSITOS 2103 | CENTRAL COAST | 0.3792 | 0 | 0.3792
SCE TEHACHAPI 1101CB | 527 | 1701 | SCE TEHACHAPI 1101CB | SCE TEHACHAPI 1101 | KERN | 1.4276 | 0 | 1.4276
POSO MOUNTAIN 21014456 | 528 | 1707 | POSO MOUNTAIN 21014456 | POSO MOUNTAIN 2101 | KERN | 23.5359 | 0 | 23.5359
POSO MOUNTAIN 2101CB | 528 | 2009 | POSO MOUNTAIN 2101CB | POSO MOUNTAIN 2101 | KERN | 4.3131 | 0 | 4.3131
POSO MOUNTAIN 21012181 | 528 | 2311 | POSO MOUNTAIN 21012181 | POSO MOUNTAIN 2101 | KERN | 17.1051 | 0 | 17.1051
POSO MOUNTAIN 21013990 | 528 | 2431 | POSO MOUNTAIN 21013990 | POSO MOUNTAIN 2101 | KERN | 4.4819 | 0 | 4.4819
POSO MOUNTAIN 21011703 | 528 | 3103 | POSO MOUNTAIN 21011703 | POSO MOUNTAIN 2101 | KERN | 0.0074631 | 0 | 0.0074631
HIGGINS 1107746082 | 529 | 1715 | HIGGINS 1107746082 | HIGGINS 1107 | SIERRA | 0.84187 | 0 | 0.84187
HIGGINS 11077559 | 529 | 1755 | HIGGINS 11077559 | HIGGINS 1107 | SIERRA | 4.3177 | 0 | 4.3177
HIGGINS 1107 | 529 | 1876 | HIGGINS 1107 | HIGGINS 1107 | SIERRA | 0.013093 | 0 | 0.013093
HIGGINS 11071070 | 529 | 1879 | HIGGINS 11071070 | HIGGINS 1107 | SIERRA | 7.012 | 0 | 7.012
HIGGINS 1107CB | 529 | 2468 | HIGGINS 1107CB | HIGGINS 1107 | SIERRA | 4.6439 | 0 | 4.6439
MAPLE CREEK 1101CB | 530 | 1730 | MAPLE CREEK 1101CB | MAPLE CREEK 1101 | HUMBOLDT | 9.8748 | 0 | 9.8748
POTTER VALLEY P H 11051904 | 531 | 1731 | POTTER VALLEY P H 11051904 | POTTER VALLEY P H 1105 | HUMBOLDT | 23.3624 | 5.1035 | 28.466
POTTER VALLEY P H 110576498 | 531 | 2098 | POTTER VALLEY P H 110576498 | POTTER VALLEY P H 1105 | HUMBOLDT | 14.8769 | 0 | 14.8769
POTTER VALLEY P H 110537476 | 531 | 2859 | POTTER VALLEY P H 110537476 | POTTER VALLEY P H 1105 | HUMBOLDT | 0.5064 | 0 | 0.5064
POTTER VALLEY P H 110564118 | 531 | 2902 | POTTER VALLEY P H 110564118 | POTTER VALLEY P H 1105 | HUMBOLDT | 1.7203 | 0 | 1.7203
POTTER VALLEY P H 1105CB | 531 | 3014 | POTTER VALLEY P H 1105CB | POTTER VALLEY P H 1105 | HUMBOLDT | 0.024417 | 0 | 0.024417
POTTER VALLEY P H 1105990354 | 531 | 3065 | POTTER VALLEY P H 1105990354 | POTTER VALLEY P H 1105 | HUMBOLDT | 0.0040482 | 0 | 0.0040482
POTTER VALLEY P H 11054634 | 531 | 3069 | POTTER VALLEY P H 11054634 | POTTER VALLEY P H 1105 | HUMBOLDT | 0.13813 | 0 | 0.13813
BURNEY 11019042 | 532 | 1734 | BURNEY 11019042 | BURNEY 1101 | NORTH VALLEY | 3.0554 | 0 | 3.0554
BURNEY 110145984 | 532 | 2138 | BURNEY 110145984 | BURNEY 1101 | NORTH VALLEY | 4.7181 | 0 | 4.7181
BURNEY 11011358 | 532 | 2165 | BURNEY 11011358 | BURNEY 1101 | NORTH VALLEY | 7.0165 | 0 | 7.0165
BURNEY 11011340 | 532 | 2172 | BURNEY 11011340 | BURNEY 1101 | NORTH VALLEY | 18.024 | 0 | 18.024
BURNEY 11012402 | 532 | 2571 | BURNEY 11012402 | BURNEY 1101 | NORTH VALLEY | 1.4308 | 0 | 1.4308
BURNEY 1101CB | 532 | 2677 | BURNEY 1101CB | BURNEY 1101 | NORTH VALLEY | 0.91927 | 0 | 0.91927
BURNEY 11011322 | 532 | 2705 | BURNEY 11011322 | BURNEY 1101 | NORTH VALLEY | 16.3381 | 0 | 16.3381
VOLTA 11011568 | 533 | 1741 | VOLTA 11011568 | VOLTA 1101 | NORTH VALLEY | 16.3244 | 6.6837 | 23.0081
VOLTA 110180454 | 533 | 1826 | VOLTA 110180454 | VOLTA 1101 | NORTH VALLEY | 31.197 | 0.29114 | 31.4882
VOLTA 110153118 | 533 | 1979 | VOLTA 110153118 | VOLTA 1101 | NORTH VALLEY | 9.6297 | 0 | 9.6297
VOLTA 1101CB | 533 | 2086 | VOLTA 1101CB | VOLTA 1101 | NORTH VALLEY | 6.6324 | 2.5744 | 9.2068
VOLTA 11011516 | 533 | 2190 | VOLTA 11011516 | VOLTA 1101 | NORTH VALLEY | 25.7297 | 0 | 25.7297
VOLTA 110149742 | 533 | 2289 | VOLTA 110149742 | VOLTA 1101 | NORTH VALLEY | 3.4776 | 0 | 3.4776
VOLTA 110165764 | 533 | 2722 | VOLTA 110165764 | VOLTA 1101 | NORTH VALLEY | 10.3627 | 0 | 10.3627
VOLTA 110185234 | 533 | 3018 | VOLTA 110185234 | VOLTA 1101 | NORTH VALLEY | 7.9136 | 0 | 7.9136
VOLTA 11011596 | 533 | 3120 | VOLTA 11011596 | VOLTA 1101 | NORTH VALLEY | 21.7972 | 0 | 21.7972
VOLTA 11011640 | 533 | 3163 | VOLTA 11011640 | VOLTA 1101 | NORTH VALLEY | 10.4338 | 0 | 10.4338
LAS GALLINAS A 1106CB | 534 | 1742 | LAS GALLINAS A 1106CB | LAS GALLINAS A 1106 | NORTH BAY | 3.0118 | 1.9862 | 4.998
CHESTER 11022564 | 535 | 1745 | CHESTER 11022564 | CHESTER 1102 | NORTH VALLEY | 2.0894 | 0 | 2.0894
CHESTER 1102CB | 535 | 2628 | CHESTER 1102CB | CHESTER 1102 | NORTH VALLEY | 0.32002 | 0 | 0.32002
VACAVILLE 11046542 | 536 | 1749 | VACAVILLE 11046542 | VACAVILLE 1104 | SACRAMENTO | 14.768 | 0 | 14.768
VACAVILLE 1104CB | 536 | 2240 | VACAVILLE 1104CB | VACAVILLE 1104 | SACRAMENTO | 0.88859 | 0 | 0.88859
POSO MOUNTAIN 21033988 | 537 | 1751 | POSO MOUNTAIN 21033988 | POSO MOUNTAIN 2103 | KERN | 17.2368 | 0 | 17.2368
POSO MOUNTAIN 2103CB | 537 | 2363 | POSO MOUNTAIN 2103CB | POSO MOUNTAIN 2103 | KERN | 2.3192 | 0 | 2.3192
PLACERVILLE 1111CB | 538 | 1756 | PLACERVILLE 1111CB | PLACERVILLE 1111 | SIERRA | 5.5179 | 0 | 5.5179
PLACERVILLE 11118582 | 538 | 2407 | PLACERVILLE 11118582 | PLACERVILLE 1111 | SIERRA | 7.7771 | 0 | 7.7771
FORT BRAGG A 11014622 | 539 | 1757 | FORT BRAGG A 11014622 | FORT BRAGG A 1101 | HUMBOLDT | 13.4572 | 0 | 13.4572
FORT BRAGG A 11013100 | 539 | 2248 | FORT BRAGG A 11013100 | FORT BRAGG A 1101 | HUMBOLDT | 12.9058 | 0 | 12.9058
FORT BRAGG A 110195294 | 539 | 2286 | FORT BRAGG A 110195294 | FORT BRAGG A 1101 | HUMBOLDT | 25.9363 | 0 | 25.9363
FORT BRAGG A 11013113 | 539 | 2292 | FORT BRAGG A 11013113 | FORT BRAGG A 1101 | HUMBOLDT | 10.0167 | 0 | 10.0167
FORT BRAGG A 11014698 | 539 | 2416 | FORT BRAGG A 11014698 | FORT BRAGG A 1101 | HUMBOLDT | 7.9299 | 0 | 7.9299
FORT BRAGG A 1101CB | 539 | 3060 | FORT BRAGG A 1101CB | FORT BRAGG A 1101 | HUMBOLDT | 0.22122 | 0 | 0.22122
BRENTWOOD 2105B504R | 540 | 1759 | BRENTWOOD 2105B504R | BRENTWOOD 2105 | DIABLO | 7.4348 | 0 | 7.4348
BRENTWOOD 21056512 | 540 | 1882 | BRENTWOOD 21056512 | BRENTWOOD 2105 | DIABLO | 0.65133 | 0 | 0.65133
BRENTWOOD 2105502672 | 540 | 2820 | BRENTWOOD 2105502672 | BRENTWOOD 2105 | DIABLO | 1.383 | 0 | 1.383
BRENTWOOD 210596324 | 540 | 2850 | BRENTWOOD 210596324 | BRENTWOOD 2105 | DIABLO | 0.37122 | 0 | 0.37122
HICKS 111660050 | 541 | 1778 | HICKS 111660050 | HICKS 1116 | SAN JOSE | 7.9799 | 0 | 7.9799
HICKS 1116CB | 541 | 2635 | HICKS 1116CB | HICKS 1116 | SAN JOSE | 1.3112 | 0 | 1.3112
HICKS 1116LB16 | 541 | 2857 | HICKS 1116LB16 | HICKS 1116 | SAN JOSE | 1.4512 | 0 | 1.4512
EMERALD LAKE 0402CB | 542 | 1792 | EMERALD LAKE 0402CB | EMERALD LAKE 0402 | PENINSULA | 1.9157 | 0 | 1.9157
EMERALD LAKE 04028872 | 542 | 1801 | EMERALD LAKE 04028872 | EMERALD LAKE 0402 | PENINSULA | 4.147 | 0 | 4.147
EMERALD LAKE 04028858 | 542 | 1960 | EMERALD LAKE 04028858 | EMERALD LAKE 0402 | PENINSULA | 1.9112 | 0 | 1.9112
SAN CARLOS 11049052 | 543 | 1793 | SAN CARLOS 11049052 | SAN CARLOS 1104 | PENINSULA | 4.4833 | 0 | 4.4833
SAN CARLOS 11048942 | 543 | 2072 | SAN CARLOS 11048942 | SAN CARLOS 1104 | PENINSULA | 1.591 | 0 | 1.591
SAN CARLOS 11049048 | 543 | 2238 | SAN CARLOS 11049048 | SAN CARLOS 1104 | PENINSULA | 0.01529 | 0 | 0.01529
SAN CARLOS 110475210 | 543 | 2272 | SAN CARLOS 110475210 | SAN CARLOS 1104 | PENINSULA | 0.38485 | 0 | 0.38485
SAN CARLOS 110479774 | 543 | 2420 | SAN CARLOS 110479774 | SAN CARLOS 1104 | PENINSULA | 0.48017 | 0 | 0.48017
SAN CARLOS 11048846 | 543 | 2631 | SAN CARLOS 11048846 | SAN CARLOS 1104 | PENINSULA | 1.1188 | 0 | 1.1188
SAN CARLOS 110436864 | 543 | 2750 | SAN CARLOS 110436864 | SAN CARLOS 1104 | PENINSULA | 0.3154 | 0 | 0.3154
OAK 0401CB | 544 | 1802 | OAK 0401CB | OAK 0401 | EAST BAY | 4.3198 | 0 | 4.3198
SAN RAFAEL 1104802 | 545 | 1805 | SAN RAFAEL 1104802 | SAN RAFAEL 1104 | NORTH BAY | 7.826 | 0 | 7.826
SAN RAFAEL 1104CB | 545 | 2176 | SAN RAFAEL 1104CB | SAN RAFAEL 1104 | NORTH BAY | 1.9652 | 0.47768 | 2.4428
SAN RAFAEL 11042651 | 545 | 2297 | SAN RAFAEL 11042651 | SAN RAFAEL 1104 | NORTH BAY | 0.79099 | 0 | 0.79099
SAN RAFAEL 11042235 | 545 | 2708 | SAN RAFAEL 11042235 | SAN RAFAEL 1104 | NORTH BAY | 0.29854 | 0 | 0.29854
FAIRVIEW 2207P304 | 546 | 1808 | FAIRVIEW 2207P304 | FAIRVIEW 2207 | DIABLO | 5.0581 | 0 | 5.0581
FAIRVIEW 220799096 | 546 | 2411 | FAIRVIEW 220799096 | FAIRVIEW 2207 | DIABLO | 9.9116 | 0 | 9.9116
FAIRVIEW 2207P150 | 546 | 2653 | FAIRVIEW 2207P150 | FAIRVIEW 2207 | DIABLO | 1.7182 | 0 | 1.7182
FAIRVIEW 2207M501R | 546 | 2861 | FAIRVIEW 2207M501R | FAIRVIEW 2207 | DIABLO | 1.376 | 0 | 1.376
FAIRVIEW 2207CB | 546 | 2879 | FAIRVIEW 2207CB | FAIRVIEW 2207 | DIABLO | 0.060291 | 0 | 0.060291
FAIRVIEW 2207P142 | 546 | 2961 | FAIRVIEW 2207P142 | FAIRVIEW 2207 | DIABLO | 0.64407 | 0 | 0.64407
TAR FLAT 04023144 | 547 | 1811 | TAR FLAT 04023144 | TAR FLAT 0402 | YOSEMITE | 3.6809 | 1.2952 | 4.9761
TAR FLAT 0402CB | 547 | 2927 | TAR FLAT 0402CB | TAR FLAT 0402 | YOSEMITE | 0.52249 | 0 | 0.52249
IONE 1101L3141 | 548 | 1815 | IONE 1101L3141 | IONE 1101 | STOCKTON | 13.6703 | 0 | 13.6703
IONE 1101CB | 548 | 2913 | IONE 1101CB | IONE 1101 | STOCKTON | 1.9633 | 0 | 1.9633
MESA 1103M72 | 549 | 1818 | MESA 1103M72 | MESA 1103 | LOS PADRES | 9.6841 | 0 | 9.6841
MESA 1103M68 | 549 | 2494 | MESA 1103M68 | MESA 1103 | LOS PADRES | 0.22844 | 0 | 0.22844
MESA 1103M92 | 549 | 2822 | MESA 1103M92 | MESA 1103 | LOS PADRES | 1.0274 | 0 | 1.0274
REEDLEY 1104 | 550 | 1831 | REEDLEY 1104 | REEDLEY 1104 | FRESNO | 0.23841 | 0 | 0.23841
REEDLEY 1104274990 | 550 | 2391 | REEDLEY 1104274990 | REEDLEY 1104 | FRESNO | 1.6643 | 0 | 1.6643
GRAYS FLAT 0401CB | 551 | 1833 | GRAYS FLAT 0401CB | GRAYS FLAT 0401 | NORTH VALLEY | 10.7057 | 0 | 10.7057
OLETA 11021204 | 552 | 1850 | OLETA 11021204 | OLETA 1102 | STOCKTON | 24.1725 | 0.59485 | 24.7673
OLETA 1102CB | 552 | 1929 | OLETA 1102CB | OLETA 1102 | STOCKTON | 12.9237 | 0 | 12.9237
OLETA 110241396 | 552 | 1958 | OLETA 110241396 | OLETA 1102 | STOCKTON | 7.3755 | 0 | 7.3755
OLETA 11021228 | 552 | 2464 | OLETA 11021228 | OLETA 1102 | STOCKTON | 8.954 | 0 | 8.954
OLETA 11022642 | 552 | 2738 | OLETA 11022642 | OLETA 1102 | STOCKTON | 4.6169 | 0.041817 | 4.6588
LAS POSITAS 2108MR182 | 553 | 1852 | LAS POSITAS 2108MR182 | LAS POSITAS 2108 | MISSION | 6.1551 | 0 | 6.1551
LAS POSITAS 2108MR190 | 553 | 2701 | LAS POSITAS 2108MR190 | LAS POSITAS 2108 | MISSION | 1.1924 | 0 | 1.1924
KONOCTI 1108950 | 554 | 1860 | KONOCTI 1108950 | KONOCTI 1108 | HUMBOLDT | 6.231 | 0 | 6.231
KONOCTI 1108CB | 554 | 2169 | KONOCTI 1108CB | KONOCTI 1108 | HUMBOLDT | 6.6517 | 0 | 6.6517
KONOCTI 11084039 | 554 | 2200 | KONOCTI 11084039 | KONOCTI 1108 | HUMBOLDT | 1.6026 | 0 | 1.6026
KONOCTI 11081278 | 554 | 2419 | KONOCTI 11081278 | KONOCTI 1108 | HUMBOLDT | 3.9864 | 0 | 3.9864
KONOCTI 11084041 | 554 | 2549 | KONOCTI 11084041 | KONOCTI 1108 | HUMBOLDT | 1.9081 | 0 | 1.9081
KONOCTI 11084037 | 554 | 2623 | KONOCTI 11084037 | KONOCTI 1108 | HUMBOLDT | 0.3878 | 0 | 0.3878
CAYETANO 2111MR444 | 555 | 1867 | CAYETANO 2111MR444 | CAYETANO 2111 | MISSION | 0.15169 | 0 | 0.15169
CAYETANO 2111CB | 555 | 2504 | CAYETANO 2111CB | CAYETANO 2111 | MISSION | 5.2576 | 0 | 5.2576
JAMESON 1103CB | 556 | 1869 | JAMESON 1103CB | JAMESON 1103 | SACRAMENTO | 3.6313 | 0 | 3.6313
FRENCH GULCH 11011464 | 557 | 1870 | FRENCH GULCH 11011464 | FRENCH GULCH 1101 | NORTH VALLEY | 3.9608 | 0 | 3.9608
FRENCH GULCH 11011892 | 557 | 2237 | FRENCH GULCH 11011892 | FRENCH GULCH 1101 | NORTH VALLEY | 2.9079 | 0 | 2.9079
FRENCH GULCH 1101CB | 557 | 2425 | FRENCH GULCH 1101CB | FRENCH GULCH 1101 | NORTH VALLEY | 2.2975 | 0 | 2.2975
FRENCH GULCH 11012905 | 557 | 2496 | FRENCH GULCH 11012905 | FRENCH GULCH 1101 | NORTH VALLEY | 9.7071 | 0 | 9.7071
SISQUOC 1102M52 | 558 | 1873 | SISQUOC 1102M52 | SISQUOC 1102 | LOS PADRES | 0 | 31.4004 | 31.4004
SISQUOC 1102M54 | 558 | 2952 | SISQUOC 1102M54 | SISQUOC 1102 | LOS PADRES | 16.858 | 0.23511 | 17.0931
TEJON 11022455 | 559 | 1875 | TEJON 11022455 | TEJON 1102 | KERN | 6.4984 | 0 | 6.4984
TEJON 11023751 | 559 | 2662 | TEJON 11023751 | TEJON 1102 | KERN | 20.1546 | 0 | 20.1546
TEJON 11023760 | 559 | 2674 | TEJON 11023760 | TEJON 1102 | KERN | 5.5529 | 0 | 5.5529
ANTLER 11011384 | 560 | 1880 | ANTLER 11011384 | ANTLER 1101 | NORTH VALLEY | 8.8576 | 0 | 8.8576
ANTLER 1101CB | 560 | 2277 | ANTLER 1101CB | ANTLER 1101 | NORTH VALLEY | 1.601 | 0 | 1.601
ANTLER 11011378 | 560 | 2373 | ANTLER 11011378 | ANTLER 1101 | NORTH VALLEY | 20.4989 | 2.8448 | 23.3437
ANTLER 11011520 | 560 | 2552 | ANTLER 11011520 | ANTLER 1101 | NORTH VALLEY | 8.8735 | 0 | 8.8735
ANTLER 11011612 | 560 | 2773 | ANTLER 11011612 | ANTLER 1101 | NORTH VALLEY | 7.1275 | 1.2653 | 8.3928
ANTLER 11011376 | 560 | 3029 | ANTLER 11011376 | ANTLER 1101 | NORTH VALLEY | 9.003 | 0 | 9.003
SOBRANTE 1101CB | 561 | 1881 | SOBRANTE 1101CB | SOBRANTE 1101 | DIABLO | 13.5487 | 0 | 13.5487
SOBRANTE 1101L534R | 561 | 2123 | SOBRANTE 1101L534R | SOBRANTE 1101 | DIABLO | 1.4168 | 0.11627 | 1.5331
SOBRANTE 110142914 | 561 | 2748 | SOBRANTE 110142914 | SOBRANTE 1101 | DIABLO | 0.83179 | 0 | 0.83179
COTTONWOOD 1102CB | 562 | 1888 | COTTONWOOD 1102CB | COTTONWOOD 1102 | NORTH VALLEY | 16.7139 | 0 | 16.7139
COTTONWOOD 11021578 | 562 | 2031 | COTTONWOOD 11021578 | COTTONWOOD 1102 | NORTH VALLEY | 28.4377 | 0 | 28.4377
COTTONWOOD 11029026 | 562 | 2606 | COTTONWOOD 11029026 | COTTONWOOD 1102 | NORTH VALLEY | 14.1835 | 0 | 14.1835
SARATOGA 1106LC22 | 563 | 1892 | SARATOGA 1106LC22 | SARATOGA 1106 | DE ANZA | 7.1525 | 0 | 7.1525
SARATOGA 1106LC24 | 563 | 1899 | SARATOGA 1106LC24 | SARATOGA 1106 | DE ANZA | 5.5773 | 0.66423 | 6.2415
SO. CAL. EDISON #2 1101CB | 564 | 1893 | SO. CAL. EDISON #2 1101CB | SO. CAL. EDISON #2 1101 | YOSEMITE | 0.73341 | 0.4432 | 1.1766
RIDGE 0401CB | 565 | 1908 | RIDGE 0401CB | RIDGE 0401 | EAST BAY | 2.662 | 0 | 2.662
LAKEWOOD 210738404 | 566 | 1910 | LAKEWOOD 210738404 | LAKEWOOD 2107 | DIABLO | 6.7174 | 0.078677 | 6.7961
LAKEWOOD 210769586 | 566 | 2918 | LAKEWOOD 210769586 | LAKEWOOD 2107 | DIABLO | 0.5706 | 0 | 0.5706
MARTELL 11033152 | 567 | 1913 | MARTELL 11033152 | MARTELL 1103 | STOCKTON | 16.8696 | 0 | 16.8696
MARTELL 110368192 | 567 | 2346 | MARTELL 110368192 | MARTELL 1103 | STOCKTON | 2.6279 | 0 | 2.6279
MARTELL 1103CB | 567 | 3138 | MARTELL 1103CB | MARTELL 1103 | STOCKTON | 0.8745 | 0 | 0.8745
RALSTON 110148936 | 568 | 1920 | RALSTON 110148936 | RALSTON 1101 | PENINSULA | 3.4057 | 0 | 3.4057
RALSTON 1101CB | 568 | 2415 | RALSTON 1101CB | RALSTON 1101 | PENINSULA | 5.2354 | 0 | 5.2354
KIRKER 2104442850 | 569 | 1921 | KIRKER 2104442850 | KIRKER 2104 | DIABLO | 5.4258 | 0 | 5.4258
SAN RAFAEL 1105534 | 570 | 1935 | SAN RAFAEL 1105534 | SAN RAFAEL 1105 | NORTH BAY | 1.348 | 0 | 1.348
SAN RAFAEL 1105344 | 570 | 2117 | SAN RAFAEL 1105344 | SAN RAFAEL 1105 | NORTH BAY | 2.2778 | 0 | 2.2778
SAN RAFAEL 1105CB | 570 | 3010 | SAN RAFAEL 1105CB | SAN RAFAEL 1105 | NORTH BAY | 0.49095 | 0 | 0.49095
BAY MEADOWS 210257886 | 571 | 1941 | BAY MEADOWS 210257886 | BAY MEADOWS 2102 | PENINSULA | 4.2245 | 0 | 4.2245
BAY MEADOWS 2102 | 571 | 2529 | BAY MEADOWS 2102 | BAY MEADOWS 2102 | PENINSULA | 0.027395 | 0 | 0.027395
CLAY 11031230 | 572 | 1945 | CLAY 11031230 | CLAY 1103 | STOCKTON | 15.7057 | 0 | 15.7057
CLAY 11031821 | 572 | 1964 | CLAY 11031821 | CLAY 1103 | STOCKTON | 2.0901 | 0 | 2.0901
CLAY 110334338 | 572 | 1976 | CLAY 110334338 | CLAY 1103 | STOCKTON | 7.6368 | 0 | 7.6368
CLAY 11037124 | 572 | 2303 | CLAY 11037124 | CLAY 1103 | STOCKTON | 8.9452 | 0 | 8.9452
CLAY 110359714 | 572 | 2445 | CLAY 110359714 | CLAY 1103 | STOCKTON | 4.4126 | 0 | 4.4126
CLAY 1103CB | 572 | 2670 | CLAY 1103CB | CLAY 1103 | STOCKTON | 5.7506 | 0 | 5.7506
CLAY 11037142 | 572 | 2739 | CLAY 11037142 | CLAY 1103 | STOCKTON | 4.4879 | 0 | 4.4879
SMARTVILLE 1101CB | 573 | 1947 | SMARTVILLE 1101CB | SMARTVILLE 1101 | SIERRA | 15.8868 | 0 | 15.8868
HOLLISTER 21054018 | 574 | 1951 | HOLLISTER 21054018 | HOLLISTER 2105 | CENTRAL COAST | 42.8602 | 0 | 42.8602
HOLLISTER 21054048 | 574 | 2056 | HOLLISTER 21054048 | HOLLISTER 2105 | CENTRAL COAST | 15.0102 | 0 | 15.0102
HOLLISTER 21054724 | 574 | 3059 | HOLLISTER 21054724 | HOLLISTER 2105 | CENTRAL COAST | 3.4016 | 0 | 3.4016
OAKLAND J 1102CR102 | 575 | 1954 | OAKLAND J 1102CR102 | OAKLAND J 1102 | EAST BAY | 0.53101 | 0 | 0.53101
OAKLAND J 1102CR184 | 575 | 2267 | OAKLAND J 1102CR184 | OAKLAND J 1102 | EAST BAY | 3.4622 | 0 | 3.4622
OAKLAND J 1102CR254 | 575 | 2727 | OAKLAND J 1102CR254 | OAKLAND J 1102 | EAST BAY | 1.0198 | 0 | 1.0198
OAKLAND J 1102CR252 | 575 | 2770 | OAKLAND J 1102CR252 | OAKLAND J 1102 | EAST BAY | 1.1914 | 0 | 1.1914
CARLOTTA 11214914 | 576 | 1961 | CARLOTTA 11214914 | CARLOTTA 1121 | HUMBOLDT | 11.4615 | 0 | 11.4615
CARLOTTA 112142896 | 576 | 2592 | CARLOTTA 112142896 | CARLOTTA 1121 | HUMBOLDT | 2.183 | 0 | 2.183
CARLOTTA 11214045 | 576 | 2763 | CARLOTTA 11214045 | CARLOTTA 1121 | HUMBOLDT | 0.14338 | 0 | 0.14338
CARLOTTA 1121CB | 576 | 2865 | CARLOTTA 1121CB | CARLOTTA 1121 | HUMBOLDT | 3.8375 | 0 | 3.8375
CARLOTTA 112144150 | 576 | 3189 | CARLOTTA 112144150 | CARLOTTA 1121 | HUMBOLDT | 3.5728 | 0 | 3.5728
CURTIS 1701CB | 577 | 1963 | CURTIS 1701CB | CURTIS 1701 | YOSEMITE | 8.5475 | 0 | 8.5475
CURTIS 17019230 | 577 | 2448 | CURTIS 17019230 | CURTIS 1701 | YOSEMITE | 2.2694 | 0 | 2.2694
CURTIS 170190120 | 577 | 2636 | CURTIS 170190120 | CURTIS 1701 | YOSEMITE | 2.5983 | 0 | 2.5983
RALSTON 11022028 | 578 | 1966 | RALSTON 11022028 | RALSTON 1102 | PENINSULA | 2.1344 | 0 | 2.1344
RALSTON 1102CB | 578 | 2368 | RALSTON 1102CB | RALSTON 1102 | PENINSULA | 1.0812 | 0 | 1.0812
RALSTON 11029126 | 578 | 2440 | RALSTON 11029126 | RALSTON 1102 | PENINSULA | 0.049841 | 0 | 0.049841
RADUM 1105MR282 | 579 | 1970 | RADUM 1105MR282 | RADUM 1105 | MISSION | 1.3612 | 0.80907 | 2.1702
SANTA YNEZ 1102Y18 | 580 | 1974 | SANTA YNEZ 1102Y18 | SANTA YNEZ 1102 | LOS PADRES | 4.6184 | 0 | 4.6184
SANTA YNEZ 1102320270 | 580 | 2743 | SANTA YNEZ 1102320270 | SANTA YNEZ 1102 | LOS PADRES | 0.55315 | 0 | 0.55315
SANTA YNEZ 1102CB | 580 | 2759 | SANTA YNEZ 1102CB | SANTA YNEZ 1102 | LOS PADRES | 1.3864 | 0 | 1.3864
SPRUCE 0402BR304 | 581 | 1980 | SPRUCE 0402BR304 | SPRUCE 0402 | EAST BAY | 1.5422 | 0.36278 | 1.905
WEIMAR 11026175 | 582 | 1981 | WEIMAR 11026175 | WEIMAR 1102 | SIERRA | 2.7281 | 0 | 2.7281
WEIMAR 1102CB | 582 | 2073 | WEIMAR 1102CB | WEIMAR 1102 | SIERRA | 12.1704 | 0 | 12.1704
WEIMAR 11022038 | 582 | 2150 | WEIMAR 11022038 | WEIMAR 1102 | SIERRA | 8.1278 | 0 | 8.1278
PIERCY 2110XR258 | 583 | 1986 | PIERCY 2110XR258 | PIERCY 2110 | SAN JOSE | 14.4387 | 0 | 14.4387
SAN CARLOS 11039148 | 584 | 1993 | SAN CARLOS 11039148 | SAN CARLOS 1103 | PENINSULA | 3.9693 | 0 | 3.9693
SAN CARLOS 1103 | 584 | 2780 | SAN CARLOS 1103 | SAN CARLOS 1103 | PENINSULA | 0.013694 | 0 | 0.013694
FRENCH GULCH 11021462 | 585 | 1999 | FRENCH GULCH 11021462 | FRENCH GULCH 1102 | NORTH VALLEY | 10.5793 | 3.0795 | 13.6588
FRENCH GULCH 11022902 | 585 | 2500 | FRENCH GULCH 11022902 | FRENCH GULCH 1102 | NORTH VALLEY | 6.9875 | 0 | 6.9875
FRENCH GULCH 1102CB | 585 | 2719 | FRENCH GULCH 1102CB | FRENCH GULCH 1102 | NORTH VALLEY | 1.6951 | 0 | 1.6951
SWIFT 2107XR526 | 586 | 2006 | SWIFT 2107XR526 | SWIFT 2107 | SAN JOSE | 2.6821 | 0 | 2.6821
KERCKHOFF 1101CB | 587 | 2007 | KERCKHOFF 1101CB | KERCKHOFF 1101 | YOSEMITE | 16.9469 | 0 | 16.9469
KERCKHOFF 1101R353 | 587 | 2069 | KERCKHOFF 1101R353 | KERCKHOFF 1101 | YOSEMITE | 13.7831 | 0 | 13.7831
KERCKHOFF 1101R308 | 587 | 2462 | KERCKHOFF 1101R308 | KERCKHOFF 1101 | YOSEMITE | 3.8623 | 0 | 3.8623
NORTH DUBLIN 2101CB | 588 | 2011 | NORTH DUBLIN 2101CB | NORTH DUBLIN 2101 | MISSION | 3.6193 | 0 | 3.6193
DUNLAP 11037040 | 589 | 2016 | DUNLAP 11037040 | DUNLAP 1103 | FRESNO | 24.7254 | 0 | 24.7254
DUNLAP 11037220 | 589 | 2227 | DUNLAP 11037220 | DUNLAP 1103 | FRESNO | 24.8173 | 0 | 24.8173
DUNLAP 11037170 | 589 | 3195 | DUNLAP 11037170 | DUNLAP 1103 | FRESNO | 5.3633 | 0 | 5.3633
DUNLAP 11037080 | 589 | 3199 | DUNLAP 11037080 | DUNLAP 1103 | FRESNO | 7.9166 | 0 | 7.9166
DUNLAP 1103CB | 589 | 3201 | DUNLAP 1103CB | DUNLAP 1103 | FRESNO | 5.3266 | 0 | 5.3266
DUNLAP 11037991F | 589 | 3205 | DUNLAP 11037991F | DUNLAP 1103 | FRESNO | 2.6521 | 0 | 2.6521
SUMMIT 110148632 | 590 | 2032 | SUMMIT 110148632 | SUMMIT 1101 | SIERRA | 2.7291 | 0 | 2.7291
SUMMIT 1101CB | 590 | 2838 | SUMMIT 1101CB | SUMMIT 1101 | SIERRA | 0.12475 | 0 | 0.12475
SUMMIT 11016627 | 590 | 2840 | SUMMIT 11016627 | SUMMIT 1101 | SIERRA | 0.56142 | 0 | 0.56142
SUMMIT 110158642 | 590 | 2957 | SUMMIT 110158642 | SUMMIT 1101 | SIERRA | 1.9126 | 0 | 1.9126
SUMMIT 110186658 | 590 | 2985 | SUMMIT 110186658 | SUMMIT 1101 | SIERRA | 0.66943 | 0 | 0.66943
SUMMIT 1101742 | 590 | 3077 | SUMMIT 1101742 | SUMMIT 1101 | SIERRA | 0.86692 | 0 | 0.86692
SUMMIT 110147786 | 590 | 3134 | SUMMIT 110147786 | SUMMIT 1101 | SIERRA | 1.7732 | 0 | 1.7732
SUMMIT 110148636 | 590 | 3136 | SUMMIT 110148636 | SUMMIT 1101 | SIERRA | 0.057422 | 0 | 0.057422
SUMMIT 110168706 | 590 | 3173 | SUMMIT 110168706 | SUMMIT 1101 | SIERRA | 0.058904 | 0 | 0.058904
BUCKS CREEK 1102CB | 591 | 2035 | BUCKS CREEK 1102CB | BUCKS CREEK 1102 | NORTH VALLEY | 22.7505 | 6.8103 | 29.5609
BEAR VALLEY 21014160 | 592 | 2043 | BEAR VALLEY 21014160 | BEAR VALLEY 2101 | YOSEMITE | 22.75 | 0 | 22.75
BEAR VALLEY 2101CB | 592 | 2572 | BEAR VALLEY 2101CB | BEAR VALLEY 2101 | YOSEMITE | 18.7199 | 0 | 18.7199
BEAR VALLEY 21014500 | 592 | 2693 | BEAR VALLEY 21014500 | BEAR VALLEY 2101 | YOSEMITE | 27.333 | 0 | 27.333
BEAR VALLEY 210110000 | 592 | 2936 | BEAR VALLEY 210110000 | BEAR VALLEY 2101 | YOSEMITE | 29.476 | 0 | 29.476
BEAR VALLEY 210190550 | 592 | 3062 | BEAR VALLEY 210190550 | BEAR VALLEY 2101 | YOSEMITE | 8.0073 | 0 | 8.0073
BEAR VALLEY 210110019 | 592 | 3109 | BEAR VALLEY 210110019 | BEAR VALLEY 2101 | YOSEMITE | 1.9804 | 0 | 1.9804
UKIAH 11151216 | 593 | 2048 | UKIAH 11151216 | UKIAH 1115 | HUMBOLDT | 13.2203 | 0 | 13.2203
UKIAH 1115CB | 593 | 2328 | UKIAH 1115CB | UKIAH 1115 | HUMBOLDT | 4.3061 | 0 | 4.3061
SOLEDAD 210242506 | 594 | 2055 | SOLEDAD 210242506 | SOLEDAD 2102 | CENTRAL COAST | 5.4144 | 0 | 5.4144
SOLEDAD 21027048 | 594 | 2327 | SOLEDAD 21027048 | SOLEDAD 2102 | CENTRAL COAST | 16.945 | 0 | 16.945
SOLEDAD 21027562 | 594 | 2586 | SOLEDAD 21027562 | SOLEDAD 2102 | CENTRAL COAST | 1.9641 | 0 | 1.9641
SOLEDAD 21027008 | 594 | 2834 | SOLEDAD 21027008 | SOLEDAD 2102 | CENTRAL COAST | 1.2631 | 0 | 1.2631
WYANDOTTE 11101954 | 595 | 2059 | WYANDOTTE 11101954 | WYANDOTTE 1110 | NORTH VALLEY | 13.197 | 0 | 13.197
WYANDOTTE 1110 | 595 | 2084 | WYANDOTTE 1110 | WYANDOTTE 1110 | NORTH VALLEY | 0.049002 | 0 | 0.049002
WYANDOTTE 11102590 | 595 | 2458 | WYANDOTTE 11102590 | WYANDOTTE 1110 | NORTH VALLEY | 0.10676 | 0 | 0.10676
WYANDOTTE 11101952 | 595 | 2806 | WYANDOTTE 11101952 | WYANDOTTE 1110 | NORTH VALLEY | 0.44853 | 0 | 0.44853
SAN LUIS OBISPO 1102597518 | 596 | 2089 | SAN LUIS OBISPO 1102597518 | SAN LUIS OBISPO 1102 | LOS PADRES | 0.61698 | 0 | 0.61698
SAN LEANDRO U 1114MR545 | 597 | 2112 | SAN LEANDRO U 1114MR545 | SAN LEANDRO U 1114 | MISSION | 2.8053 | 0 | 2.8053
SAN LEANDRO U 1114MR218 | 597 | 2249 | SAN LEANDRO U 1114MR218 | SAN LEANDRO U 1114 | MISSION | 6.9334 | 0 | 6.9334
SAN LEANDRO U 11149838 | 597 | 2557 | SAN LEANDRO U 11149838 | SAN LEANDRO U 1114 | MISSION | 1.9933 | 0 | 1.9933
SAN LEANDRO U 1114MR544 | 597 | 2574 | SAN LEANDRO U 1114MR544 | SAN LEANDRO U 1114 | MISSION | 2.1618 | 0 | 2.1618
FORT SEWARD 1122CB | 598 | 2120 | FORT SEWARD 1122CB | FORT SEWARD 1122 | HUMBOLDT | 17.3427 | 0 | 17.3427
GOLDTREE 1108CB | 599 | 2127 | GOLDTREE 1108CB | GOLDTREE 1108 | LOS PADRES | 2.5563 | 0 | 2.5563
CHOLAME 21025597 | 600 | 2132 | CHOLAME 21025597 | CHOLAME 2102 | LOS PADRES | 5.1199 | 0 | 5.1199
CHOLAME 2102X06 | 600 | 2753 | CHOLAME 2102X06 | CHOLAME 2102 | LOS PADRES | 33.5233 | 0 | 33.5233
CHOLAME 2102X10 | 600 | 3185 | CHOLAME 2102X10 | CHOLAME 2102 | LOS PADRES | 19.7574 | 0 | 19.7574
LONE TREE 210521210 | 601 | 2141 | LONE TREE 210521210 | LONE TREE 2105 | DIABLO | 9.5646 | 0 | 9.5646
CAMBRIA 1102CB | 602 | 2146 | CAMBRIA 1102CB | CAMBRIA 1102 | LOS PADRES | 14.9946 | 0 | 14.9946
CAMBRIA 1102W50 | 602 | 2730 | CAMBRIA 1102W50 | CAMBRIA 1102 | LOS PADRES | 2.1309 | 0 | 2.1309
VALLEY VIEW 1105P190 | 603 | 2148 | VALLEY VIEW 1105P190 | VALLEY VIEW 1105 | EAST BAY | 3.5037 | 0 | 3.5037
VALLEY VIEW 1105CB | 603 | 2475 | VALLEY VIEW 1105CB | VALLEY VIEW 1105 | EAST BAY | 0.87089 | 0 | 0.87089
VALLEY VIEW 1105P126 | 603 | 2661 | VALLEY VIEW 1105P126 | VALLEY VIEW 1105 | EAST BAY | 0.94179 | 0 | 0.94179
VALLEY VIEW 1105P124 | 603 | 3042 | VALLEY VIEW 1105P124 | VALLEY VIEW 1105 | EAST BAY | 0.092976 | 0 | 0.092976
MC KEE 110870535 | 604 | 2154 | MC KEE 110870535 | MC KEE 1108 | SAN JOSE | 1.0836 | 0 | 1.0836
GONZALES 11013094 | 605 | 2160 | GONZALES 11013094 | GONZALES 1101 | CENTRAL COAST | 3.5612 | 0 | 3.5612
EL CERRITO G 1110BR236 | 606 | 2175 | EL CERRITO G 1110BR236 | EL CERRITO G 1110 | EAST BAY | 0.52869 | 0 | 0.52869
EL CERRITO G 1110CB | 606 | 2467 | EL CERRITO G 1110CB | EL CERRITO G 1110 | EAST BAY | 1.4466 | 0 | 1.4466
BELL 1109CB | 607 | 2177 | BELL 1109CB | BELL 1109 | SIERRA | 13.433 | 0 | 13.433
MORAGA 1103E510R | 608 | 2178 | MORAGA 1103E510R | MORAGA 1103 | DIABLO | 1.3196 | 0 | 1.3196
MORAGA 1103CB | 608 | 2231 | MORAGA 1103CB | MORAGA 1103 | DIABLO | 1.1863 | 0.15473 | 1.341
MORAGA 110381146 | 608 | 2777 | MORAGA 110381146 | MORAGA 1103 | DIABLO | 0.81099 | 0 | 0.81099
LAS AROMAS 0401LA401R | 609 | 2179 | LAS AROMAS 0401LA401R | LAS AROMAS 0401 | DIABLO | 3.6951 | 0 | 3.6951
LAS AROMAS 04013342 | 609 | 2457 | LAS AROMAS 04013342 | LAS AROMAS 0401 | DIABLO | 2.2911 | 0 | 2.2911
PLACER 1103CB | 610 | 2181 | PLACER 1103CB | PLACER 1103 | SIERRA | 12.2492 | 0 | 12.2492
SNEATH LANE 110134438 | 611 | 2184 | SNEATH LANE 110134438 | SNEATH LANE 1101 | PENINSULA | 1.6791 | 0 | 1.6791
SNEATH LANE 11015311 | 611 | 2724 | SNEATH LANE 11015311 | SNEATH LANE 1101 | PENINSULA | 0.49818 | 0 | 0.49818
SNEATH LANE 1101CB | 611 | 2940 | SNEATH LANE 1101CB | SNEATH LANE 1101 | PENINSULA | 0.21236 | 0 | 0.21236
SNEATH LANE 110168070 | 611 | 2995 | SNEATH LANE 110168070 | SNEATH LANE 1101 | PENINSULA | 0.099639 | 0 | 0.099639
PALMER 110198478 | 612 | 2197 | PALMER 110198478 | PALMER 1101 | LOS PADRES | 4.9874 | 0 | 4.9874
PALMER 1101M84 | 612 | 2355 | PALMER 1101M84 | PALMER 1101 | LOS PADRES | 19.4244 | 0 | 19.4244
PALMER 1101M82 | 612 | 2559 | PALMER 1101M82 | PALMER 1101 | LOS PADRES | 10.3483 | 0 | 10.3483
PALMER 1101M88 | 612 | 3117 | PALMER 1101M88 | PALMER 1101 | LOS PADRES | 2.2617 | 0 | 2.2617
MORGAN HILL 210940000 | 613 | 2198 | MORGAN HILL 210940000 | MORGAN HILL 2109 | SAN JOSE | 1.7684 | 0 | 1.7684
CMC 1101CB | 614 | 2210 | CMC 1101CB | CMC 1101 | LOS PADRES | 2.0609 | 0 | 2.0609
RIDGE 0402CB | 615 | 2211 | RIDGE 0402CB | RIDGE 0402 | EAST BAY | 1.6674 | 0 | 1.6674
LAS PULGAS 0401CB | 616 | 2212 | LAS PULGAS 0401CB | LAS PULGAS 0401 | PENINSULA | 0.063561 | 0 | 0.063561
FLORENCE 0401CR220 | 617 | 2213 | FLORENCE 0401CR220 | FLORENCE 0401 | EAST BAY | 0.0014212 | 0 | 0.0014212
FLORENCE 0401CB | 617 | 2537 | FLORENCE 0401CB | FLORENCE 0401 | EAST BAY | 1.7144 | 0 | 1.7144
NEWBURG 1133CB | 618 | 2235 | NEWBURG 1133CB | NEWBURG 1133 | HUMBOLDT | 3.7712 | 0 | 3.7712
PIT NO 1 110170952 | 619 | 2243 | PIT NO 1 110170952 | PIT NO 1 1101 | NORTH VALLEY | 1.5383 | 0 | 1.5383
PIT NO 1 11013312 | 619 | 2329 | PIT NO 1 11013312 | PIT NO 1 1101 | NORTH VALLEY | 7.449 | 0 | 7.449
PIT NO 1 1101CB | 619 | 2680 | PIT NO 1 1101CB | PIT NO 1 1101 | NORTH VALLEY | 6.4361 | 0 | 6.4361
PIT NO 1 11011552 | 619 | 2929 | PIT NO 1 11011552 | PIT NO 1 1101 | NORTH VALLEY | 9.8425 | 0 | 9.8425
PIT NO 1 11019702 | 619 | 3130 | PIT NO 1 11019702 | PIT NO 1 1101 | NORTH VALLEY | 0.44484 | 0 | 0.44484
SO. CAL. EDISON #3 1101CB | 620 | 2247 | SO. CAL. EDISON #3 1101CB | SO. CAL. EDISON #3 1101 | FRESNO | 4.2032 | 2.2222 | 6.4255
EL CERRITO G 1113CB | 621 | 2251 | EL CERRITO G 1113CB | EL CERRITO G 1113 | EAST BAY | 0.20892 | 0 | 0.20892
RESERVATION ROAD 11023030 | 622 | 2253 | RESERVATION ROAD 11023030 | RESERVATION ROAD 1102 | CENTRAL COAST | 4.2831 | 0 | 4.2831
RESERVATION ROAD 1102CB | 622 | 2734 | RESERVATION ROAD 1102CB | RESERVATION ROAD 1102 | CENTRAL COAST | 6.8792 | 0 | 6.8792
RESERVATION ROAD 11023032 | 622 | 2831 | RESERVATION ROAD 11023032 | RESERVATION ROAD 1102 | CENTRAL COAST | 1.7351 | 0 | 1.7351
RESERVATION ROAD 110222136 | 622 | 3118 | RESERVATION ROAD 110222136 | RESERVATION ROAD 1102 | CENTRAL COAST | 1.1023 | 0 | 1.1023
ARCATA 11211206 | 623 | 2263 | ARCATA 11211206 | ARCATA 1121 | HUMBOLDT | 6.629 | 0 | 6.629
WISE 1101CB | 624 | 2269 | WISE 1101CB | WISE 1101 | SIERRA | 5.8467 | 0 | 5.8467
WISE 110163199 | 624 | 2626 | WISE 110163199 | WISE 1101 | SIERRA | 0.5708 | 0 | 0.5708
WISE 11011404 | 624 | 2684 | WISE 11011404 | WISE 1101 | SIERRA | 2.2264 | 0 | 2.2264
CASTRO VALLEY 1101MR204 | 625 | 2275 | CASTRO VALLEY 1101MR204 | CASTRO VALLEY 1101 | MISSION | 2.1197 | 0 | 2.1197
CASTRO VALLEY 1101MR359 | 625 | 2347 | CASTRO VALLEY 1101MR359 | CASTRO VALLEY 1101 | MISSION | 0.81851 | 0 | 0.81851
CASTRO VALLEY 1101MR518 | 625 | 3015 | CASTRO VALLEY 1101MR518 | CASTRO VALLEY 1101 | MISSION | 0.037775 | 0 | 0.037775
LOS GATOS 1102CB | 626 | 2279 | LOS GATOS 1102CB | LOS GATOS 1102 | DE ANZA | 1.1034 | 0 | 1.1034
SARATOGA 1115LC20 | 627 | 2281 | SARATOGA 1115LC20 | SARATOGA 1115 | DE ANZA | 2.7261 | 0 | 2.7261
PEORIA 170169124 | 628 | 2285 | PEORIA 170169124 | PEORIA 1701 | YOSEMITE | 2.706 | 0 | 2.706
PEORIA 170190090 | 628 | 2317 | PEORIA 170190090 | PEORIA 1701 | YOSEMITE | 29.5241 | 0 | 29.5241
PEORIA 170184318 | 628 | 2322 | PEORIA 170184318 | PEORIA 1701 | YOSEMITE | 9.9103 | 0 | 9.9103
PEORIA 17019250 | 628 | 2381 | PEORIA 17019250 | PEORIA 1701 | YOSEMITE | 8.3271 | 0 | 8.3271
PEORIA 17013186 | 628 | 2643 | PEORIA 17013186 | PEORIA 1701 | YOSEMITE | 10.0751 | 0 | 10.0751
PEORIA 17019811 | 628 | 2821 | PEORIA 17019811 | PEORIA 1701 | YOSEMITE | 5.5301 | 0 | 5.5301
PEORIA 1701CB | 628 | 2851 | PEORIA 1701CB | PEORIA 1701 | YOSEMITE | 8.8374 | 0 | 8.8374
PEORIA 170176030 | 628 | 2906 | PEORIA 170176030 | PEORIA 1701 | YOSEMITE | 5.4729 | 0 | 5.4729
PEORIA 1701 | 628 | 3156 | PEORIA 1701 | PEORIA 1701 | YOSEMITE | 0.00281 | 0 | 0.00281
HOLLISTER 21044403 | 629 | 2300 | HOLLISTER 21044403 | HOLLISTER 2104 | CENTRAL COAST | 5.3706 | 0 | 5.3706
HOLLISTER 210441808 | 629 | 2804 | HOLLISTER 210441808 | HOLLISTER 2104 | CENTRAL COAST | 0.1888 | 0 | 0.1888
HOLLISTER 210491424 | 629 | 2922 | HOLLISTER 210491424 | HOLLISTER 2104 | CENTRAL COAST | 0.19482 | 0 | 0.19482
HOLLISTER 2104855412 | 629 | 3020 | HOLLISTER 2104855412 | HOLLISTER 2104 | CENTRAL COAST | 0.30314 | 0 | 0.30314
EDENVALE 2107D80 | 630 | 2302 | EDENVALE 2107D80 | EDENVALE 2107 | SAN JOSE | 0.032033 | 0 | 0.032033
EDENVALE 2107CB | 630 | 2630 | EDENVALE 2107CB | EDENVALE 2107 | SAN JOSE | 0.73661 | 0 | 0.73661
AUBURN 11028611 | 631 | 2305 | AUBURN 11028611 | AUBURN 1102 | SIERRA | 1.8383 | 0 | 1.8383
AUBURN 1102 | 631 | 2438 | AUBURN 1102 | AUBURN 1102 | SIERRA | 0.025464 | 0 | 0.025464
AUBURN 1102CB | 631 | 2930 | AUBURN 1102CB | AUBURN 1102 | SIERRA | 0.41789 | 0 | 0.41789
SALT SPRINGS 21011232 | 632 | 2312 | SALT SPRINGS 21011232 | SALT SPRINGS 2101 | STOCKTON | 6.1779 | 0 | 6.1779
SALT SPRINGS 21014913 | 632 | 2978 | SALT SPRINGS 21014913 | SALT SPRINGS 2101 | STOCKTON | 3.8651 | 0 | 3.8651
SALT SPRINGS 21011216 | 632 | 3058 | SALT SPRINGS 21011216 | SALT SPRINGS 2101 | STOCKTON | 5.4385 | 0 | 5.4385
SALT SPRINGS 210110416 | 632 | 3082 | SALT SPRINGS 210110416 | SALT SPRINGS 2101 | STOCKTON | 0.57657 | 0 | 0.57657
SALT SPRINGS 21013116 | 632 | 3135 | SALT SPRINGS 21013116 | SALT SPRINGS 2101 | STOCKTON | 0.70592 | 0 | 0.70592
TIDEWATER 210614072 | 633 | 2316 | TIDEWATER 210614072 | TIDEWATER 2106 | DIABLO | 3.6661 | 0 | 3.6661
TIDEWATER 210665866 | 633 | 2638 | TIDEWATER 210665866 | TIDEWATER 2106 | DIABLO | 4.2405 | 0 | 4.2405
TIDEWATER 210695842 | 633 | 2938 | TIDEWATER 210695842 | TIDEWATER 2106 | DIABLO | 0.21866 | 0 | 0.21866
WALDO 0402CB | 634 | 2321 | WALDO 0402CB | WALDO 0402 | EAST BAY | 3.0716 | 0 | 3.0716
HOLLISTER 21064004 | 635 | 2325 | HOLLISTER 21064004 | HOLLISTER 2106 | CENTRAL COAST | 7.4093 | 0 | 7.4093
CAL WATER 1102920714 | 636 | 2330 | CAL WATER 1102920714 | CAL WATER 1102 | KERN | 2.9688 | 0 | 2.9688
MC KEE 1107XR010 | 637 | 2334 | MC KEE 1107XR010 | MC KEE 1107 | SAN JOSE | 2.6945 | 0 | 2.6945
ALTO 11201214 | 638 | 2338 | ALTO 11201214 | ALTO 1120 | NORTH BAY | 2.1973 | 0 | 2.1973
ALTO 112088190 | 638 | 3107 | ALTO 112088190 | ALTO 1120 | NORTH BAY | 0.01959 | 0 | 0.01959
ZACA 1101Y72 | 639 | 2341 | ZACA 1101Y72 | ZACA 1101 | LOS PADRES | 4.7928 | 1.4712 | 6.264
ZACA 1101CB | 639 | 2754 | ZACA 1101CB | ZACA 1101 | LOS PADRES | 7.3177 | 0 | 7.3177
ZACA 1101Y70 | 639 | 2983 | ZACA 1101Y70 | ZACA 1101 | LOS PADRES | 5.1032 | 0 | 5.1032
HOLLISTER 2102855412 | 640 | 2344 | HOLLISTER 2102855412 | HOLLISTER 2102 | CENTRAL COAST | 25.5091 | 0 | 25.5091
HOLLISTER 21024780 | 640 | 2807 | HOLLISTER 21024780 | HOLLISTER 2102 | CENTRAL COAST | 2.8684 | 0 | 2.8684
DUNLAP 11027060 | 641 | 2348 | DUNLAP 11027060 | DUNLAP 1102 | FRESNO | 17.8164 | 0 | 17.8164
DUNLAP 11027849F | 641 | 2573 | DUNLAP 11027849F | DUNLAP 1102 | FRESNO | 8.6653 | 0 | 8.6653
DUNLAP 11027360 | 641 | 3174 | DUNLAP 11027360 | DUNLAP 1102 | FRESNO | 8.5319 | 0 | 8.5319
DUNLAP 110239190 | 641 | 3186 | DUNLAP 110239190 | DUNLAP 1102 | FRESNO | 1.8032 | 0 | 1.8032
DUNLAP 11027050 | 641 | 3190 | DUNLAP 11027050 | DUNLAP 1102 | FRESNO | 9.1044 | 0 | 9.1044
DUNLAP 1102778286 | 641 | 3196 | DUNLAP 1102778286 | DUNLAP 1102 | FRESNO | 2.6016 | 0 | 2.6016
DUNLAP 1102CB | 641 | 3197 | DUNLAP 1102CB | DUNLAP 1102 | FRESNO | 6.506 | 0 | 6.506
DUNLAP 11027290 | 641 | 3200 | DUNLAP 11027290 | DUNLAP 1102 | FRESNO | 0.73169 | 0 | 0.73169
JOLON 11027068 | 642 | 2349 | JOLON 11027068 | JOLON 1102 | CENTRAL COAST | 3.8301 | 0 | 3.8301
JOLON 11027040 | 642 | 2729 | JOLON 11027040 | JOLON 1102 | CENTRAL COAST | 20.3578 | 0 | 20.3578
JOLON 11027070 | 642 | 2742 | JOLON 11027070 | JOLON 1102 | CENTRAL COAST | 4.9443 | 0 | 4.9443
JOLON 11027002 | 642 | 2767 | JOLON 11027002 | JOLON 1102 | CENTRAL COAST | 7.9112 | 0 | 7.9112
JOLON 1102CB | 642 | 2837 | JOLON 1102CB | JOLON 1102 | CENTRAL COAST | 23.7338 | 0 | 23.7338
JOLON 11027004 | 642 | 2853 | JOLON 11027004 | JOLON 1102 | CENTRAL COAST | 5.4816 | 0 | 5.4816
JOLON 110268034 | 642 | 3152 | JOLON 110268034 | JOLON 1102 | CENTRAL COAST | 0.019914 | 0 | 0.019914
TULUCAY 1101628 | 643 | 2350 | TULUCAY 1101628 | TULUCAY 1101 | NORTH BAY | 4.4167 | 0 | 4.4167
FRANKLIN 1104P146 | 644 | 2364 | FRANKLIN 1104P146 | FRANKLIN 1104 | EAST BAY | 1.1753 | 0 | 1.1753
FRANKLIN 1104P136 | 644 | 2740 | FRANKLIN 1104P136 | FRANKLIN 1104 | EAST BAY | 3.8457 | 0 | 3.8457
FRANKLIN 1104CB | 644 | 2842 | FRANKLIN 1104CB | FRANKLIN 1104 | EAST BAY | 0.64777 | 0 | 0.64777
LINCOLN 11012310 | 645 | 2366 | LINCOLN 11012310 | LINCOLN 1101 | SIERRA | 10.0776 | 0 | 10.0776
LINCOLN 110195756 | 645 | 2860 | LINCOLN 110195756 | LINCOLN 1101 | SIERRA | 3.5302 | 0 | 3.5302
HOLLYWOOD 0401CB | 646 | 2376 | HOLLYWOOD 0401CB | HOLLYWOOD 0401 | EAST BAY | 2.9599 | 0 | 2.9599
PANORAMA 11021632 | 647 | 2379 | PANORAMA 11021632 | PANORAMA 1102 | NORTH VALLEY | 8.5492 | 0 | 8.5492
PANORAMA 11021342 | 647 | 2532 | PANORAMA 11021342 | PANORAMA 1102 | NORTH VALLEY | 11.6409 | 0 | 11.6409
PANORAMA 11021526 | 647 | 2736 | PANORAMA 11021526 | PANORAMA 1102 | NORTH VALLEY | 11.8848 | 0 | 11.8848
PANORAMA 1102CB | 647 | 2870 | PANORAMA 1102CB | PANORAMA 1102 | NORTH VALLEY | 0.071747 | 0 | 0.071747
OAKLAND J 1105CR256 | 648 | 2386 | OAKLAND J 1105CR256 | OAKLAND J 1105 | EAST BAY | 1.5352 | 0 | 1.5352
OAKLAND J 1105CR150 | 648 | 2422 | OAKLAND J 1105CR150 | OAKLAND J 1105 | EAST BAY | 0.4695 | 0 | 0.4695
OAKLAND J 1105CR132 | 648 | 2969 | OAKLAND J 1105CR132 | OAKLAND J 1105 | EAST BAY | 0.28914 | 0 | 0.28914
OAKLAND J 1105CR130 | 648 | 2989 | OAKLAND J 1105CR130 | OAKLAND J 1105 | EAST BAY | 0.95094 | 0 | 0.95094
OAKLAND J 1105153228 | 648 | 3045 | OAKLAND J 1105153228 | OAKLAND J 1105 | EAST BAY | 0.47385 | 0 | 0.47385
TASSAJARA 2103CB | 649 | 2390 | TASSAJARA 2103CB | TASSAJARA 2103 | DIABLO | 1.1115 | 0.60032 | 1.7119
GARBERVILLE 1103CB | 650 | 2393 | GARBERVILLE 1103CB | GARBERVILLE 1103 | HUMBOLDT | 1.3711 | 0 | 1.3711
NOVATO 110455398 | 651 | 2394 | NOVATO 110455398 | NOVATO 1104 | NORTH BAY | 2.9149 | 0 | 2.9149
NOVATO 11041282 | 651 | 2856 | NOVATO 11041282 | NOVATO 1104 | NORTH BAY | 1.3064 | 0 | 1.3064
FLINT 1102CB | 652 | 2401 | FLINT 1102CB | FLINT 1102 | SIERRA | 0.092844 | 0 | 0.092844
SARATOGA 110413314 | 653 | 2405 | SARATOGA 110413314 | SARATOGA 1104 | DE ANZA | 1.7714 | 0 | 1.7714
CAMBRIA 1101V76 | 654 | 2417 | CAMBRIA 1101V76 | CAMBRIA 1101 | LOS PADRES | 20.0895 | 0 | 20.0895
CAMBRIA 1101CB | 654 | 3033 | CAMBRIA 1101CB | CAMBRIA 1101 | LOS PADRES | 7.5504 | 0 | 7.5504
LLAGAS 2104XR294 | 655 | 2418 | LLAGAS 2104XR294 | LLAGAS 2104 | SAN JOSE | 1.6348 | 0 | 1.6348
AUBURN 1101CB | 656 | 2423 | AUBURN 1101CB | AUBURN 1101 | SIERRA | 3.1166 | 0 | 3.1166
WYANDOTTE 110213044 | 657 | 2433 | WYANDOTTE 110213044 | WYANDOTTE 1102 | NORTH VALLEY | 3.9523 | 0 | 3.9523
WYANDOTTE 110213914 | 657 | 2899 | WYANDOTTE 110213914 | WYANDOTTE 1102 | NORTH VALLEY | 0.60739 | 0 | 0.60739
SAN MIGUEL 1104N60 | 658 | 2452 | SAN MIGUEL 1104N60 | SAN MIGUEL 1104 | LOS PADRES | 7.3672 | 0 | 7.3672
SAN MIGUEL 1104R58 | 658 | 2776 | SAN MIGUEL 1104R58 | SAN MIGUEL 1104 | LOS PADRES | 9.7655 | 0 | 9.7655
SAN MIGUEL 1104R66 | 658 | 2962 | SAN MIGUEL 1104R66 | SAN MIGUEL 1104 | LOS PADRES | 8.3967 | 0 | 8.3967
HUMBOLDT BAY 11024724 | 659 | 2453 | HUMBOLDT BAY 11024724 | HUMBOLDT BAY 1102 | HUMBOLDT | 7.0458 | 0 | 7.0458
VINEYARD 2110CB | 660 | 2455 | VINEYARD 2110CB | VINEYARD 2110 | MISSION | 5.8656 | 0 | 5.8656
BELMONT 11038958 | 661 | 2456 | BELMONT 11038958 | BELMONT 1103 | PENINSULA | 0.46477 | 0 | 0.46477
BELMONT 1103415994 | 661 | 2659 | BELMONT 1103415994 | BELMONT 1103 | PENINSULA | 1.0684 | 0 | 1.0684
OAKLAND X 1101CR224 | 662 | 2459 | OAKLAND X 1101CR224 | OAKLAND X 1101 | EAST BAY | 0.53647 | 0 | 0.53647
SWIFT 2109XR300 | 663 | 2488 | SWIFT 2109XR300 | SWIFT 2109 | SAN JOSE | 0.30955 | 0 | 0.30955
HARRIS 11082062 | 664 | 2489 | HARRIS 11082062 | HARRIS 1108 | HUMBOLDT | 2.3961 | 0 | 2.3961
HARRIS 11084674 | 664 | 2901 | HARRIS 11084674 | HARRIS 1108 | HUMBOLDT | 0.15936 | 0 | 0.15936
VIEJO 2204CB | 665 | 2490 | VIEJO 2204CB | VIEJO 2204 | CENTRAL COAST | 2.2166 | 0 | 2.2166
VIEJO 22049110 | 665 | 2811 | VIEJO 22049110 | VIEJO 2204 | CENTRAL COAST | 0.89252 | 0 | 0.89252
VIEJO 22049540 | 665 | 2956 | VIEJO 22049540 | VIEJO 2204 | CENTRAL COAST | 0.84933 | 0 | 0.84933
PANOCHE 11034008 | 666 | 2491 | PANOCHE 11034008 | PANOCHE 1103 | YOSEMITE | 35.3708 | 0 | 35.3708
PANOCHE 11034036 | 666 | 3072 | PANOCHE 11034036 | PANOCHE 1103 | YOSEMITE | 8.0979 | 0 | 8.0979
PANOCHE 11034016 | 666 | 3149 | PANOCHE 11034016 | PANOCHE 1103 | YOSEMITE | 2.3488 | 0 | 2.3488
WYANDOTTE 1105CB | 667 | 2499 | WYANDOTTE 1105CB | WYANDOTTE 1105 | NORTH VALLEY | 12.9183 | 0.068691 | 12.987
WYANDOTTE 1105329930 | 667 | 2689 | WYANDOTTE 1105329930 | WYANDOTTE 1105 | NORTH VALLEY | 7.9312 | 0 | 7.9312
MORRO BAY 1101 | 668 | 2503 | MORRO BAY 1101 | MORRO BAY 1101 | LOS PADRES | 0.0056924 | 0 | 0.0056924
MORRO BAY 1101V66 | 668 | 2779 | MORRO BAY 1101V66 | MORRO BAY 1101 | LOS PADRES | 2.9671 | 0.67276 | 3.6398
MORRO BAY 1101W20 | 668 | 2904 | MORRO BAY 1101W20 | MORRO BAY 1101 | LOS PADRES | 1.8981 | 0 | 1.8981
MORRO BAY 1101CB | 668 | 2948 | MORRO BAY 1101CB | MORRO BAY 1101 | LOS PADRES | 0.64776 | 0 | 0.64776
MORRO BAY 1101V70 | 668 | 2976 | MORRO BAY 1101V70 | MORRO BAY 1101 | LOS PADRES | 0.13653 | 0 | 0.13653
DOLAN ROAD 11013012 | 669 | 2507 | DOLAN ROAD 11013012 | DOLAN ROAD 1101 | CENTRAL COAST | 2.5496 | 0 | 2.5496
DOLAN ROAD 110122158 | 669 | 2555 | DOLAN ROAD 110122158 | DOLAN ROAD 1101 | CENTRAL COAST | 1.2712 | 0 | 1.2712
SAN RAFAEL 1106910 | 670 | 2517 | SAN RAFAEL 1106910 | SAN RAFAEL 1106 | NORTH BAY | 1.5306 | 0 | 1.5306
SAN RAFAEL 1106837 | 670 | 2830 | SAN RAFAEL 1106837 | SAN RAFAEL 1106 | NORTH BAY | 0.43527 | 0 | 0.43527
SAN RAFAEL 110648752 | 670 | 2968 | SAN RAFAEL 110648752 | SAN RAFAEL 1106 | NORTH BAY | 0.61983 | 0 | 0.61983
SAN RAFAEL 11061230 | 670 | 3028 | SAN RAFAEL 11061230 | SAN RAFAEL 1106 | NORTH BAY | 0.27095 | 0 | 0.27095
TOCALOMA 0241CB | 671 | 2521 | TOCALOMA 0241CB | TOCALOMA 0241 | NORTH BAY | 0.031239 | 0 | 0.031239
SAN LEANDRO U 1107MR560 | 672 | 2525 | SAN LEANDRO U 1107MR560 | SAN LEANDRO U 1107 | MISSION | 0.061986 | 0 | 0.061986
HIGGINS 1108CB | 673 | 2526 | HIGGINS 1108CB | HIGGINS 1108 | SIERRA | 0.020411 | 0 | 0.020411
SPENCE 11223078 | 674 | 2528 | SPENCE 11223078 | SPENCE 1122 | CENTRAL COAST | 9.9861 | 0 | 9.9861
CAMPHORA 110177978 | 675 | 2530 | CAMPHORA 110177978 | CAMPHORA 1101 | CENTRAL COAST | 1.4665 | 0 | 1.4665
LLAGAS 2106XR146 | 676 | 2540 | LLAGAS 2106XR146 | LLAGAS 2106 | SAN JOSE | 1.5959 | 0 | 1.5959
FRANKLIN 1101P138 | 677 | 2544 | FRANKLIN 1101P138 | FRANKLIN 1101 | EAST BAY | 1.4993 | 0 | 1.4993
FRANKLIN 1101P132 | 677 | 3090 | FRANKLIN 1101P132 | FRANKLIN 1101 | EAST BAY | 0.033203 | 0 | 0.033203
SOLEDAD 21017056 | 678 | 2545 | SOLEDAD 21017056 | SOLEDAD 2101 | CENTRAL COAST | 1.1515 | 0 | 1.1515
SOLEDAD 21013720 | 678 | 2570 | SOLEDAD 21013720 | SOLEDAD 2101 | CENTRAL COAST | 2.3505 | 0 | 2.3505
SOLEDAD 2101CB | 678 | 2794 | SOLEDAD 2101CB | SOLEDAD 2101 | CENTRAL COAST | 1.1091 | 0 | 1.1091
FAIRMOUNT 0401CB | 679 | 2562 | FAIRMOUNT 0401CB | FAIRMOUNT 0401 | EAST BAY | 1.4849 | 0 | 1.4849
SAN LUIS OBISPO 1105CB | 680 | 2567 | SAN LUIS OBISPO 1105CB | SAN LUIS OBISPO 1105 | LOS PADRES | 1.9887 | 0 | 1.9887
TEMPLETON 2112R98 | 681 | 2579 | TEMPLETON 2112R98 | TEMPLETON 2112 | LOS PADRES | 2.5848 | 0 | 2.5848
WOOD 0401CB | 682 | 2589 | WOOD 0401CB | WOOD 0401 | EAST BAY | 0.4018 | 0 | 0.4018
CORONA 11034446 | 683 | 2593 | CORONA 11034446 | CORONA 1103 | SONOMA | 0.968 | 0 | 0.968
ANDERSON 11031600 | 684 | 2597 | ANDERSON 11031600 | ANDERSON 1103 | NORTH VALLEY | 2.5631 | 0 | 2.5631
ANDERSON 1103CB | 684 | 2786 | ANDERSON 1103CB | ANDERSON 1103 | NORTH VALLEY | 3.2551 | 0 | 3.2551
WILLOW PASS 1101CB | 685 | 2604 | WILLOW PASS 1101CB | WILLOW PASS 1101 | DIABLO | 0.46926 | 0 | 0.46926
POSO MOUNTAIN 2104CB | 686 | 2610 | POSO MOUNTAIN 2104CB | POSO MOUNTAIN 2104 | KERN | 5.3916 | 0 | 5.3916
POSO MOUNTAIN 210448268 | 686 | 2658 | POSO MOUNTAIN 210448268 | POSO MOUNTAIN 2104 | KERN | 4.774 | 0 | 4.774
SYCAMORE CREEK 1109CB | 687 | 2613 | SYCAMORE CREEK 1109CB | SYCAMORE CREEK 1109 | NORTH VALLEY | 0.58228 | 0 | 0.58228
PEABODY 2106CB | 688 | 2615 | PEABODY 2106CB | PEABODY 2106 | SACRAMENTO | 0.58049 | 0 | 0.58049
RIO DEL MAR 0401CB | 689 | 2619 | RIO DEL MAR 0401CB | RIO DEL MAR 0401 | CENTRAL COAST | 1.702 | 0 | 1.702
CLAY 1102CB | 690 | 2633 | CLAY 1102CB | CLAY 1102 | STOCKTON | 1.1664 | 0 | 1.1664
MORGAN HILL 2110XR326 | 691 | 2639 | MORGAN HILL 2110XR326 | MORGAN HILL 2110 | SAN JOSE | 2.054 | 0 | 2.054
FORT ORD 21069658 | 692 | 2644 | FORT ORD 21069658 | FORT ORD 2106 | CENTRAL COAST | 0.097044 | 0 | 0.097044
FORT ORD 210637286 | 692 | 2775 | FORT ORD 210637286 | FORT ORD 2106 | CENTRAL COAST | 1.5847 | 0 | 1.5847
CHESTER 1101CB | 693 | 2645 | CHESTER 1101CB | CHESTER 1101 | NORTH VALLEY | 2.5695 | 0 | 2.5695
PLACERVILLE 1109CB | 694 | 2650 | PLACERVILLE 1109CB | PLACERVILLE 1109 | SIERRA | 0.020146 | 0 | 0.020146
WILLOW PASS 2107P500R | 695 | 2655 | WILLOW PASS 2107P500R | WILLOW PASS 2107 | DIABLO | 0.15832 | 0 | 0.15832
BERKELEY F 0402CB | 696 | 2656 | BERKELEY F 0402CB | BERKELEY F 0402 | EAST BAY | 0.47631 | 0 | 0.47631
BUTTE 11052410 | 697 | 2660 | BUTTE 11052410 | BUTTE 1105 | NORTH VALLEY | 1.8432 | 0 | 1.8432
CMC 1102CB | 698 | 2664 | CMC 1102CB | CMC 1102 | LOS PADRES | 0.46264 | 0 | 0.46264
SNEATH LANE 1106CB | 699 | 2665 | SNEATH LANE 1106CB | SNEATH LANE 1106 | PENINSULA | 1.101 | 0 | 1.101
KERN OIL 11063301 | 700 | 2667 | KERN OIL 11063301 | KERN OIL 1106 | KERN | 0.36257 | 0 | 0.36257
KERN OIL 110646960 | 700 | 2908 | KERN OIL 110646960 | KERN OIL 1106 | KERN | 1.1498 | 0 | 1.1498
LOS MOLINOS 11011308 | 701 | 2669 | LOS MOLINOS 11011308 | LOS MOLINOS 1101 | NORTH VALLEY | 0.1275 | 0 | 0.1275
STELLING 110913228 | 702 | 2673 | STELLING 110913228 | STELLING 1109 | DE ANZA | 0.52786 | 0 | 0.52786
BURNEY 110297318 | 703 | 2678 | BURNEY 110297318 | BURNEY 1102 | NORTH VALLEY | 0.71383 | 0 | 0.71383
TEMPLETON 2108A40 | 704 | 2679 | TEMPLETON 2108A40 | TEMPLETON 2108 | LOS PADRES | 1.2118 | 0 | 1.2118
TEMPLETON 2108A64 | 704 | 3073 | TEMPLETON 2108A64 | TEMPLETON 2108 | LOS PADRES | 1.3676 | 0 | 1.3676
HIGHLANDS 1101CB | 705 | 2682 | HIGHLANDS 1101CB | HIGHLANDS 1101 | HUMBOLDT | 0.026418 | 0 | 0.026418
MONTEREY 04022644 | 706 | 2690 | MONTEREY 04022644 | MONTEREY 0402 | CENTRAL COAST | 0.7655 | 0 | 0.7655
PIT NO 3 2101CB | 707 | 2691 | PIT NO 3 2101CB | PIT NO 3 2101 | NORTH VALLEY | 4.5423 | 0 | 4.5423
PIT NO 3 21011480 | 707 | 3051 | PIT NO 3 21011480 | PIT NO 3 2101 | NORTH VALLEY | 2.2265 | 0 | 2.2265
PIT NO 3 21011360 | 707 | 3158 | PIT NO 3 21011360 | PIT NO 3 2101 | NORTH VALLEY | 21.8208 | 0 | 21.8208
PIT NO 3 21011386 | 707 | 3162 | PIT NO 3 21011386 | PIT NO 3 2101 | NORTH VALLEY | 5.8084 | 0 | 5.8084
PIT NO 3 21011482 | 707 | 3172 | PIT NO 3 21011482 | PIT NO 3 2101 | NORTH VALLEY | 12.042 | 0 | 12.042
SAN BERNARD 1101CB | 708 | 2694 | SAN BERNARD 1101CB | SAN BERNARD 1101 | KERN | 0.91753 | 0 | 0.91753
LLAGAS 2105XR234 | 709 | 2697 | LLAGAS 2105XR234 | LLAGAS 2105 | SAN JOSE | 0.40589 | 0 | 0.40589
COVELO 110196896 | 710 | 2698 | COVELO 110196896 | COVELO 1101 | HUMBOLDT | 3.6958 | 0 | 3.6958
COVELO 110137328 | 710 | 2881 | COVELO 110137328 | COVELO 1101 | HUMBOLDT | 3.9213 | 0 | 3.9213
COVELO 1101562360 | 710 | 3061 | COVELO 1101562360 | COVELO 1101 | HUMBOLDT | 2.2904 | 0 | 2.2904
COVELO 1101536 | 710 | 3089 | COVELO 1101536 | COVELO 1101 | HUMBOLDT | 0.011418 | 0 | 0.011418
STONE CORRAL 11107784F | 711 | 2700 | STONE CORRAL 11107784F | STONE CORRAL 1110 | FRESNO | 0.37155 | 0 | 0.37155
STONE CORRAL 11107320 | 711 | 2871 | STONE CORRAL 11107320 | STONE CORRAL 1110 | FRESNO | 1.9474 | 0 | 1.9474
SAN MIGUEL 1106CB | 712 | 2703 | SAN MIGUEL 1106CB | SAN MIGUEL 1106 | LOS PADRES | 36.8861 | 0 | 36.8861
SAN MIGUEL 1106N34 | 712 | 3181 | SAN MIGUEL 1106N34 | SAN MIGUEL 1106 | LOS PADRES | 0.29269 | 0 | 0.29269
WALDO 0401CB | 713 | 2704 | WALDO 0401CB | WALDO 0401 | EAST BAY | 1.6612 | 0 | 1.6612
TASSAJARA 2109CB | 714 | 2710 | TASSAJARA 2109CB | TASSAJARA 2109 | DIABLO | 0.80761 | 0 | 0.80761
OCEANO 1105V44 | 715 | 2711 | OCEANO 1105V44 | OCEANO 1105 | LOS PADRES | 0.92167 | 0 | 0.92167
OCEANO 1105V16 | 715 | 2934 | OCEANO 1105V16 | OCEANO 1105 | LOS PADRES | 1.6064 | 0 | 1.6064
OCEANO 1105V48 | 715 | 3001 | OCEANO 1105V48 | OCEANO 1105 | LOS PADRES | 0.76105 | 0 | 0.76105
OCEANO 1105V42 | 715 | 3114 | OCEANO 1105V42 | OCEANO 1105 | LOS PADRES | 0.34173 | 0 | 0.34173
OCEANO 1105V20 | 715 | 3182 | OCEANO 1105V20 | OCEANO 1105 | LOS PADRES | 0.031809 | 0 | 0.031809
BALCH NO 1 1101CB | 716 | 2715 | BALCH NO 1 1101CB | BALCH NO 1 1101 | FRESNO | 8.601 | 0 | 8.601
BALCH NO 1 1101R372 | 716 | 3202 | BALCH NO 1 1101R372 | BALCH NO 1 1101 | FRESNO | 6.0973 | 0 | 6.0973
MC KEE 1103XR028 | 717 | 2716 | MC KEE 1103XR028 | MC KEE 1103 | SAN JOSE | 2.8083 | 0 | 2.8083
RISING RIVER 1101CB | 718 | 2725 | RISING RIVER 1101CB | RISING RIVER 1101 | NORTH VALLEY | 9.43 | 0 | 9.43
RISING RIVER 11019032 | 718 | 3049 | RISING RIVER 11019032 | RISING RIVER 1101 | NORTH VALLEY | 23.4901 | 0 | 23.4901
RISING RIVER 11011532 | 718 | 3104 | RISING RIVER 11011532 | RISING RIVER 1101 | NORTH VALLEY | 3.0653 | 0 | 3.0653
RISING RIVER 11011530 | 718 | 3112 | RISING RIVER 11011530 | RISING RIVER 1101 | NORTH VALLEY | 10.3786 | 0 | 10.3786
DIVIDE 110348160 | 719 | 2741 | DIVIDE 110348160 | DIVIDE 1103 | LOS PADRES | 2.2423 | 0 | 2.2423
PACIFIC GROVE 04222614 | 720 | 2746 | PACIFIC GROVE 04222614 | PACIFIC GROVE 0422 | CENTRAL COAST | 0.61996 | 0 | 0.61996
WILLITS 1102CB | 721 | 2747 | WILLITS 1102CB | WILLITS 1102 | HUMBOLDT | 5.2584 | 0 | 5.2584
OAKLAND X 1105CB | 722 | 2749 | OAKLAND X 1105CB | OAKLAND X 1105 | EAST BAY | 3.475 | 0 | 3.475
LOS OSITOS 21027470 | 723 | 2758 | LOS OSITOS 21027470 | LOS OSITOS 2102 | CENTRAL COAST | 2.5834 | 0 | 2.5834
BERESFORD 04039154 | 724 | 2760 | BERESFORD 04039154 | BERESFORD 0403 | PENINSULA | 3.1988 | 0 | 3.1988
BERESFORD 0403CB | 724 | 2974 | BERESFORD 0403CB | BERESFORD 0403 | PENINSULA | 0.94707 | 0 | 0.94707
RIO DEL MAR 0402CB | 725 | 2771 | RIO DEL MAR 0402CB | RIO DEL MAR 0402 | CENTRAL COAST | 1.6949 | 0 | 1.6949
FORT ORD 210736596 | 726 | 2781 | FORT ORD 210736596 | FORT ORD 2107 | CENTRAL COAST | 2.9621 | 0 | 2.9621
LAS GALLINAS A 11041220 | 727 | 2782 | LAS GALLINAS A 11041220 | LAS GALLINAS A 1104 | NORTH BAY | 1.0215 | 0 | 1.0215
LAS GALLINAS A 1104304 | 727 | 2803 | LAS GALLINAS A 1104304 | LAS GALLINAS A 1104 | NORTH BAY | 0.14237 | 0 | 0.14237
LOYOLA 1102LL12 | 728 | 2784 | LOYOLA 1102LL12 | LOYOLA 1102 | DE ANZA | 0.10967 | 0 | 0.10967
OAKLAND J 1106CR330 | 729 | 2795 | OAKLAND J 1106CR330 | OAKLAND J 1106 | EAST BAY | 0.49535 | 0 | 0.49535
OAKLAND J 1106CR164 | 729 | 2799 | OAKLAND J 1106CR164 | OAKLAND J 1106 | EAST BAY | 1.4865 | 0 | 1.4865
RAWSON 110385334 | 730 | 2805 | RAWSON 110385334 | RAWSON 1103 | NORTH VALLEY | 2.3781 | 0 | 2.3781
EL CERRITO G 1111CB | 731 | 2815 | EL CERRITO G 1111CB | EL CERRITO G 1111 | EAST BAY | 0.94606 | 0 | 0.94606
CAYUCOS 11014701 | 732 | 2827 | CAYUCOS 11014701 | CAYUCOS 1101 | LOS PADRES | 2.0826 | 0 | 2.0826
CAYUCOS 1101W14 | 732 | 3127 | CAYUCOS 1101W14 | CAYUCOS 1101 | LOS PADRES | 0.012808 | 0 | 0.012808
PRUNEDALE 11103716 | 733 | 2843 | PRUNEDALE 11103716 | PRUNEDALE 1110 | CENTRAL COAST | 0.046537 | 0 | 0.046537
TRES PINOS 11114032 | 734 | 2849 | TRES PINOS 11114032 | TRES PINOS 1111 | CENTRAL COAST | 0.10269 | 0 | 0.10269
COAST RD 0401CB | 735 | 2862 | COAST RD 0401CB | COAST RD 0401 | CENTRAL COAST | 0.04709 | 0 | 0.04709
COAST RD 04015134 | 735 | 3027 | COAST RD 04015134 | COAST RD 0401 | CENTRAL COAST | 1.6146 | 0 | 1.6146
GONZALES 11033096 | 736 | 2863 | GONZALES 11033096 | GONZALES 1103 | CENTRAL COAST | 1.0413 | 0 | 1.0413
ALTO 1123CB | 737 | 2872 | ALTO 1123CB | ALTO 1123 | NORTH BAY | 2.2968 | 0.098723 | 2.3955
TRIDAM POWERHOUSE 2101CB | 738 | 2874 | TRIDAM POWERHOUSE 2101CB | TRIDAM POWERHOUSE 2101 | YOSEMITE | 0.050313 | 0 | 0.050313
ARLINGTON 0401CB | 739 | 2876 | ARLINGTON 0401CB | ARLINGTON 0401 | EAST BAY | 0.76473 | 0 | 0.76473
OCEANO 1106V28 | 740 | 2878 | OCEANO 1106V28 | OCEANO 1106 | LOS PADRES | 1.0201 | 0 | 1.0201
OCEANO 1106CB | 740 | 2966 | OCEANO 1106CB | OCEANO 1106 | LOS PADRES | 0.86306 | 0 | 0.86306
OAKLAND J 1118CR198 | 741 | 2885 | OAKLAND J 1118CR198 | OAKLAND J 1118 | EAST BAY | 0.38627 | 0 | 0.38627
CASTRO VALLEY 1104MR201 | 742 | 2888 | CASTRO VALLEY 1104MR201 | CASTRO VALLEY 1104 | MISSION | 1.8766 | 0 | 1.8766
CASTRO VALLEY 1104MR236 | 742 | 2946 | CASTRO VALLEY 1104MR236 | CASTRO VALLEY 1104 | MISSION | 1.7251 | 0 | 1.7251
POTTER VALLEY P H 110495878 | 743 | 2890 | POTTER VALLEY P H 110495878 | POTTER VALLEY P H 1104 | HUMBOLDT | 5.8424 | 0.55489 | 6.3973
POTTER VALLEY P H 1104CB | 743 | 3068 | POTTER VALLEY P H 1104CB | POTTER VALLEY P H 1104 | HUMBOLDT | 0.077279 | 0 | 0.077279
SPENCE 1123CB | 744 | 2892 | SPENCE 1123CB | SPENCE 1123 | CENTRAL COAST | 2.0801 | 0 | 2.0801
ALHAMBRA 110213333 | 745 | 2912 | ALHAMBRA 110213333 | ALHAMBRA 1102 | DIABLO | 0.074793 | 0 | 0.074793
ALHAMBRA 1102CB | 745 | 3086 | ALHAMBRA 1102CB | ALHAMBRA 1102 | DIABLO | 0.16935 | 0 | 0.16935
TEJON 11032280 | 746 | 2914 | TEJON 11032280 | TEJON 1103 | KERN | 2.7582 | 0 | 2.7582
EL CERRITO G 1108CB | 747 | 2915 | EL CERRITO G 1108CB | EL CERRITO G 1108 | EAST BAY | 0.47538 | 0 | 0.47538
EL CERRITO G 1108BR346 | 747 | 2933 | EL CERRITO G 1108BR346 | EL CERRITO G 1108 | EAST BAY | 0.1038 | 0 | 0.1038
EAST MARYSVILLE 11081706 | 748 | 2916 | EAST MARYSVILLE 11081706 | EAST MARYSVILLE 1108 | SIERRA | 0.35809 | 0 | 0.35809
MC ARTHUR 11011546 | 749 | 2921 | MC ARTHUR 11011546 | MC ARTHUR 1101 | NORTH VALLEY | 13.3497 | 0 | 13.3497
MC ARTHUR 11011492 | 749 | 3131 | MC ARTHUR 11011492 | MC ARTHUR 1101 | NORTH VALLEY | 9.6647 | 0 | 9.6647
MC ARTHUR 110138998 | 749 | 3132 | MC ARTHUR 110138998 | MC ARTHUR 1101 | NORTH VALLEY | 11.0305 | 0 | 11.0305
MC ARTHUR 11011490 | 749 | 3139 | MC ARTHUR 11011490 | MC ARTHUR 1101 | NORTH VALLEY | 9.1248 | 0 | 9.1248
MC ARTHUR 110137344 | 749 | 3143 | MC ARTHUR 110137344 | MC ARTHUR 1101 | NORTH VALLEY | 0.26567 | 0 | 0.26567
MC ARTHUR 11011488 | 749 | 3165 | MC ARTHUR 11011488 | MC ARTHUR 1101 | NORTH VALLEY | 2.4985 | 0 | 2.4985
MC ARTHUR 11011544 | 749 | 3175 | MC ARTHUR 11011544 | MC ARTHUR 1101 | NORTH VALLEY | 14.33 | 0 | 14.33
MC ARTHUR 110137388 | 749 | 3184 | MC ARTHUR 110137388 | MC ARTHUR 1101 | NORTH VALLEY | 8.6734 | 0 | 8.6734
ESTUDILLO 0401CB | 750 | 2926 | ESTUDILLO 0401CB | ESTUDILLO 0401 | MISSION | 0.69789 | 0 | 0.69789
TULE POWER HOUSE 1101CB | 751 | 2932 | TULE POWER HOUSE 1101CB | TULE POWER HOUSE 1101 | FRESNO | 4.0927 | 0 | 4.0927
OROSI 11027948F | 752 | 2942 | OROSI 11027948F | OROSI 1102 | FRESNO | 0.26307 | 0 | 0.26307
PACIFICA 1104CB | 753 | 2945 | PACIFICA 1104CB | PACIFICA 1104 | PENINSULA | 0.50255 | 0 | 0.50255
BAYWOOD 1101CB | 754 | 2950 | BAYWOOD 1101CB | BAYWOOD 1101 | LOS PADRES | 1.4233 | 0 | 1.4233
VASONA 1102CB | 755 | 2959 | VASONA 1102CB | VASONA 1102 | DE ANZA | 0.06716 | 0 | 0.06716
WOODSIDE 11028862 | 756 | 2975 | WOODSIDE 11028862 | WOODSIDE 1102 | PENINSULA | 0.10582 | 0 | 0.10582
NARROWS 2104CB | 757 | 2982 | NARROWS 2104CB | NARROWS 2104 | SIERRA | 0.002841 | 0 | 0.002841
CALPELLA 1102496 | 758 | 2987 | CALPELLA 1102496 | CALPELLA 1102 | HUMBOLDT | 4.1652 | 0 | 4.1652
CALPELLA 1102CB | 758 | 3006 | CALPELLA 1102CB | CALPELLA 1102 | HUMBOLDT | 1.6769 | 0 | 1.6769
BANCROFT 0402CB | 759 | 2988 | BANCROFT 0402CB | BANCROFT 0402 | EAST BAY | 1.0716 | 0 | 1.0716
SUMMIT 1102CB | 760 | 2994 | SUMMIT 1102CB | SUMMIT 1102 | SIERRA | 1.0104 | 0 | 1.0104
SUMMIT 110249484 | 760 | 3043 | SUMMIT 110249484 | SUMMIT 1102 | SIERRA | 2.6877 | 0 | 2.6877
SUMMIT 11022302 | 760 | 3121 | SUMMIT 11022302 | SUMMIT 1102 | SIERRA | 1.4575 | 0 | 1.4575
COPPERMINE 1104R755 | 761 | 2997 | COPPERMINE 1104R755 | COPPERMINE 1104 | FRESNO | 8.1519 | 0 | 8.1519
PLACER 110451732 | 762 | 2998 | PLACER 110451732 | PLACER 1104 | SIERRA | 1.3434 | 0 | 1.3434
PLACER 1101CB | 763 | 2999 | PLACER 1101CB | PLACER 1101 | SIERRA | 0.77573 | 0 | 0.77573
PIT NO 7 1101CB | 764 | 3003 | PIT NO 7 1101CB | PIT NO 7 1101 | NORTH VALLEY | 2.7098 | 0 | 2.7098
LOS COCHES 1101CB | 765 | 3005 | LOS COCHES 1101CB | LOS COCHES 1101 | CENTRAL COAST | 2.6219 | 0 | 2.6219
BOSTON 0401CR242 | 766 | 3009 | BOSTON 0401CR242 | BOSTON 0401 | EAST BAY | 0.44969 | 0 | 0.44969
SNEATH LANE 1102CB | 767 | 3016 | SNEATH LANE 1102CB | SNEATH LANE 1102 | PENINSULA | 0.28247 | 0 | 0.28247
SNEATH LANE 110275844 | 767 | 3079 | SNEATH LANE 110275844 | SNEATH LANE 1102 | PENINSULA | 0.025403 | 0 | 0.025403
CARMEL 0402CB | 768 | 3019 | CARMEL 0402CB | CARMEL 0402 | CENTRAL COAST | 0.30828 | 0 | 0.30828
PIT NO 5 11011658 | 769 | 3024 | PIT NO 5 11011658 | PIT NO 5 1101 | NORTH VALLEY | 4.5542 | 0 | 4.5542
PIT NO 5 11011660 | 769 | 3066 | PIT NO 5 11011660 | PIT NO 5 1101 | NORTH VALLEY | 4.8851 | 0 | 4.8851
PIT NO 5 11011606 | 769 | 3133 | PIT NO 5 11011606 | PIT NO 5 1101 | NORTH VALLEY | 5.5302 | 0 | 5.5302
PIT NO 5 110190846 | 769 | 3154 | PIT NO 5 110190846 | PIT NO 5 1101 | NORTH VALLEY | 0.092785 | 0 | 0.092785
PIT NO 5 11011614 | 769 | 3159 | PIT NO 5 11011614 | PIT NO 5 1101 | NORTH VALLEY | 1.8659 | 0 | 1.8659
PIT NO 5 1101CB | 769 | 3171 | PIT NO 5 1101CB | PIT NO 5 1101 | NORTH VALLEY | 0.72275 | 0 | 0.72275
PIT NO 5 11011618 | 769 | 3179 | PIT NO 5 11011618 | PIT NO 5 1101 | NORTH VALLEY | 6.0991 | 0 | 6.0991
PIT NO 5 11013308 | 769 | 3191 | PIT NO 5 11013308 | PIT NO 5 1101 | NORTH VALLEY | 0.044135 | 0 | 0.044135
WILLOW PASS 210821196 | 770 | 3025 | WILLOW PASS 210821196 | WILLOW PASS 2108 | DIABLO | 0.047227 | 0 | 0.047227
FORT BRAGG A 1103588 | 771 | 3030 | FORT BRAGG A 1103588 | FORT BRAGG A 1103 | HUMBOLDT | 0.37656 | 0 | 0.37656
LAKEWOOD 1102CB | 772 | 3031 | LAKEWOOD 1102CB | LAKEWOOD 1102 | DIABLO | 0.47236 | 0 | 0.47236
CARMEL 0405CB | 773 | 3034 | CARMEL 0405CB | CARMEL 0405 | CENTRAL COAST | 0.33684 | 0 | 0.33684
ROSSMOOR 110479146 | 774 | 3035 | ROSSMOOR 110479146 | ROSSMOOR 1104 | DIABLO | 0.24893 | 0 | 0.24893
LAMONT 11024222 | 775 | 3039 | LAMONT 11024222 | LAMONT 1102 | KERN | 0.50063 | 0 | 0.50063
SOLEDAD 111435306 | 776 | 3040 | SOLEDAD 111435306 | SOLEDAD 1114 | CENTRAL COAST | 0.90872 | 0 | 0.90872
EEL RIVER 11033820 | 777 | 3044 | EEL RIVER 11033820 | EEL RIVER 1103 | HUMBOLDT | 2.3658 | 0 | 2.3658
GREENBRAE 1104751 | 778 | 3050 | GREENBRAE 1104751 | GREENBRAE 1104 | NORTH BAY | 0.079918 | 0 | 0.079918
OROVILLE 11042588 | 779 | 3057 | OROVILLE 11042588 | OROVILLE 1104 | NORTH VALLEY | 0.2392 | 0 | 0.2392
POTTER VALLEY PH 11054634 | 780 | 3067 | POTTER VALLEY PH 11054634 | POTTER VALLEY PH 1105 | HUMBOLDT | 0.0052407 | 0 | 0.0052407
OAKLAND J 1116CR420 | 781 | 3071 | OAKLAND J 1116CR420 | OAKLAND J 1116 | EAST BAY | 0.031861 | 0 | 0.031861
JOLON 1103CB | 782 | 3075 | JOLON 1103CB | JOLON 1103 | CENTRAL COAST | 14.8367 | 0 | 14.8367
MC ARTHUR 11021324 | 783 | 3080 | MC ARTHUR 11021324 | MC ARTHUR 1102 | NORTH VALLEY | 0.91154 | 0 | 0.91154
MONTEREY 04012642 | 784 | 3085 | MONTEREY 04012642 | MONTEREY 0401 | CENTRAL COAST | 0.26645 | 0 | 0.26645
REEDLEY 11127240 | 785 | 3101 | REEDLEY 11127240 | REEDLEY 1112 | FRESNO | 0.0028032 | 0 | 0.0028032
MAXWELL 11053008 | 786 | 3102 | MAXWELL 11053008 | MAXWELL 1105 | SACRAMENTO | 1.6684 | 0 | 1.6684
ALTO 1121CB | 787 | 3106 | ALTO 1121CB | ALTO 1121 | NORTH BAY | 0.013093 | 0 | 0.013093
WESTLEY 11039010 | 788 | 3108 | WESTLEY 11039010 | WESTLEY 1103 | YOSEMITE | 0.92376 | 0 | 0.92376
GLENN 11012012 | 789 | 3140 | GLENN 11012012 | GLENN 1101 | NORTH VALLEY | 2.3498 | 0 | 2.3498
ANTELOPE 11011631 | 790 | 3142 | ANTELOPE 11011631 | ANTELOPE 1101 | KERN | 0.75322 | 0 | 0.75322
STONE CORRAL 11087100 | 791 | 3144 | STONE CORRAL 11087100 | STONE CORRAL 1108 | FRESNO | 2.9159 | 0 | 2.9159
CUYAMA 1103622728 | 792 | 3146 | CUYAMA 1103622728 | CUYAMA 1103 | KERN | 2.3769 | 0 | 2.3769
SAN ARDO 11017094 | 793 | 3160 | SAN ARDO 11017094 | SAN ARDO 1101 | CENTRAL COAST | 1.1437 | 0 | 1.1437
SAN ARDO 11017632 | 793 | 3167 | SAN ARDO 11017632 | SAN ARDO 1101 | CENTRAL COAST | 0.79963 | 0 | 0.79963
SAN ARDO 110193072 | 793 | 3169 | SAN ARDO 110193072 | SAN ARDO 1101 | CENTRAL COAST | 0.72134 | 0 | 0.72134
LOGAN CREEK 21022226 | 794 | 3170 | LOGAN CREEK 21022226 | LOGAN CREEK 2102 | NORTH VALLEY | 3.7103 | 0 | 3.7103
SPAULDING 1101578852 | 795 | 3177 | SPAULDING 1101578852 | SPAULDING 1101 | SIERRA | 18.329 | 1.7773 | 20.1063
BOGARD 1101CB | 796 | 3198 | BOGARD 1101CB | BOGARD 1101 | NORTH VALLEY | 0.51623 | 0 | 0.51623

## 2020 1-N CKT
Circuit ID | Circuit Name | Circuit Rank | Division | OH Miles | UG Miles | HFTD Miles | Customers | Primary Customers | Nominal Voltage | Overall Score | Wildfire Score | Capacity Score | Reliability Score | PSPS Score | Safety Score | REAX | 2019 Loading (%) | 2014-2018 Outage CESO | 2014-2018 Outage Minutes | 2018-19 PSPS CESO | 20218-19 PSPS Minutes | Safety / Shape
153082106 | PLACERVILLE 2106 | 9 | Sierra | 276.2956 | 12.4229 | 276.5055 | 5260 | 1 | 21kV | 48.505 | 100 | 16.857 | 27.126 | 97.326 | 1.216 | 102.1389 | 59 | 49523 | 20674876 | 22990 | 64829474 | 0.15169
153662102 | APPLE HILL 2102 | 2 | Sierra | 348.195 | 5.2948 | 336.4685 | 4510 | 0 | 21kV | 53.0288 | 100 | 28.889 | 38.07 | 97.185 | 1 | 102.1389 | 75 | 73524 | 24040941 | 21228 | 69563170 | 0.12473
153132105 | NARROWS 2105 | 108 | Sierra | 196.4722 | 5.2665 | 177.6535 | 3996 | 0 | 21kV | 37.199 | 63.666 | 15.429 | 13.576 | 92.001 | 1.323 | 65.3912 | 54 | 29478 | 4539903 | 23921 | 47306627 | 0.16497
152481106 | BRUNSWICK 1106 | 18 | Sierra | 182.8805 | 9.5127 | 171.6273 | 4531 | 0 | 12kV | 45.8926 | 100 | 20 | 16.771 | 91.106 | 1.586 | 102.1389 | 70 | 36024 | 6092015 | 21942 | 50571457 | 0.19777
152762101 | EL DORADO PH 2101 | 5 | Sierra | 167.0292 | 2.1085 | 156.2859 | 4646 | 1 | 21kV | 52.4782 | 100 | 13.714 | 58.527 | 88.861 | 1.289 | 102.1389 | 48 | 119917 | 28438682 | 18624 | 53972848 | 0.16073
163751102 | PINE GROVE 1102 | 3 | Stockton | 177.6434 | 13.5212 | 177.6802 | 4408 | 0 | 12kV | 52.7322 | 100 | 46.667 | 27.969 | 87.752 | 1.273 | 102.1389 | 84 | 53213 | 18654544 | 18709 | 50640593 | 0.15881
153132102 | NARROWS 2102 | 153 | Sierra | 117.1754 | 4.7989 | 95.95 | 3432 | 2 | 21kV | 35.2242 | 63.666 | 14.857 | 11.899 | 84.207 | 1.492 | 65.3912 | 52 | 25217 | 4745710 | 20599 | 35280958 | 0.18609
152481105 | BRUNSWICK 1105 | 23 | Sierra | 121.791 | 29.1781 | 121.3812 | 3716 | 1 | 12kV | 44.8756 | 100 | 20 | 21.492 | 81.317 | 1.569 | 102.1389 | 70 | 42989 | 11736746 | 17032 | 37611841 | 0.19574
043321102 | RINCON 1102 | 236 | Sonoma | 19.7506 | 12.8984 | 3.5536 | 4637 | 0 | 12kV | 32.3284 | 18.784 | 53.333 | 5.474 | 80.578 | 3.473 | 19.9979 | 87 | 11751 | 1998111 | 13913 | 44626027 | 0.43319
162821702 | STANISLAUS 1702 | 16 | Stockton | 85.4041 | 10.8615 | 85.5755 | 4970 | 1 | 17kV | 47.3322 | 100 | 16.286 | 38.471 | 79.796 | 2.108 | 102.1389 | 57 | 68945 | 30918573 | 14911 | 39549094 | 0.26297
103031101 | ORO FINO 1101 | 25 | North Valley | 38.3329 | 0.83091 | 46.3606 | 2384 | 0 | 12kV | 44.3108 | 100 | 14 | 26.105 | 79.254 | 2.195 | 102.1389 | 49 | 32910 | 38145303 | 16692 | 32860311 | 0.2738
043321101 | RINCON 1101 | 8 | Sonoma | 34.762 | 25.3963 | 21.5282 | 3701 | 0 | 12kV | 49.6154 | 83.5 | 66.667 | 17.119 | 79.037 | 1.754 | 85.4511 | 94 | 21119 | 25587695 | 14018 | 40033219 | 0.21883
103191101 | BANGOR 1101 | 114 | North Valley | 228.793 | 2.7616 | 197.9775 | 2429 | 1 | 12kV | 36.9622 | 46.112 | 48.889 | 10.756 | 78.113 | 0.941 | 47.6367 | 85 | 19268 | 8655565 | 15279 | 33794287 | 0.11738
043432104 | SILVERADO 2104 | 6 | North Bay | 142.0661 | 12.8607 | 121.7013 | 3874 | 4 | 21kV | 50.1866 | 100 | 44.444 | 27.665 | 77.803 | 1.021 | 102.1389 | 83 | 52876 | 18153745 | 14814 | 34284649 | 0.12733
043321104 | RINCON 1104 | 322 | Sonoma | 12.0185 | 23.2463 | 2.6764 | 4053 | 0 | 12kV | 29.9414 | 0 | 53.333 | 14.425 | 77.755 | 4.194 | 1 | 87 | 25795 | 11662868 | 12159 | 41873165 | 0.52309
163201102 | WEST POINT 1102 | 22 | Stockton | 256.3707 | 2.4388 | 230.9017 | 2995 | 2 | 12kV | 45.2966 | 100 | 19.429 | 29.315 | 76.851 | 0.888 | 102.1389 | 68 | 56600 | 18529947 | 11994 | 39836007 | 0.11075
102911109 | WYANDOTTE 1109 | 160 | North Valley | 121.0555 | 7.4663 | 52.4768 | 3660 | 1 | 12kV | 35.0582 | 25.266 | 60 | 11.982 | 76.558 | 1.485 | 26.5534 | 91 | 26690 | 3175067 | 15729 | 28160638 | 0.18517
102911107 | WYANDOTTE 1107 | 37 | North Valley | 153.3397 | 2.1235 | 100.7594 | 2836 | 0 | 12kV | 41.4702 | 100 | 20 | 11.57 | 74.481 | 1.3 | 102.1389 | 71 | 24718 | 4370384 | 14520 | 25897957 | 0.16218
043191102 | REDBUD 1102 | 178 | Humboldt | 58.4777 | 3.0314 | 27.3864 | 3410 | 0 | 12kV | 34.4118 | 63.666 | 17.714 | 15.021 | 74.154 | 1.504 | 65.3912 | 62 | 23840 | 15882574 | 11789 | 32928679 | 0.18754
083692105 | ROB ROY 2105 | 85 | Central Coast | 71.7558 | 27.3905 | 42.0766 | 7107 | 0 | 21kV | 38.1772 | 46.112 | 12.571 | 55.721 | 74.077 | 2.405 | 47.6367 | 44 | 122080 | 17284624 | 14196 | 25716425 | 0.29994
103031102 | ORO FINO 1102 | 42 | North Valley | 109.6388 | 4.0317 | 109.5969 | 2025 | 0 | 12kV | 41.2254 | 100 | 10.571 | 20.799 | 73.864 | 0.893 | 102.1389 | 37 | 29753 | 26022904 | 13065 | 28410130 | 0.1114
152282101 | MOUNTAIN QUARRIES 2101 | 68 | Sierra | 224.6541 | 12.7885 | 224.6216 | 3678 | 2 | 21kV | 38.9642 | 83.5 | 18.857 | 17.454 | 73.841 | 1.169 | 85.4511 | 66 | 36805 | 7189207 | 10310 | 36359741 | 0.14585
152481103 | BRUNSWICK 1103 | 33 | Sierra | 62.8285 | 11.0561 | 55.5518 | 3250 | 1 | 12kV | 42.1596 | 100 | 17.143 | 17.844 | 73.666 | 2.145 | 102.1389 | 60 | 38876 | 5806243 | 13002 | 28044007 | 0.26755
043361102 | HIGHLANDS 1102 | 38 | Humboldt | 60.1869 | 3.992 | 35.815 | 3602 | 1 | 12kV | 41.4264 | 83.5 | 40 | 8.841 | 73.135 | 1.656 | 85.4511 | 80 | 20036 | 1919091 | 10870 | 32765896 | 0.20661
102911103 | WYANDOTTE 1103 | 12 | North Valley | 97.7493 | 12.6696 | 84.2744 | 2302 | 2 | 12kV | 48.0838 | 100 | 55.556 | 11.206 | 72.374 | 1.283 | 102.1389 | 88 | 24003 | 4154145 | 13631 | 22618665 | 0.16008
163661701 | MIWUK 1701 | 63 | Yosemite | 77.1938 | 6.4502 | 77.1453 | 3722 | 0 | 17kV | 39.1468 | 100 | 8.571 | 14.234 | 71.335 | 1.594 | 102.1389 | 30 | 24440 | 12762295 | 11376 | 26287490 | 0.19877
043361104 | HIGHLANDS 1104 | 764 | Humboldt | 29.4385 | 3.4645 | 11.8923 | 2913 | 0 | 12kV | 18.9282 | 0 | 17.714 | 2.734 | 71.28 | 2.913 | 1 | 62 | 6029 | 798345 | 11617 | 25431900 | 0.36335
152181101 | FORESTHILL 1101 | 51 | Sierra | 64.931 | 12.5994 | 65.2463 | 2252 | 2 | 12kV | 40.2108 | 100 | 18 | 10.508 | 71.129 | 1.417 | 102.1389 | 63 | 20010 | 6987036 | 11244 | 26098197 | 0.17679
043311102 | KONOCTI 1102 | 31 | Humboldt | 147.2879 | 9.0826 | 119.7343 | 2821 | 0 | 12kV | 42.23 | 100 | 18 | 21.916 | 70.242 | 0.992 | 102.1389 | 63 | 44545 | 11093335 | 8433 | 31802253 | 0.12375
152691104 | HIGGINS 1104 | 595 | Sierra | 84.4449 | 0.86336 | 71.3425 | 2719 | 0 | 12kV | 22.4142 | 13.794 | 18 | 8.35 | 70.106 | 1.821 | 14.9507 | 63 | 18104 | 2824303 | 10860 | 24366356 | 0.22718
043071101 | DUNBAR 1101 | 13 | Sonoma | 64.6956 | 24.3882 | 40.6225 | 3284 | 4 | 12kV | 47.6732 | 63.666 | 83.03 | 20.123 | 70.044 | 1.503 | 65.3912 | 106 | 22541 | 32904526 | 8864 | 29999017 | 0.18752
153652109 | SHINGLE SPRINGS 2109 | 109 | Sierra | 215.5151 | 7.4335 | 214.231 | 3582 | 0 | 21kV | 37.1946 | 83.5 | 17.143 | 14.279 | 69.751 | 1.3 | 85.4511 | 60 | 31126 | 4623404 | 9814 | 26420038 | 0.16217
043141101 | MIDDLETOWN 1101 | 66 | Humboldt | 110.8617 | 4.1784 | 93.5404 | 2060 | 0 | 12kV | 39.062 | 100 | 13.714 | 10.905 | 69.658 | 1.033 | 102.1389 | 48 | 21139 | 6790424 | 9552 | 26923276 | 0.12887
102541102 | VOLTA 1102 | 61 | North Valley | 129.8459 | 24.0633 | 128.1663 | 2647 | 1 | 12kV | 39.2954 | 100 | 14.857 | 11.09 | 69.597 | 0.933 | 102.1389 | 52 | 22733 | 5374935 | 7889 | 31590088 | 0.11633
163661702 | MIWUK 1702 | 57 | Yosemite | 75.7842 | 5.259 | 75.7688 | 3837 | 1 | 17kV | 39.7326 | 100 | 12 | 15.639 | 69.14 | 1.884 | 102.1389 | 42 | 31328 | 8483587 | 11308 | 20377443 | 0.23505
102911110 | WYANDOTTE 1110 | 393 | North Valley | 39.8769 | 15.8183 | 13.8013 | 2730 | 1 | 12kV | 27.301 | 0 | 60 | 5.17 | 69.11 | 2.225 | 1 | 90 | 11500 | 1388824 | 11063 | 21007049 | 0.27757
042031125 | ALTO 1125 | 96 | North Bay | 44.7459 | 4.0473 | 37.0494 | 4003 | 0 | 12kV | 37.614 | 83.5 | 16.857 | 16.312 | 69.079 | 2.322 | 85.4511 | 59 | 33724 | 7551197 | 7473 | 31359149 | 0.28967
024101103 | HALF MOON BAY 1103 | 76 | Peninsula | 173.9561 | 27.4735 | 138.142 | 4983 | 0 | 12kV | 38.4134 | 83.5 | 16.571 | 22.124 | 68.959 | 0.913 | 85.4511 | 58 | 47544 | 8010153 | 10641 | 21813729 | 0.11391
152481107 | BRUNSWICK 1107 | 166 | Sierra | 19.4301 | 4.1061 | 7.6934 | 2700 | 0 | 12kV | 34.6862 | 83.5 | 10.571 | 7.015 | 68.727 | 3.618 | 85.4511 | 37 | 15899 | 1521111 | 10098 | 22747094 | 0.45124
042711101 | CALISTOGA 1101 | 34 | North Bay | 109.9362 | 10.2528 | 91.75 | 1637 | 0 | 12kV | 41.8472 | 83.5 | 37.778 | 18.413 | 68.582 | 0.963 | 85.4511 | 79 | 25048 | 24635659 | 10231 | 21956511 | 0.12015
152481104 | BRUNSWICK 1104 | 58 | Sierra | 57.7756 | 16.0142 | 56.553 | 2547 | 1 | 12kV | 39.494 | 100 | 16.857 | 10.645 | 68.302 | 1.666 | 102.1389 | 59 | 22864 | 3868508 | 10797 | 19531999 | 0.20784
083622106 | CAMP EVERS 2106 | 24 | Central Coast | 139.605 | 19.5546 | 128.2102 | 5562 | 0 | 21kV | 44.5834 | 83.5 | 17.429 | 52.218 | 68.064 | 1.706 | 85.4511 | 61 | 107345 | 24933571 | 9474 | 22717106 | 0.21275
153612104 | CLARKSVILLE 2104 | 132 | Sierra | 77.3792 | 46.1511 | 65.9498 | 4529 | 0 | 21kV | 36.171 | 63.666 | 42.222 | 5.884 | 67.679 | 1.404 | 65.3912 | 82 | 12000 | 2927191 | 9026 | 22948588 | 0.17508
042151104 | SANTA ROSA A 1104 | 88 | Sonoma | 55.9459 | 17.3239 | 44.3006 | 3395 | 0 | 12kV | 38.0838 | 63.666 | 42.222 | 14.665 | 67.551 | 2.315 | 65.3912 | 82 | 21686 | 17473386 | 8179 | 25055520 | 0.2887
042031121 | ALTO 1121 | 788 | North Bay | 8.6621 | 14.907 | 0.013093 | 3010 | 0 | 12kV | 18.568 | 0 | 13.429 | 8.123 | 67.501 | 3.787 | 1 | 47 | 18437 | 1728198 | 6887 | 28671943 | 0.47241
152481110 | BRUNSWICK 1110 | 341 | Sierra | 34.3201 | 15.361 | 24.5712 | 3350 | 0 | 12kV | 28.9494 | 46.112 | 19.143 | 9.654 | 67.372 | 2.466 | 47.6367 | 67 | 21586 | 2457443 | 10479 | 17868250 | 0.30756
043361103 | HIGHLANDS 1103 | 134 | Humboldt | 124.9143 | 3.8579 | 111.6966 | 2574 | 1 | 12kV | 36.0638 | 83.5 | 20 | 8.62 | 67.251 | 0.948 | 85.4511 | 71 | 19006 | 2525114 | 7705 | 25597035 | 0.11822
043321103 | RINCON 1103 | 55 | Sonoma | 47.9774 | 14.0793 | 45.4469 | 2049 | 0 | 12kV | 39.8532 | 100 | 17.429 | 13.37 | 67.25 | 1.217 | 102.1389 | 61 | 24859 | 9632383 | 8355 | 23705219 | 0.15181
042571102 | MOLINO 1102 | 4 | Sonoma | 162.5223 | 16.9693 | 111.6641 | 4053 | 0 | 12kV | 52.5948 | 100 | 55.556 | 38.672 | 67.227 | 1.519 | 102.1389 | 88 | 80724 | 16948835 | 5366 | 32332872 | 0.1895
083432101 | HICKS 2101 | 7 | San Jose | 42.3086 | 47.0757 | 11.134 | 4924 | 1 | 21kV | 49.6572 | 100 | 62.222 | 17.276 | 67.104 | 1.684 | 102.1389 | 92 | 37225 | 6131233 | 9946 | 18672126 | 0.21005
192431108 | HARRIS 1108 | 95 | Humboldt | 32.5788 | 7.8334 | 2.5554 | 5019 | 1 | 12kV | 37.6792 | 83.5 | 18.286 | 16.495 | 67.055 | 3.06 | 85.4511 | 64 | 37085 | 3946730 | 10021 | 18317904 | 0.38164
152261106 | DIAMOND SPRINGS 1106 | 105 | Sierra | 122.3699 | 9.5031 | 109.9116 | 3240 | 0 | 12kV | 37.3524 | 83.5 | 28.889 | 5.892 | 67.03 | 1.451 | 85.4511 | 75 | 11834 | 3159168 | 8733 | 21992941 | 0.18092
043351106 | LUCERNE 1106 | 26 | Humboldt | 47.0498 | 2.8602 | 35.3522 | 3224 | 0 | 12kV | 44.1038 | 100 | 40 | 11.751 | 66.873 | 1.895 | 102.1389 | 81 | 24865 | 4735257 | 6440 | 28225336 | 0.23636
042271102 | COTATI 1102 | 421 | Sonoma | 35.088 | 28.2823 | 15.7671 | 5568 | 0 | 12kV | 26.6204 | 33.94 | 18.857 | 11.515 | 66.555 | 2.235 | 35.3263 | 66 | 25655 | 3043010 | 5568 | 29876795 | 0.27879
042491102 | SAUSALITO 1102 | 354 | North Bay | 17.7292 | 9.1303 | 8.6501 | 3680 | 1 | 12kV | 28.5246 | 46.112 | 11.429 | 15.784 | 66.455 | 2.843 | 47.6367 | 40 | 35748 | 3453425 | 7394 | 24288426 | 0.3546
043211101 | HARTLEY 1101 | 257 | Humboldt | 65.3971 | 6.4938 | 28.4012 | 3019 | 0 | 12kV | 31.7476 | 46.112 | 37.778 | 7.057 | 66.193 | 1.598 | 47.6367 | 79 | 15843 | 1716420 | 6040 | 27495742 | 0.19931
163201101 | WEST POINT 1101 | 72 | Stockton | 63.0537 | 5.4378 | 63.0247 | 1789 | 0 | 12kV | 38.6022 | 100 | 14.857 | 10.6 | 66.191 | 1.363 | 102.1389 | 52 | 16936 | 11067218 | 7255 | 23957327 | 0.17004
152241101 | HALSEY 1101 | 67 | Sierra | 68.5008 | 15.4131 | 72.6826 | 2294 | 0 | 12kV | 39.0098 | 100 | 18.857 | 8.151 | 66.158 | 1.883 | 102.1389 | 66 | 17081 | 3489725 | 8576 | 20024654 | 0.23484
042571101 | MOLINO 1101 | 101 | Sonoma | 90.358 | 13.8357 | 33.6923 | 5147 | 0 | 12kV | 37.4926 | 63.666 | 24.444 | 31.017 | 66.111 | 2.225 | 65.3912 | 73 | 65108 | 13145037 | 5147 | 29863959 | 0.27752
163451702 | FROGTOWN 1702 | 331 | Stockton | 249.524 | 18.6073 | 238.1028 | 4171 | 4 | 17kV | 29.4094 | 46.112 | 24.444 | 9.788 | 65.953 | 0.75 | 47.6367 | 73 | 20921 | 3683410 | 8348 | 20117554 | 0.093572
153652105 | SHINGLE SPRINGS 2105 | 288 | Sierra | 33.2389 | 28.5465 | 31.7746 | 3986 | 0 | 21kV | 30.9672 | 63.666 | 19.143 | 4.077 | 65.907 | 2.043 | 65.3912 | 67 | 8730 | 1514354 | 7979 | 21062454 | 0.25479
043141102 | MIDDLETOWN 1102 | 220 | Humboldt | 55.547 | 2.0891 | 39.5462 | 2369 | 0 | 12kV | 32.8066 | 63.666 | 28.889 | 4.375 | 65.535 | 1.568 | 65.3912 | 75 | 9835 | 1048690 | 6612 | 24002816 | 0.19561
163351703 | CURTIS 1703 | 71 | Yosemite | 202.3134 | 6.964 | 195.8329 | 3860 | 0 | 17kV | 38.6828 | 100 | 17.429 | 9.598 | 65.501 | 0.886 | 102.1389 | 61 | 19687 | 4636413 | 7720 | 20684504 | 0.11047
024101101 | HALF MOON BAY 1101 | 52 | Peninsula | 49.0321 | 10.2327 | 30.1489 | 2606 | 1 | 12kV | 40.0336 | 100 | 15.714 | 17.593 | 65.372 | 1.489 | 102.1389 | 55 | 40167 | 3451386 | 8448 | 18209770 | 0.1857
162211101 | CALAVERAS CEMENT 1101 | 140 | Stockton | 245.0392 | 12.3587 | 190.5291 | 3484 | 4 | 12kV | 35.8308 | 63.666 | 40 | 9.34 | 65.307 | 0.841 | 65.3912 | 80 | 19665 | 3885918 | 7789 | 19943786 | 0.10496
163351702 | CURTIS 1702 | 40 | Yosemite | 117.9942 | 6.7674 | 111.3399 | 4447 | 0 | 17kV | 41.3446 | 100 | 18.857 | 20.965 | 65.248 | 1.653 | 102.1389 | 66 | 47154 | 4991621 | 9023 | 16192968 | 0.2062
042751113 | FITCH MOUNTAIN 1113 | 39 | Sonoma | 149.1714 | 12.5918 | 71.7242 | 2382 | 2 | 12kV | 41.3848 | 100 | 31.111 | 9.599 | 65.235 | 0.979 | 102.1389 | 76 | 18683 | 5882212 | 5315 | 26938235 | 0.12216
103351104 | DESCHUTES 1104 | 225 | North Valley | 131.0755 | 9.5606 | 80.0303 | 2441 | 0 | 12kV | 32.7126 | 46.112 | 42.222 | 8.798 | 65.158 | 1.273 | 47.6367 | 82 | 20020 | 1806813 | 7827 | 19420833 | 0.15876
042821102 | CLOVERDALE 1102 | 36 | Sonoma | 107.127 | 15.8122 | 80.9762 | 2595 | 3 | 12kV | 41.664 | 83.5 | 53.333 | 5.569 | 65.093 | 0.825 | 85.4511 | 87 | 10870 | 3374900 | 6135 | 24158307 | 0.10293
152691103 | HIGGINS 1103 | 394 | Sierra | 79.8613 | 3.6639 | 75.3648 | 1970 | 0 | 12kV | 27.2718 | 46.112 | 12.857 | 10.878 | 64.96 | 1.552 | 47.6367 | 45 | 23743 | 3486870 | 7879 | 18717135 | 0.19357
152762102 | EL DORADO PH 2102 | 75 | Sierra | 34.2126 | 2.0189 | 34.253 | 1648 | 0 | 21kV | 38.5082 | 100 | 13.429 | 12.342 | 64.745 | 2.025 | 102.1389 | 47 | 21837 | 10266756 | 8238 | 17075289 | 0.25262
042711102 | CALISTOGA 1102 | 27 | North Bay | 45.5927 | 9.0326 | 23.8756 | 2160 | 6 | 12kV | 44.0356 | 83.5 | 62.222 | 8.178 | 64.739 | 1.539 | 85.4511 | 92 | 14881 | 6292649 | 10694 | 9915976 | 0.19198
152261103 | DIAMOND SPRINGS 1103 | 272 | Sierra | 51.0894 | 6.3722 | 33.9542 | 2237 | 0 | 12kV | 31.3048 | 63.666 | 17.143 | 8.966 | 64.705 | 2.044 | 65.3912 | 60 | 18073 | 4724403 | 8193 | 17095416 | 0.25491
192431109 | HARRIS 1109 | 286 | Humboldt | 50.6639 | 4.9398 | 13.0569 | 3930 | 2 | 12kV | 30.9736 | 63.666 | 17.429 | 7.261 | 64.59 | 1.922 | 65.3912 | 61 | 15484 | 2776715 | 8621 | 15530712 | 0.23979
192021105 | ARCATA 1105 | 774 | Humboldt | 44.2221 | 8.7047 | #N/A | 4103 | 1 | 12kV | 18.7516 | 0 | 10.857 | 16.148 | 64.562 | 2.191 | 1 | 38 | 36315 | 3850431 | 8203 | 16668983 | 0.27334
153661104 | APPLE HILL 1104 | 80 | Sierra | 96.3606 | 2.4476 | 91.8994 | 2488 | 0 | 12kV | 38.3758 | 100 | 14.286 | 11.595 | 64.476 | 1.522 | 102.1389 | 50 | 22117 | 7662248 | 7789 | 17632720 | 0.18988
042571103 | MOLINO 1103 | 245 | Sonoma | 77.6938 | 16.2895 | #N/A | 3455 | 2 | 12kV | 32.1144 | 18.784 | 53.333 | 22.291 | 64.475 | 1.689 | 19.9979 | 87 | 51009 | 4226451 | 4402 | 27480255 | 0.21065
152431101 | SHADY GLEN 1101 | 303 | Sierra | 46.818 | 4.9624 | 41.667 | 1900 | 0 | 12kV | 30.5684 | 63.666 | 16.571 | 6.406 | 64.425 | 1.774 | 65.3912 | 58 | 13657 | 2454629 | 7574 | 18116633 | 0.22131
042011108 | SAN RAFAEL 1108 | 17 | North Bay | 46.9474 | 6.801 | 37.3748 | 6250 | 0 | 12kV | 46.9952 | 100 | 48.889 | 18.894 | 64.345 | 2.848 | 102.1389 | 85 | 40916 | 6454073 | 5587 | 23671985 | 0.35519
103091102 | CLARK ROAD 1102 | 292 | North Valley | 135.3223 | 5.4472 | 117.7302 | 1179 | 0 | 12kV | 30.8348 | 63.666 | 14.286 | 11.166 | 64.304 | 0.752 | 65.3912 | 50 | 14402 | 15914408 | 8459 | 15205309 | 0.093807
153081112 | PLACERVILLE 1112 | 321 | Sierra | 30.035 | 7.1849 | 27.7534 | 2117 | 0 | 12kV | 29.9476 | 63.666 | 16 | 3.596 | 64.29 | 2.186 | 65.3912 | 56 | 7423 | 1680220 | 7541 | 17836264 | 0.2726
083622105 | CAMP EVERS 2105 | 43 | Central Coast | 91.0048 | 3.4235 | 88.8213 | 4023 | 1 | 21kV | 41.1076 | 83.5 | 11.429 | 44.3 | 64.271 | 2.038 | 85.4511 | 40 | 92508 | 19371132 | 7384 | 18240472 | 0.25423
152261105 | DIAMOND SPRINGS 1105 | 359 | Sierra | 133.5847 | 7.4228 | 125.7407 | 2523 | 0 | 12kV | 28.1546 | 46.112 | 20 | 9.26 | 64.269 | 1.132 | 47.6367 | 70 | 20230 | 2942573 | 7261 | 18593735 | 0.14123
103441102 | JESSUP 1102 | 489 | North Valley | 86.8752 | 4.5254 | 51.0333 | 2343 | 0 | 12kV | 24.8136 | 33.94 | 17.429 | 6.892 | 64.26 | 1.547 | 35.3263 | 61 | 15397 | 1770300 | 6257 | 21486537 | 0.19293
102831104 | PARADISE 1104 | 74 | North Valley | 64.959 | 10.4763 | 37.9174 | 1024 | 1 | 12kV | 38.5706 | 63.666 | 5.429 | 56.804 | 64.112 | 2.842 | 65.3912 | 19 | 23898 | 142046078 | 8252 | 15273774 | 0.35447
152701108 | BELL 1108 | 305 | Sierra | 80.346 | 17.1472 | 66.6823 | 3674 | 0 | 12kV | 30.489 | 33.94 | 40 | 12.802 | 64.099 | 1.604 | 35.3263 | 81 | 28869 | 2954445 | 8196 | 15399531 | 0.20005
152561103 | PENRYN 1103 | 428 | Sierra | 78.7105 | 5.2349 | 67.0371 | 1488 | 0 | 12kV | 26.3812 | 46.112 | 15.429 | 4.808 | 64.026 | 1.531 | 47.6367 | 54 | 10738 | 1240251 | 6253 | 20846188 | 0.19095
102931103 | COTTONWOOD 1103 | 371 | North Valley | 161.3109 | 13.5275 | 126.1767 | 2790 | 2 | 12kV | 27.7822 | 46.112 | 20 | 7.781 | 63.988 | 1.03 | 47.6367 | 71 | 17032 | 2432543 | 7078 | 18343229 | 0.12852
163692102 | SALT SPRINGS 2102 | 62 | Stockton | 52.0131 | 17.6652 | 52.0669 | 2005 | 0 | 21kV | 39.1708 | 100 | 16.571 | 14.334 | 63.767 | 1.182 | 102.1389 | 58 | 31841 | 3905910 | 6017 | 20812429 | 0.14741
163781704 | PEORIA 1704 | 92 | Yosemite | 117.703 | 31.8589 | 65.0612 | 3188 | 0 | 17kV | 37.816 | 63.666 | 51.111 | 9.825 | 63.761 | 0.717 | 65.3912 | 86 | 21694 | 2839921 | 6225 | 20191304 | 0.089485
042141101 | CLEAR LAKE 1101 | 299 | Humboldt | 114.1842 | 2.4114 | 18.1143 | 2430 | 0 | 12kV | 30.6018 | 63.666 | 17.429 | 7.007 | 63.711 | 1.196 | 65.3912 | 61 | 15438 | 2066598 | 5349 | 22599065 | 0.14922
153081109 | PLACERVILLE 1109 | 720 | Sierra | 11.0389 | 2.2477 | 0.020146 | 605 | 0 | 12kV | 19.9294 | 0 | 8 | 0.112 | 63.677 | 27.858 | 1 | 28 | 238 | 42584 | 7144 | 17285398 | 3.4747
102831103 | PARADISE 1103 | 337 | North Valley | 45.3669 | 12.4815 | 41.0163 | 1075 | 0 | 12kV | 29.1244 | 10.103 | 7.714 | 61.817 | 63.531 | 2.457 | 11.2183 | 27 | 28852 | 151060404 | 7715 | 15219287 | 0.30644
103441101 | JESSUP 1101 | 390 | North Valley | 80.0268 | 7.7852 | 65.0048 | 2036 | 2 | 12kV | 27.3818 | 46.112 | 16.286 | 9.843 | 63.305 | 1.363 | 47.6367 | 57 | 21910 | 2627157 | 5864 | 19972342 | 0.16997
192391103 | JANES CREEK 1103 | 246 | Humboldt | 42.4521 | 21.9354 | #N/A | 3688 | 1 | 12kV | 32.106 | 63.666 | 19.143 | 12.596 | 63.088 | 2.037 | 65.3912 | 67 | 27496 | 4031697 | 7429 | 14817507 | 0.25402
012501105 | EL CERRITO G 1105 | 399 | East Bay | 24.5148 | 15.2066 | 18.498 | 3857 | 0 | 12kV | 27.086 | 46.112 | 17.714 | 5.908 | 62.997 | 2.699 | 47.6367 | 62 | 13101 | 1636846 | 7714 | 13736110 | 0.33664
083692104 | ROB ROY 2104 | 231 | Central Coast | 134.3958 | 18.7453 | 102.3975 | 3610 | 0 | 21kV | 32.4796 | 63.666 | 8.286 | 25.935 | 62.945 | 1.566 | 65.3912 | 29 | 52119 | 13862746 | 7219 | 15030384 | 0.19537
152241102 | HALSEY 1102 | 373 | Sierra | 67.9404 | 4.9862 | 57.8088 | 2112 | 0 | 12kV | 27.736 | 46.112 | 20 | 8.023 | 62.9 | 1.645 | 47.6367 | 71 | 18117 | 1822389 | 6138 | 18048800 | 0.20514
083622103 | CAMP EVERS 2103 | 375 | Central Coast | 60.3182 | 9.2553 | 47.4949 | 3263 | 2 | 21kV | 27.7116 | 46.112 | 7.429 | 20.03 | 62.87 | 2.117 | 47.6367 | 26 | 41980 | 8567768 | 6836 | 15934327 | 0.26407
043201101 | STAFFORD 1101 | 173 | North Bay | 21.9332 | 13.5092 | 7.6052 | 4941 | 0 | 12kV | 34.5138 | 46.112 | 48.889 | 11.738 | 62.755 | 3.075 | 47.6367 | 85 | 25920 | 3388359 | 4939 | 21131901 | 0.38354
192331104 | EUREKA E 1104 | 967 | Humboldt | 26.8809 | 1.7365 | #N/A | 3774 | 0 | 12kV | 16.169 | 0 | 11.429 | 3.557 | 62.743 | 3.116 | 1 | 40 | 7810 | 1081200 | 7548 | 13510920 | 0.38869
042031120 | ALTO 1120 | 613 | North Bay | 18.7093 | 17.7506 | 2.2169 | 4196 | 1 | 12kV | 21.9168 | 18.784 | 16.571 | 8.269 | 62.705 | 3.255 | 19.9979 | 58 | 18655 | 1899114 | 5399 | 19655811 | 0.406
102831105 | PARADISE 1105 | 113 | North Valley | 49.6518 | 11.0178 | 13.5303 | 1360 | 0 | 12kV | 36.975 | 83.5 | 9.143 | 26.175 | 62.672 | 3.385 | 85.4511 | 32 | 22748 | 50932072 | 6534 | 16261625 | 0.42225
043292103 | PUEBLO 2103 | 1 | North Bay | 78.6168 | 40.6607 | 47.1879 | 4665 | 0 | 21kV | 53.3892 | 100 | 81.212 | 21.596 | 62.619 | 1.519 | 102.1389 | 103 | 41035 | 14470977 | 5788 | 18284516 | 0.18943
042811113 | MONTE RIO 1113 | 44 | Sonoma | 61.3126 | 1.4964 | 61.2941 | 3920 | 0 | 12kV | 41.0412 | 100 | 13.143 | 27.855 | 62.601 | 1.607 | 102.1389 | 46 | 59304 | 10772220 | 4109 | 23118775 | 0.20042
014341106 | VALLEY VIEW 1106 | 69 | East Bay | 21.5365 | 30.4138 | 8.5618 | 4414 | 1 | 12kV | 38.9028 | 100 | 22.222 | 7.115 | 62.579 | 2.598 | 102.1389 | 72 | 15993 | 1705295 | 7712 | 12577360 | 0.32402
163451701 | FROGTOWN 1701 | 451 | Stockton | 70.5673 | 9.4096 | 70.5021 | 1962 | 0 | 17kV | 25.7648 | 46.112 | 14.286 | 5.049 | 62.376 | 1.001 | 47.6367 | 50 | 11322 | 1245363 | 7458 | 12751981 | 0.12487
152491101 | WEIMAR 1101 | 419 | Sierra | 74.3366 | 3.5313 | 74.3116 | 1642 | 1 | 12kV | 26.6934 | 46.112 | 14.286 | 9.069 | 62.374 | 1.626 | 47.6367 | 50 | 19971 | 2687763 | 6552 | 15382800 | 0.20281
042571104 | MOLINO 1104 | 192 | Sonoma | 61.2883 | 9.6724 | 2.046 | 4136 | 0 | 12kV | 33.723 | 46.112 | 37.778 | 20.247 | 62.267 | 2.211 | 47.6367 | 79 | 44072 | 6636851 | 4133 | 22119388 | 0.27573
152691109 | HIGGINS 1109 | 431 | Sierra | 141.0099 | 4.7978 | 140.5007 | 1656 | 0 | 12kV | 26.2296 | 46.112 | 13.714 | 8.16 | 62.2 | 0.962 | 47.6367 | 48 | 17221 | 3344384 | 6435 | 15237223 | 0.12003
043191101 | REDBUD 1101 | 110 | Humboldt | 70.5775 | 1.4919 | 47.7517 | 2099 | 0 | 12kV | 37.0424 | 100 | 12.571 | 9.534 | 62.157 | 0.95 | 102.1389 | 44 | 20751 | 3126499 | 4888 | 19616869 | 0.11853
043351103 | LUCERNE 1103 | 531 | Humboldt | 53.0637 | 3.1079 | 31.8489 | 2256 | 0 | 12kV | 23.9992 | 33.94 | 17.429 | 5.086 | 62.134 | 1.407 | 35.3263 | 61 | 11392 | 1270000 | 4517 | 20630614 | 0.17546
163761703 | RACETRACK 1703 | 164 | Yosemite | 61.366 | 13.149 | 56.2669 | 3515 | 1 | 17kV | 34.865 | 83.5 | 18.571 | 8.302 | 62.025 | 1.927 | 85.4511 | 65 | 18515 | 2170441 | 7119 | 12762152 | 0.24038
042011106 | SAN RAFAEL 1106 | 860 | North Bay | 20.945 | 6.974 | 2.8567 | 4577 | 0 | 12kV | 17.6652 | 0 | 16 | 7.26 | 62.012 | 3.054 | 1 | 56 | 16214 | 1871216 | 4834 | 19370960 | 0.38089
192151132 | NEWBURG 1132 | 635 | Humboldt | 22.9725 | 10.3 | 2.1979 | 3505 | 0 | 12kV | 21.564 | 25.266 | 14.286 | 3.008 | 61.99 | 3.27 | 26.5534 | 50 | 6634 | 880085 | 7011 | 12977834 | 0.4078
152691107 | HIGGINS 1107 | 637 | Sierra | 32.5873 | 4.0024 | 16.8285 | 1699 | 2 | 12kV | 21.5188 | 25.266 | 13.143 | 5.398 | 61.914 | 1.873 | 26.5534 | 46 | 12043 | 1407963 | 6804 | 13367606 | 0.23358
152481102 | BRUNSWICK 1102 | 138 | Sierra | 53.969 | 9.1166 | 51.0222 | 1439 | 0 | 12kV | 35.952 | 100 | 10.286 | 6.122 | 61.882 | 1.47 | 102.1389 | 36 | 12856 | 2588787 | 6530 | 14076275 | 0.18341
162821701 | STANISLAUS 1701 | 229 | Stockton | 45.5605 | 14.5046 | 45.3745 | 1841 | 2 | 17kV | 32.5244 | 83.5 | 4.857 | 11.079 | 61.782 | 1.404 | 85.4511 | 17 | 22687 | 5399447 | 5529 | 16708138 | 0.17506
152271102 | WISE 1102 | 128 | Sierra | 119.0603 | 6.8876 | 114.9602 | 1729 | 2 | 12kV | 36.3734 | 100 | 12.857 | 6.048 | 61.741 | 1.221 | 102.1389 | 45 | 13100 | 2063705 | 5849 | 15664358 | 0.15233
042031124 | ALTO 1124 | 148 | North Bay | 35.259 | 4.0717 | 30.5495 | 4078 | 0 | 12kV | 35.3386 | 83.5 | 16.571 | 12.165 | 61.544 | 2.913 | 85.4511 | 58 | 25601 | 5073241 | 4074 | 20278529 | 0.3633
163011101 | MARTELL 1101 | 497 | Stockton | 84.0511 | 10.1808 | 73.5469 | 2307 | 0 | 12kV | 24.623 | 33.94 | 17.429 | 9.101 | 61.456 | 1.189 | 35.3263 | 61 | 20263 | 2422163 | 5967 | 14529767 | 0.1483
102541101 | VOLTA 1101 | 89 | North Valley | 153.5089 | 0.70083 | 153.0474 | 1346 | 2 | 12kV | 38.0714 | 100 | 16.857 | 11.684 | 61.386 | 0.43 | 102.1389 | 59 | 21890 | 8212492 | 4818 | 17675374 | 0.053596
042841111 | GUALALA 1111 | 171 | Humboldt | 37.6323 | 46.7097 | 35.7279 | 2470 | 0 | 12kV | 34.544 | 83.5 | 11.143 | 15.56 | 61.373 | 1.144 | 85.4511 | 39 | 31059 | 8578901 | 3759 | 20718095 | 0.14275
043051101 | MONTICELLO 1101 | 263 | North Bay | 126.2701 | 9.4625 | 109.7815 | 1462 | 0 | 12kV | 31.5552 | 63.666 | 16.857 | 15.327 | 61.314 | 0.612 | 65.3912 | 59 | 22352 | 18646623 | 5402 | 15777150 | 0.076332
163351705 | CURTIS 1705 | 317 | Yosemite | 89.3111 | 8.134 | 84.6611 | 2832 | 0 | 17kV | 30.045 | 63.666 | 13.143 | 10.63 | 61.206 | 1.58 | 65.3912 | 46 | 23426 | 3126872 | 5652 | 14749847 | 0.19712
163751101 | PINE GROVE 1101 | 139 | Stockton | 72.8607 | 3.8627 | 73.0596 | 1372 | 3 | 12kV | 35.885 | 83.5 | 28.889 | 4.538 | 61.148 | 1.35 | 85.4511 | 75 | 9189 | 2339219 | 6078 | 13348204 | 0.16834
103201102 | CHALLENGE 1102 | 151 | North Valley | 63.2045 | 0.7802 | 63.9131 | 898 | 0 | 12kV | 35.2724 | 100 | 10.286 | 3.997 | 61.135 | 0.944 | 102.1389 | 36 | 8238 | 1880962 | 6297 | 12675406 | 0.11772
042011107 | SAN RAFAEL 1107 | 30 | North Bay | 29.3547 | 11.7979 | 20.6975 | 4592 | 2 | 12kV | 42.4572 | 83.5 | 55.556 | 8.968 | 61.085 | 3.177 | 85.4511 | 88 | 19879 | 2496539 | 4567 | 17566059 | 0.39624
192021122 | ARCATA 1122 | 302 | Humboldt | 67.8261 | 5.8368 | 20.5455 | 3166 | 1 | 12kV | 30.5696 | 63.666 | 14 | 12.474 | 61.084 | 1.624 | 65.3912 | 49 | 26221 | 5241170 | 6333 | 12429388 | 0.2025
042011104 | SAN RAFAEL 1104 | 579 | North Bay | 24.8874 | 7.5324 | 11.3584 | 4397 | 0 | 12kV | 22.7634 | 25.266 | 18.857 | 5.824 | 61.067 | 2.803 | 26.5534 | 66 | 12730 | 1842980 | 4395 | 18018384 | 0.3496
163781705 | PEORIA 1705 | 433 | Yosemite | 72.9177 | 6.6469 | 59.0992 | 2545 | 0 | 17kV | 26.1598 | 46.112 | 14.857 | 7.492 | 61.054 | 1.284 | 47.6367 | 52 | 15881 | 2985024 | 5084 | 15978335 | 0.16013
043311108 | KONOCTI 1108 | 648 | Humboldt | 32.8988 | 0.42724 | 20.7676 | 2027 | 0 | 12kV | 21.3722 | 25.266 | 15.429 | 3.659 | 60.978 | 1.529 | 26.5534 | 54 | 8128 | 998201 | 4053 | 18763359 | 0.19072
042891101 | GEYSERVILLE 1101 | 124 | Sonoma | 139.1641 | 9.0559 | 69.1228 | 1496 | 4 | 12kV | 36.4318 | 100 | 18.286 | 2.312 | 60.808 | 0.753 | 102.1389 | 64 | 4825 | 1016003 | 4152 | 18004428 | 0.093955
152031103 | GRASS VALLEY 1103 | 543 | Sierra | 88.404 | 5.5987 | 86.1203 | 1478 | 1 | 12kV | 23.6808 | 33.94 | 12 | 10.428 | 60.796 | 1.24 | 35.3263 | 42 | 20240 | 6461416 | 5437 | 14232305 | 0.1547
042011101 | SAN RAFAEL 1101 | 603 | North Bay | 23.589 | 8.1704 | 8.619 | 4008 | 0 | 12kV | 22.2526 | 0 | 37.778 | 9.233 | 60.793 | 3.459 | 1 | 79 | 20707 | 2273305 | 4007 | 18382261 | 0.43147
083252106 | PAUL SWEET 2106 | 525 | Central Coast | 52.3451 | 7.4403 | 37.5441 | 3172 | 0 | 21kV | 24.1258 | 25.266 | 7.714 | 24.792 | 60.738 | 2.119 | 26.5534 | 27 | 54348 | 7652085 | 6372 | 11354146 | 0.26426
043432105 | SILVERADO 2105 | 104 | North Bay | 63.7905 | 13.2927 | 37.4725 | 2325 | 0 | 21kV | 37.457 | 100 | 18.857 | 6.366 | 60.7 | 1.362 | 102.1389 | 66 | 12223 | 4107070 | 5150 | 14799468 | 0.16991
042651101 | HIGHWAY 1101 | 81 | North Bay | 11.116 | 40.6162 | #N/A | 4280 | 4 | 12kV | 38.3262 | 46.112 | 75.556 | 7.201 | 60.691 | 2.071 | 47.6367 | 98 | 16555 | 1270844 | 4284 | 17294508 | 0.25828
192341102 | HUMBOLDT BAY 1102 | 306 | Humboldt | 41.478 | 11.5243 | 7.0458 | 3106 | 0 | 12kV | 30.4616 | 63.666 | 17.143 | 9.272 | 60.384 | 1.843 | 65.3912 | 60 | 20779 | 2299849 | 6203 | 10858710 | 0.22982
043071102 | DUNBAR 1102 | 56 | Sonoma | 62.4865 | 8.6093 | 48.6409 | 2439 | 1 | 12kV | 39.814 | 100 | 18.286 | 18.78 | 60.357 | 1.647 | 102.1389 | 64 | 23215 | 28013616 | 3413 | 18897336 | 0.20544
043201102 | STAFFORD 1102 | 97 | North Bay | 37.5218 | 15.1718 | 21.3206 | 3976 | 0 | 12kV | 37.6054 | 83.5 | 22.222 | 19.359 | 60.341 | 2.605 | 85.4511 | 72 | 44139 | 3869036 | 3977 | 17212937 | 0.32495
012101104 | OAKLAND K 1104 | 336 | East Bay | 15.137 | 9.3863 | 15.128 | 2682 | 0 | 12kV | 29.1816 | 63.666 | 14.571 | 4.074 | 60.326 | 3.271 | 65.3912 | 51 | 8737 | 1496254 | 6267 | 10511622 | 0.40801
162161101 | ELECTRA 1101 | 539 | Stockton | 85.6345 | 4.9963 | 83.2829 | 1914 | 0 | 12kV | 23.7702 | 33.94 | 17.143 | 6.356 | 60.231 | 1.181 | 35.3263 | 60 | 14017 | 1857288 | 4944 | 14093599 | 0.14733
103531103 | RAWSON 1103 | 566 | North Valley | 39.5987 | 14.0024 | 2.3781 | 2557 | 1 | 12kV | 23.0624 | 46.112 |  | 7.186 | 60.205 | 1.809 | 47.6367 |  | 15949 | 1974871 | 5148 | 13428416 | 0.22564
014161108 | ROSSMOOR 1108 | 70 | Diablo | 20.6894 | 21.4595 | 12.7515 | 2893 | 1 | 12kV | 38.8872 | 83.5 | 31.111 | 17.283 | 60.066 | 2.476 | 85.4511 | 76 | 40064 | 2640193 | 5784 | 11193175 | 0.30877
043021102 | WOODACRE 1102 | 155 | North Bay | 31.0754 | 6.2079 | 32.7082 | 2980 | 0 | 12kV | 35.1708 | 83.5 | 16 | 14.152 | 59.936 | 2.266 | 85.4511 | 56 | 30199 | 5387460 | 3241 | 18226196 | 0.28262
042821101 | CLOVERDALE 1101 | 103 | Sonoma | 36.3989 | 9.5564 | 24.0395 | 2611 | 0 | 12kV | 37.4882 | 100 | 18.571 | 7.498 | 59.871 | 1.501 | 102.1389 | 65 | 16833 | 1824668 | 3503 | 17284877 | 0.18725
042151111 | SANTA ROSA A 1111 | 11 | Sonoma | 26.0745 | 18.5916 | 5.593 | 4729 | 0 | 12kV | 48.1 | 83.5 | 84.848 | 9.636 | 59.831 | 2.685 | 85.4511 | 109 | 20996 | 3133333 | 5129 | 12443112 | 0.33496
152261107 | DIAMOND SPRINGS 1107 | 112 | Sierra | 58.9878 | 13.8398 | 53.8326 | 1846 | 0 | 12kV | 37.0072 | 100 | 19.714 | 3.905 | 59.821 | 1.596 | 102.1389 | 69 | 7226 | 2855632 | 5783 | 10513581 | 0.19904
043071103 | DUNBAR 1103 | 65 | Sonoma | 54.7158 | 9.351 | 30.1397 | 2373 | 0 | 12kV | 39.1226 | 100 | 16 | 18.42 | 59.816 | 1.377 | 102.1389 | 56 | 21000 | 29664803 | 3659 | 16678228 | 0.17176
013681112 | EDES 1112 | 367 | East Bay | 17.3225 | 13.3783 | 15.8364 | 3153 | 4 | 12kV | 27.896 | 46.112 | 24.444 | 6.29 | 59.811 | 2.823 | 47.6367 | 73 | 13777 | 1957064 | 5806 | 10418608 | 0.35208
013801103 | MORAGA 1103 | 131 | Diablo | 18.0518 | 13.3592 | 3.4716 | 2911 | 0 | 12kV | 36.1776 | 83.5 | 26.667 | 8.305 | 59.787 | 2.629 | 85.4511 | 74 | 19210 | 1319685 | 5820 | 10312483 | 0.32796
014161106 | ROSSMOOR 1106 | 100 | Diablo | 21.0358 | 3.2491 | 4.0278 | 2845 | 1 | 12kV | 37.5604 | 63.666 | 53.333 | 7.922 | 59.739 | 3.142 | 65.3912 | 87 | 18500 | 1043155 | 5692 | 10551792 | 0.39196
063801105 | JAMESON 1105 | 78 | Sacramento | 64.389 | 21.9132 | 18.6174 | 2599 | 2 | 12kV | 38.3798 | 46.112 | 80 | 4.725 | 59.712 | 1.35 | 47.6367 | 101 | 10322 | 1502815 | 6246 | 8865843 | 0.16835
152691110 | HIGGINS 1110 | 500 | Sierra | 57.6177 | 6.3648 | 51.0959 | 1368 | 0 | 12kV | 24.5192 | 46.112 | 11.714 | 3.706 | 59.708 | 1.356 | 47.6367 | 41 | 7882 | 1443155 | 5105 | 12170577 | 0.16913
042661104 | WILLITS 1104 | 102 | Humboldt | 95.3489 | 5.8866 | 84.9199 | 3131 | 0 | 12kV | 37.4896 | 100 | 17.143 | 9.24 | 59.664 | 1.401 | 102.1389 | 60 | 19295 | 4040762 | 3131 | 17790342 | 0.17474
192021121 | ARCATA 1121 | 291 | Humboldt | 28.8684 | 5.9117 | 6.629 | 2757 | 2 | 12kV | 30.8962 | 63.666 | 16.286 | 12.685 | 59.658 | 2.186 | 65.3912 | 57 | 27871 | 3837021 | 5518 | 10831834 | 0.27261
153741101 | DOBBINS 1101 | 176 | Sierra | 81.9787 | 3.1769 | 80.2916 | 910 | 3 | 12kV | 34.4378 | 100 | 9.429 | 2.193 | 59.645 | 0.922 | 102.1389 | 33 | 4310 | 1292011 | 4829 | 12798006 | 0.11503
042271105 | COTATI 1105 | 271 | Sonoma | 131.0667 | 7.3658 | 37.492 | 3077 | 0 | 12kV | 31.3304 | 63.666 | 15.143 | 17.043 | 59.552 | 1.248 | 65.3912 | 53 | 34875 | 8335178 | 3077 | 17633686 | 0.15569
042141102 | CLEAR LAKE 1102 | 776 | Humboldt | 37.2324 | 6.855 | 3.7822 | 1828 | 0 | 12kV | 18.6622 | 10.103 | 17.714 | 4.343 | 59.453 | 1.698 | 11.2183 | 62 | 9878 | 896715 | 3658 | 15670328 | 0.21183
012541106 | OAKLAND X 1106 | 329 | East Bay | 23.5127 | 13.2059 | 16.5816 | 3802 | 1 | 12kV | 29.4478 | 63.666 | 15.714 | 5.813 | 59.367 | 2.679 | 65.3912 | 55 | 12609 | 1960766 | 5837 | 9092891 | 0.33409
063601104 | VACAVILLE 1104 | 211 | Sacramento | 17.7876 | 24.155 | 15.6565 | 2776 | 1 | 12kV | 33.0182 | 46.112 | 55.556 | 2.66 | 59.303 | 1.46 | 47.6367 | 88 | 5258 | 1528890 | 4333 | 13289688 | 0.18214
042651106 | HIGHWAY 1106 | 614 | North Bay | 15.2644 | 18.302 | #N/A | 3671 | 1 | 12kV | 21.9132 | 0 | 35.556 | 11.182 | 59.27 | 3.558 | 1 | 78 | 24843 | 3044134 | 3712 | 15003904 | 0.44374
103401101 | GIRVAN 1101 | 353 | North Valley | 109.297 | 7.3248 | 105.6311 | 1299 | 0 | 12kV | 28.6106 | 63.666 | 14.857 | 4.53 | 59.199 | 0.801 | 65.3912 | 52 | 9846 | 1502068 | 4987 | 11099238 | 0.099955
103521103 | OREGON TRAIL 1103 | 551 | North Valley | 120.292 | 7.8068 | 116.3748 | 1786 | 1 | 12kV | 23.5268 | 33.94 | 16.571 | 6.893 | 59.153 | 1.077 | 35.3263 | 58 | 14675 | 2667132 | 3703 | 14702980 | 0.13432
013111109 | SAN LEANDRO U 1109 | 905 | Mission | 19.6459 | 10.9257 | 12.917 | 3953 | 0 | 12kV | 16.9372 | 0 | 16 | 6.485 | 59.076 | 3.125 | 1 | 56 | 14187 | 2037604 | 5809 | 8365366 | 0.38981
192151131 | NEWBURG 1131 | 626 | Humboldt | 39.4297 | 6.8123 | 6.672 | 2669 | 1 | 12kV | 21.6952 | 33.94 | 10.857 | 2.763 | 59.065 | 1.851 | 35.3263 | 38 | 5818 | 1148009 | 5337 | 9708900 | 0.2309
042771114 | UKIAH 1114 | 143 | Humboldt | 103.0373 | 5.8901 | 51.9619 | 1757 | 4 | 12kV | 35.611 | 100 | 13.143 | 4.949 | 59.054 | 0.909 | 102.1389 | 46 | 10502 | 1957374 | 3519 | 14964295 | 0.1134
014052101 | NORTH DUBLIN 2101 | 445 | Mission | 4.3098 | 41.945 | 3.6193 | 4789 | 0 | 21kV | 25.8778 | 18.784 | 40 | 10.231 | 59.03 | 1.344 | 19.9979 | 81 | 23347 | 2019232 | 4780 | 11231105 | 0.1676
152461103 | PLACER 1103 | 455 | Sierra | 29.1941 | 9.5196 | 12.2492 | 2025 | 2 | 12kV | 25.6738 | 46.112 | 16.286 | 4.423 | 59.004 | 2.544 | 47.6367 | 57 | 9998 | 991819 | 5049 | 10374691 | 0.31736
042481105 | IGNACIO 1105 | 926 | North Bay | 20.0707 | 16.6025 | #N/A | 4420 | 0 | 12kV | 16.6668 | 0 | 18.857 | 2.584 | 59.004 | 2.889 | 1 | 66 | 5998 | 385136 | 4420 | 12205486 | 0.36029
014091108 | CASTRO VALLEY 1108 | 119 | Mission | 25.6077 | 24.807 | 22.9915 | 3106 | 0 | 12kV | 36.7528 | 100 | 17.429 | 5.468 | 58.934 | 1.933 | 102.1389 | 61 | 11878 | 1821409 | 5112 | 9997507 | 0.24116
014052103 | NORTH DUBLIN 2103 | 244 | Mission | 22.1401 | 46.5045 | 18.9008 | 4766 | 1 | 21kV | 32.1246 | 46.112 | 40 | 14.477 | 58.889 | 1.145 | 47.6367 | 81 | 32161 | 3942574 | 4723 | 11004883 | 0.14279
152101101 | ALLEGHANY 1101 | 149 | Sierra | 77.594 | 1.7484 | 61.367 | 1072 | 3 | 12kV | 35.3308 | 100 | 5.143 | 12.125 | 58.873 | 0.513 | 102.1389 | 18 | 21521 | 10001202 | 4038 | 12950608 | 0.064002
042891102 | GEYSERVILLE 1102 | 144 | Sonoma | 116.0411 | 8.9064 | 54.2117 | 1224 | 8 | 12kV | 35.589 | 83.5 | 31.111 | 3.678 | 58.869 | 0.787 | 85.4511 | 76 | 7166 | 2243675 | 2555 | 17252661 | 0.098149
043432102 | SILVERADO 2102 | 159 | North Bay | 109.7885 | 19.9696 | 58.7891 | 1342 | 0 | 21kV | 35.0844 | 83.5 | 16.571 | 15.496 | 58.85 | 1.005 | 85.4511 | 58 | 30784 | 8724365 | 4230 | 12328823 | 0.12533
162831702 | SPRING GAP 1702 | 165 | Yosemite | 43.835 | 3.8377 | 41.0705 | 1494 | 0 | 17kV | 34.8602 | 100 | 12 | 2.679 | 58.833 | 0.789 | 102.1389 | 42 | 5666 | 1081814 | 4479 | 11556895 | 0.0984
082841101 | BIG BASIN 1101 | 268 | Central Coast | 56.1002 | 2.0801 | 56.1051 | 2377 | 0 | 12kV | 31.4106 | 63.666 | 11.143 | 21.553 | 58.817 | 1.874 | 65.3912 | 39 | 43703 | 11038828 | 4659 | 10988201 | 0.23375
103441103 | JESSUP 1103 | 945 | North Valley | 38.075 | 5.695 | 3.7231 | 1621 | 0 | 12kV | 16.4474 | 0 | 14 | 7.611 | 58.813 | 1.813 | 1 | 49 | 16725 | 2298372 | 3613 | 14019403 | 0.22611
042761101 | FORT BRAGG A 1101 | 429 | Humboldt | 81.3961 | 7.6678 | 70.4672 | 2679 | 0 | 12kV | 26.3164 | 46.112 | 17.429 | 8.099 | 58.781 | 1.161 | 47.6367 | 61 | 16790 | 3691991 | 2678 | 16649126 | 0.14487
103261101 | ANDERSON 1101 | 731 | North Valley | 20.0148 | 8.0215 | 9.8615 | 1662 | 0 | 12kV | 19.6918 | 18.784 | 18.286 | 0.618 | 58.767 | 2.004 | 19.9979 | 64 | 1376 | 165922 | 4986 | 9898001 | 0.25001
082841102 | BIG BASIN 1102 | 121 | Central Coast | 77.479 | 5.3786 | 73.4523 | 1823 | 1 | 12kV | 36.576 | 100 | 9.429 | 13.561 | 58.712 | 1.178 | 102.1389 | 33 | 27252 | 7248149 | 3945 | 12773563 | 0.1469
163781701 | PEORIA 1701 | 522 | Yosemite | 83.9134 | 2.9776 | 80.3858 | 1911 | 1 | 17kV | 24.1754 | 46.112 | 11.429 | 3.774 | 58.655 | 0.907 | 47.6367 | 40 | 7998 | 1504143 | 3823 | 12970516 | 0.1131
152471101 | COLUMBIA HILL 1101 | 120 | Sierra | 90.682 | 5.3764 | 90.9452 | 1151 | 1 | 12kV | 36.7002 | 100 | 16 | 8.072 | 58.586 | 0.843 | 102.1389 | 56 | 14449 | 6509462 | 3308 | 14274311 | 0.10511
042651104 | HIGHWAY 1104 | 955 | North Bay | 6.4 | 24.4247 | #N/A | 3581 | 0 | 12kV | 16.2934 | 0 | 13.429 | 5.687 | 58.573 | 3.778 | 1 | 47 | 13028 | 1060418 | 3434 | 13873360 | 0.47117
024101102 | HALF MOON BAY 1102 | 158 | Peninsula | 47.9532 | 12.6643 | 7.682 | 4916 | 2 | 12kV | 35.1206 | 83.5 | 19.429 | 11.721 | 58.527 | 2.426 | 85.4511 | 68 | 25374 | 4015407 | 6718 | 4193877 | 0.30257
103561102 | STILLWATER 1102 | 640 | North Valley | 79.1894 | 2.4075 | 77.8002 | 1419 | 0 | 12kV | 21.4758 | 25.266 | 19.429 | 3.035 | 58.5 | 1.149 | 26.5534 | 68 | 6408 | 1241305 | 4257 | 11277018 | 0.14332
152561105 | PENRYN 1105 | 760 | Sierra | 92.2049 | 2.8668 | 40.4577 | 1929 | 0 | 12kV | 19.0464 | 13.794 | 14 | 7.335 | 58.474 | 1.629 | 14.9507 | 49 | 16222 | 2086501 | 3760 | 12648683 | 0.20321
042721102 | SONOMA 1102 | 493 | Sonoma | 18.2158 | 12.2241 | 5.4359 | 3421 | 0 | 12kV | 24.7682 | 13.794 | 40 | 8.597 | 58.299 | 3.151 | 14.9507 | 81 | 18403 | 3200200 | 4240 | 10767746 | 0.39303
042761104 | FORT BRAGG A 1104 | 237 | Humboldt | 38.1456 | 1.3762 | 25.9146 | 2630 | 0 | 12kV | 32.29 | 83.5 | 13.429 | 4.027 | 58.24 | 2.254 | 85.4511 | 47 | 8009 | 2257190 | 2630 | 15285560 | 0.2811
042721104 | SONOMA 1104 | 304 | Sonoma | 55.8636 | 15.5124 | 19.5383 | 3263 | 0 | 12kV | 30.5144 | 63.666 | 18.571 | 10.328 | 58.232 | 1.775 | 65.3912 | 65 | 22755 | 3047631 | 4084 | 11034239 | 0.22136
103571105 | TYLER 1105 | 439 | North Valley | 110.8865 | 7.9178 | 60.5727 | 1711 | 0 | 12kV | 26.0432 | 46.112 | 18 | 7.228 | 58.216 | 0.66 | 47.6367 | 63 | 15375 | 2812436 | 4215 | 10609516 | 0.082342
042011105 | SAN RAFAEL 1105 | 807 | North Bay | 22.998 | 19.0204 | 4.1168 | 3104 | 1 | 12kV | 18.3288 | 0 | 19.714 | 11.173 | 58.203 | 2.554 | 1 | 69 | 24210 | 3798427 | 3108 | 13790196 | 0.31857
163351701 | CURTIS 1701 | 491 | Yosemite | 20.9387 | 8.295 | 13.4152 | 1858 | 0 | 17kV | 24.7754 | 25.266 | 33.333 | 4.523 | 58.193 | 2.562 | 26.5534 | 77 | 10324 | 890553 | 4918 | 8500008 | 0.31949
103351101 | DESCHUTES 1101 | 663 | North Valley | 130.7775 | 3.3294 | 109.6858 | 1202 | 2 | 12kV | 21.1128 | 33.94 | 10.571 | 2.162 | 58.191 | 0.7 | 35.3263 | 37 | 4445 | 1031567 | 3606 | 12310208 | 0.087266
082021107 | LOS GATOS 1107 | 29 | De Anza | 96.6174 | 9.0096 | 94.47 | 2311 | 0 | 12kV | 42.8 | 100 | 35.556 | 18.967 | 58.184 | 1.293 | 102.1389 | 78 | 37976 | 10311643 | 4395 | 9995829 | 0.1613
042761102 | FORT BRAGG A 1102 | 319 | Humboldt | 81.0291 | 4.575 | 64.6396 | 2374 | 0 | 12kV | 30.0242 | 63.666 | 13.429 | 13.533 | 58.145 | 1.348 | 65.3912 | 47 | 25575 | 9240129 | 2374 | 15765097 | 0.16819
014662113 | TASSAJARA 2113 | 49 | Diablo | 4.8489 | 59.2662 | 3.6023 | 6079 | 1 | 21kV | 40.4242 | 83.5 | 48.889 | 8.737 | 58.08 | 2.915 | 85.4511 | 85 | 19553 | 2201412 | 6405 | 3861286 | 0.36355
043081101 | BIG RIVER 1101 | 177 | Humboldt | 85.9504 | 16.4211 | 71.4583 | 2589 | 0 | 12kV | 34.4332 | 83.5 | 16 | 13.356 | 58.079 | 1.231 | 85.4511 | 56 | 23364 | 11439530 | 2589 | 14956653 | 0.15357
083242105 | MORGAN HILL 2105 | 107 | San Jose | 81.7515 | 38.7915 | 49.4076 | 4290 | 0 | 21kV | 37.2508 | 83.5 | 28.889 | 13.985 | 58.05 | 1.83 | 85.4511 | 75 | 31339 | 3472459 | 3959 | 10891460 | 0.2283
083252105 | PAUL SWEET 2105 | 729 | Central Coast | 29.5292 | 10.6552 | 8.6024 | 4323 | 0 | 21kV | 19.7114 | 13.794 | 11.143 | 12.589 | 57.983 | 3.048 | 14.9507 | 39 | 27723 | 3730165 | 4105 | 10279269 | 0.38013
063801102 | JAMESON 1102 | 340 | Sacramento | 20.2139 | 29.3595 | 8.3727 | 2261 | 1 | 12kV | 28.9656 | 25.266 | 55.556 | 4.308 | 57.935 | 1.763 | 26.5534 | 88 | 9503 | 1256530 | 5163 | 7069181 | 0.21984
153661103 | APPLE HILL 1103 | 247 | Sierra | 60.7277 | 5.6684 | 58.8848 | 1291 | 0 | 12kV | 32.101 | 83.5 | 8.286 | 9.3 | 57.93 | 1.489 | 85.4511 | 29 | 19319 | 4191233 | 4880 | 7877372 | 0.18577
022721106 | SNEATH LANE 1106 | 332 | Peninsula | 11.3223 | 7.8443 | 1.101 | 4042 | 0 | 12kV | 29.398 | 63.666 | 14 | 8.964 | 57.909 | 2.451 | 65.3912 | 49 | 19853 | 2517024 | 4042 | 10257862 | 0.30568
042261101 | BOLINAS 1101 | 170 | North Bay | 51.5616 | 7.8767 | 36.2161 | 1624 | 0 | 12kV | 34.5832 | 100 | 7.143 | 6.776 | 57.903 | 1.094 | 102.1389 | 25 | 13254 | 4070920 | 3249 | 12546603 | 0.13644
012101102 | OAKLAND K 1102 | 307 | East Bay | 14.9668 | 13.4584 | 15.6371 | 2572 | 3 | 12kV | 30.351 | 63.666 | 17.714 | 9.79 | 57.875 | 2.71 | 65.3912 | 62 | 21981 | 2379375 | 4764 | 8061732 | 0.338
163351704 | CURTIS 1704 | 156 | Yosemite | 76.426 | 14.1948 | 75.6221 | 2611 | 1 | 17kV | 35.1682 | 100 | 11.143 | 5.553 | 57.864 | 1.281 | 102.1389 | 39 | 11805 | 2170402 | 4082 | 10014848 | 0.15979
022811102 | PACIFICA 1102 | 86 | Peninsula | 20.0179 | 7.3208 | 5.0009 | 3969 | 1 | 12kV | 38.133 | 83.5 | 35.556 | 10.888 | 57.827 | 2.894 | 85.4511 | 78 | 24555 | 2511537 | 3970 | 10237293 | 0.36097
192391101 | JANES CREEK 1101 | 241 | Humboldt | 29.1966 | 7.6201 | #N/A | 2220 | 0 | 12kV | 32.2116 | 83.5 | 10.857 | 6.987 | 57.819 | 1.895 | 85.4511 | 38 | 14791 | 2807496 | 4439 | 8851729 | 0.23633
042991106 | LAS GALLINAS A 1106 | 878 | North Bay | 15.7614 | 18.0019 | 4.998 | 4376 | 2 | 12kV | 17.4048 | 0 | 18.571 | 8.411 | 57.811 | 2.231 | 1 | 65 | 19383 | 1428240 | 3859 | 10515775 | 0.27827
042091102 | MIRABEL 1102 | 129 | Sonoma | 58.0427 | 3.272 | 36.4964 | 2424 | 0 | 12kV | 36.3434 | 100 | 14.286 | 8.036 | 57.8 | 1.595 | 102.1389 | 50 | 15412 | 5208099 | 2388 | 14763748 | 0.19892
042011102 | SAN RAFAEL 1102 | 715 | North Bay | 4.8315 | 11.241 | #N/A | 3786 | 0 | 12kV | 19.967 | 0 | 20 | 16.129 | 57.796 | 5.91 | 1 | 71 | 35699 | 4554778 | 3786 | 10687878 | 0.73708
152161102 | AUBURN 1102 | 275 | Sierra | 8.8229 | 3.1816 | 2.2817 | 1387 | 0 | 12kV | 31.2456 | 83.5 | 10 | 1.607 | 57.66 | 3.461 | 85.4511 | 35 | 3362 | 694422 | 4163 | 9212200 | 0.43165
192401101 | HOOPA 1101 | 64 | Humboldt | 133.2527 | 10.7453 | 103.3689 | 2084 | 0 | 12kV | 39.1358 | 100 | 12.571 | 24.654 | 57.658 | 0.796 | 102.1389 | 44 | 41550 | 23072625 | 4161 | 9211940 | 0.099284
022721102 | SNEATH LANE 1102 | 438 | Peninsula | 10.5252 | 10.4829 | 0.30787 | 3769 | 0 | 12kV | 26.0776 | 46.112 | 14.857 | 8.559 | 57.633 | 3.227 | 47.6367 | 52 | 19218 | 2078240 | 3762 | 10304120 | 0.40248
043211102 | HARTLEY 1102 | 736 | Humboldt | 27.5316 | 4.6704 | 4.13 | 1491 | 0 | 12kV | 19.5888 | 18.784 | 17.714 | 2.07 | 57.625 | 1.751 | 19.9979 | 62 | 4678 | 465269 | 2981 | 12553238 | 0.21838
013532107 | LAKEWOOD 2107 | 84 | Diablo | 28.9497 | 14.4047 | 7.3667 | 3462 | 2 | 21kV | 38.249 | 63.666 | 60 | 6.942 | 57.557 | 3.08 | 65.3912 | 90 | 15357 | 1970865 | 4770 | 7161071 | 0.38421
042251101 | HOPLAND 1101 | 32 | Humboldt | 129.6137 | 3.4593 | 82.4026 | 1290 | 1 | 12kV | 42.1838 | 100 | 46.667 | 6.122 | 57.541 | 0.589 | 102.1389 | 84 | 13279 | 2065422 | 2921 | 12494114 | 0.07344
153081111 | PLACERVILLE 1111 | 939 | Sierra | 18.5282 | 4.3458 | 13.2951 | 1086 | 2 | 12kV | 16.4902 | 0 | 19.143 | 3.106 | 57.521 | 2.681 | 1 | 67 | 7136 | 553513 | 4262 | 8536677 | 0.33437
042021112 | NAPA 1112 | 501 | North Bay | 52.3598 | 10.5842 | 17.6226 | 2784 | 0 | 12kV | 24.5066 | 18.784 | 33.333 | 11.204 | 57.506 | 1.706 | 19.9979 | 77 | 23573 | 4681708 | 3538 | 10602260 | 0.21277
012022215 | CLAYTON 2215 | 94 | Diablo | 31.821 | 37.9939 | 8.5821 | 4511 | 0 | 21kV | 37.7814 | 46.112 | 68.889 | 13.836 | 57.478 | 2.592 | 47.6367 | 95 | 31616 | 2679004 | 3764 | 9865444 | 0.32326
063642113 | PEABODY 2113 | 376 | Sacramento | 10.0766 | 41.5268 | 1.6686 | 5622 | 2 | 21kV | 27.7032 | 25.266 | 42.222 | 11.186 | 57.454 | 2.388 | 26.5534 | 82 | 24599 | 3357582 | 5536 | 4647416 | 0.2978
042561107 | FULTON 1107 | 79 | Sonoma | 49.2441 | 23.95 | 37.7898 | 2920 | 1 | 12kV | 38.3776 | 63.666 | 51.111 | 17.689 | 57.441 | 1.981 | 65.3912 | 86 | 14307 | 35740312 | 3280 | 11169971 | 0.24709
163541101 | OLETA 1101 | 482 | Stockton | 116.7182 | 5.3742 | 89.0724 | 1754 | 1 | 12kV | 24.9188 | 46.112 | 14.286 | 5.986 | 57.425 | 0.785 | 47.6367 | 50 | 12488 | 2631936 | 3351 | 10918954 | 0.097956
063601111 | VACAVILLE 1111 | 510 | Sacramento | 17.3858 | 17.5894 | 12.1732 | 2113 | 0 | 12kV | 24.3216 | 13.794 | 40 | 8.419 | 57.325 | 2.07 | 14.9507 | 80 | 19071 | 1838642 | 3217 | 11031230 | 0.25818
103401102 | GIRVAN 1102 | 474 | North Valley | 75.8655 | 9.8025 | 44.1977 | 1409 | 0 | 12kV | 25.1244 | 46.112 | 15.714 | 5.007 | 57.321 | 1.468 | 47.6367 | 55 | 11043 | 1463813 | 3584 | 9952737 | 0.18314
192331101 | EUREKA E 1101 | 556 | Humboldt | 13.2834 | 1.8063 | #N/A | 2170 | 0 | 12kV | 23.4112 | 46.112 | 9.143 | 1.633 | 57.287 | 2.881 | 47.6367 | 32 | 3385 | 745127 | 4340 | 7660100 | 0.35933
152181102 | FORESTHILL 1102 | 169 | Sierra | 29.7451 | 4.9858 | 29.7452 | 425 | 0 | 12kV | 34.634 | 100 | 12.571 | 2.367 | 57.273 | 0.959 | 102.1389 | 44 | 4417 | 1684942 | 4796 | 6295403 | 0.11956
043091102 | GREENBRAE 1102 | 630 | North Bay | 13.0187 | 12.6098 | 7.1787 | 3597 | 0 | 12kV | 21.6456 | 0 | 37.778 | 10.092 | 57.257 | 3.101 | 1 | 79 | 22104 | 3138306 | 3597 | 9736985 | 0.38683
043411101 | CALPELLA 1101 | 334 | Humboldt | 89.7518 | 3.5949 | 72.0108 | 1518 | 0 | 12kV | 29.2976 | 63.666 | 16.571 | 8.011 | 57.246 | 0.994 | 65.3912 | 58 | 16985 | 3184609 | 2822 | 11959141 | 0.12401
254432104 | COARSEGOLD 2104 | 441 | Yosemite | 265.6092 | 3.2295 | 248.3114 | 4361 | 0 | 21kV | 26.0134 | 46.112 | 16.857 | 8.894 | 57.244 | 0.96 | 47.6367 | 59 | 19883 | 2269034 | 4359 | 7485157 | 0.11974
014091106 | CASTRO VALLEY 1106 | 20 | Mission | 40.9386 | 14.1179 | 19.2033 | 5782 | 0 | 12kV | 45.8754 | 83.5 | 80 | 6.048 | 57.203 | 2.626 | 85.4511 | 101 | 13366 | 1734710 | 4224 | 7763176 | 0.32754
042031122 | ALTO 1122 | 722 | North Bay | 17.6686 | 5.996 | 8.8537 | 2879 | 0 | 12kV | 19.8584 | 18.784 | 14 | 6.085 | 57.195 | 3.228 | 19.9979 | 49 | 13316 | 1907758 | 2874 | 11668440 | 0.40262
043281104 | CARQUINEZ 1104 | 1278 | North Bay | 0.38068 | 0.71225 | #N/A | 46 | 0 | 12kV | 12.4652 | 0 | 0 | 0.06 | 57.194 | 5.072 | 1 | 0 | 114 | 40601 | 2948 | 11450032 | 0.63257
103541105 | RED BLUFF 1105 | 693 | North Valley | 37.7402 | 8.5581 | 15.2954 | 1904 | 0 | 12kV | 20.549 | 10.103 | 31.111 | 2.285 | 57.186 | 2.06 | 11.2183 | 76 | 4868 | 881128 | 3801 | 8946754 | 0.25692
043291104 | PUEBLO 1104 | 312 | North Bay | 51.5382 | 19.6356 | 30.8506 | 1967 | 0 | 12kV | 30.2232 | 63.666 | 18.571 | 9.892 | 57.175 | 1.812 | 65.3912 | 65 | 12749 | 14110290 | 3219 | 10607174 | 0.226
014671102 | SOBRANTE 1102 | 401 | Diablo | 27.6734 | 13.5018 | 27.4867 | 1817 | 0 | 12kV | 27.0654 | 46.112 | 26.667 | 2.566 | 57.169 | 2.813 | 47.6367 | 74 | 5431 | 1032365 | 3621 | 9422923 | 0.3509
042871101 | UPPER LAKE 1101 | 133 | Humboldt | 87.6762 | 0.84637 | 53.0863 | 1312 | 0 | 12kV | 36.1378 | 100 | 16.286 | 6.554 | 57.144 | 0.705 | 102.1389 | 57 | 13942 | 2549111 | 2524 | 12544251 | 0.087991
042021102 | NAPA 1102 | 182 | North Bay | 32.1501 | 5.47 | #N/A | 3764 | 1 | 12kV | 34.2168 | 63.666 | 35.556 | 12.319 | 57.111 | 2.432 | 65.3912 | 78 | 27012 | 3793603 | 3763 | 8848328 | 0.3033
042011109 | SAN RAFAEL 1109 | 472 | North Bay | 26.1332 | 6.9247 | 10.8025 | 3382 | 1 | 12kV | 25.2812 | 0 | 60 | 6.831 | 57.015 | 2.56 | 1 | 91 | 15377 | 1610698 | 3414 | 9596427 | 0.31933
043281103 | CARQUINEZ 1103 | 909 | North Bay | 14.6839 | 13.6819 | #N/A | 3561 | 0 | 12kV | 16.8746 | 0 | 16.286 | 7.1 | 57.007 | 3.98 | 1 | 57 | 15163 | 2687374 | 2869 | 11157541 | 0.49636
042461106 | BASALT 1106 | 185 | North Bay | 70.277 | 14.7974 | 4.9877 | 3381 | 0 | 12kV | 34.0706 | 33.94 | 62.222 | 15.879 | 56.991 | 1.321 | 35.3263 | 92 | 34065 | 5822154 | 3632 | 8896238 | 0.16471
083392107 | SWIFT 2107 | 447 | San Jose | 12.0022 | 34.6688 | 2.6821 | 4700 | 2 | 21kV | 25.8118 | 10.103 | 48.889 | 9.838 | 56.963 | 3.266 | 11.2183 | 85 | 20460 | 4404669 | 4993 | 4858004 | 0.40733
013432207 | FAIRVIEW 2207 | 651 | Diablo | 51.7437 | 11.493 | 18.7684 | 4607 | 5 | 21kV | 21.3092 | 25.266 | 14.286 | 7.924 | 56.894 | 2.176 | 26.5534 | 50 | 17293 | 2542677 | 4101 | 7261691 | 0.27144
152701107 | BELL 1107 | 462 | Sierra | 50.4576 | 11.5022 | 42.044 | 1447 | 0 | 12kV | 25.5078 | 46.112 | 19.714 | 3.449 | 56.829 | 1.435 | 47.6367 | 69 | 7414 | 1244866 | 4040 | 7258642 | 0.17898
014671101 | SOBRANTE 1101 | 469 | Diablo | 21.4521 | 6.7177 | 15.9136 | 2009 | 1 | 12kV | 25.3132 | 33.94 | 31.111 | 1.902 | 56.825 | 2.788 | 35.3263 | 76 | 4086 | 690388 | 3979 | 7422974 | 0.34777
042661103 | WILLITS 1103 | 137 | Humboldt | 152.3782 | 4.1338 | 141.581 | 2211 | 1 | 12kV | 35.9704 | 100 | 16 | 6.132 | 56.823 | 0.897 | 102.1389 | 56 | 12308 | 3295895 | 2211 | 12560691 | 0.11192
042721106 | SONOMA 1106 | 730 | Sonoma | 11.0171 | 10.9803 | 1.1258 | 3146 | 0 | 12kV | 19.7018 | 0 | 33.333 | 4.401 | 56.783 | 3.992 | 1 | 77 | 9074 | 2068657 | 3653 | 8255148 | 0.49793
043091104 | GREENBRAE 1104 | 892 | North Bay | 18.2506 | 11.3474 | 0.079918 | 2552 | 1 | 12kV | 17.1538 | 0 | 18.571 | 7.747 | 56.757 | 2.694 | 1 | 65 | 17707 | 1494439 | 3418 | 8866081 | 0.33602
022811103 | PACIFICA 1103 | 409 | Peninsula | 13.9668 | 4.1698 | 4.0354 | 2818 | 0 | 12kV | 26.9144 | 63.666 | 7.143 | 5.054 | 56.751 | 1.958 | 65.3912 | 25 | 11080 | 1557678 | 3409 | 8876404 | 0.24418
102521101 | OROVILLE 1101 | 470 | North Valley | 26.24 | 8.3056 | #N/A | 2554 | 0 | 12kV | 25.2874 | 0 | 62.222 | 4.95 | 56.709 | 2.556 | 1 | 92 | 10764 | 1635682 | 5104 | 3829713 | 0.31875
192181102 | BLUE LAKE 1102 | 234 | Humboldt | 68.7527 | 4.2159 | #N/A | 1899 | 2 | 12kV | 32.4028 | 83.5 | 9.429 | 11.164 | 56.708 | 1.213 | 85.4511 | 33 | 24452 | 3473188 | 3800 | 7619000 | 0.15124
043291105 | PUEBLO 1105 | 407 | North Bay | 70.8275 | 7.6848 | 23.9073 | 2080 | 0 | 12kV | 26.9558 | 46.112 | 16.857 | 13.716 | 56.687 | 1.407 | 47.6367 | 59 | 20437 | 16149217 | 3046 | 9753676 | 0.17552
042491101 | SAUSALITO 1101 | 750 | North Bay | 6.7883 | 9.4992 | 0.58117 | 2592 | 0 | 12kV | 19.3016 | 13.794 | 13.429 | 8.095 | 56.597 | 4.593 | 14.9507 | 47 | 18518 | 1543587 | 2575 | 10872982 | 0.57291
153612109 | CLARKSVILLE 2109 | 521 | Sierra | 12.284 | 42.1261 | 5.0217 | 3008 | 0 | 21kV | 24.1896 | 18.784 | 28.889 | 13.784 | 56.594 | 2.897 | 19.9979 | 75 | 30620 | 3756957 | 3444 | 8337924 | 0.36137
024251101 | WOODSIDE 1101 | 174 | Peninsula | 62.7759 | 11.6542 | 42.209 | 1781 | 2 | 12kV | 34.492 | 83.5 | 17.143 | 13.517 | 56.569 | 1.731 | 85.4511 | 60 | 27486 | 6826231 | 3774 | 7309199 | 0.21585
153081110 | PLACERVILLE 1110 | 585 | Sierra | 34.9786 | 4.9191 | 34.3071 | 1623 | 0 | 12kV | 22.5778 | 33.94 | 12 | 8.528 | 56.561 | 1.86 | 35.3263 | 42 | 17659 | 3913836 | 3814 | 7168230 | 0.23204
103541104 | RED BLUFF 1104 | 594 | North Valley | 93.6687 | 5.5255 | 69.4411 | 1531 | 0 | 12kV | 22.4716 | 33.94 | 16 | 4.982 | 56.547 | 0.889 | 35.3263 | 56 | 10857 | 1618351 | 3363 | 8441041 | 0.11093
192221102 | GARBERVILLE 1102 | 48 | Humboldt | 134.2357 | 8.3511 | 124.8867 | 1803 | 2 | 12kV | 40.6276 | 100 | 18.857 | 27.047 | 56.506 | 0.728 | 102.1389 | 66 | 50297 | 19477358 | 3609 | 7611906 | 0.09076
063172101 | MADISON 2101 | 118 | Sacramento | 165.9416 | 9.3043 | 7.647 | 2084 | 1 | 21kV | 36.8002 | 63.666 | 48.889 | 14.248 | 56.448 | 0.75 | 65.3912 | 85 | 29827 | 6139868 | 4561 | 4682594 | 0.093597
014091111 | CASTRO VALLEY 1111 | 1019 | Mission | 7.9629 | 25.2019 | #N/A | 2524 | 0 | 12kV | 15.2756 |  | 20 | 0 | 56.378 |  |  | 70 | 0 | 0 | 3914 | 6369116
083242111 | MORGAN HILL 2111 | 47 | San Jose | 72.6661 | 32.4972 | 51.2335 | 2654 | 1 | 21kV | 40.6412 | 83.5 | 46.667 | 15.496 | 56.364 | 1.179 | 85.4511 | 84 | 34369 | 4289593 | 3827 | 6583124 | 0.14701
083481110 | STELLING 1110 | 14 | De Anza | 51.0214 | 18.0263 | 36.507 | 3786 | 0 | 12kV | 47.488 | 83.5 | 80 | 15.954 | 56.308 | 1.678 | 85.4511 | 100 | 34556 | 5442167 | 4326 | 4977773 | 0.20929
103521104 | OREGON TRAIL 1104 | 620 | North Valley | 54.9701 | 2.8297 | 45.1213 | 997 | 0 | 12kV | 21.834 | 33.94 | 13.714 | 3.773 | 56.254 | 1.489 | 35.3263 | 48 | 8569 | 796682 | 3061 | 8505074 | 0.18572
103541103 | RED BLUFF 1103 | 391 | North Valley | 37.8461 | 7.6108 | 15.929 | 2719 | 1 | 12kV | 27.3756 | 18.784 | 55.556 | 4.508 | 56.218 | 1.812 | 19.9979 | 88 | 10355 | 806814 | 3158 | 8122001 | 0.22595
024181104 | SAN CARLOS 1104 | 694 | Peninsula | 22.0639 | 7.6309 | 8.3888 | 4050 | 0 | 12kV | 20.5434 | 0 | 37.778 | 5.403 | 56.196 | 3.34 | 1 | 79 | 11935 | 1556018 | 3213 | 7901385 | 0.41663
102971111 | SYCAMORE CREEK 1111 | 122 | North Valley | 65.6229 | 13.6689 | 53.4772 | 1948 | 0 | 12kV | 36.555 | 100 | 22.222 | 3.36 | 56.193 | 1 | 102.1389 | 72 | 7157 | 1294705 | 3803 | 6177872 | 0.12479
042561102 | FULTON 1102 | 435 | Sonoma | 62.054 | 46.4032 | 28.1813 | 2595 | 1 | 12kV | 26.1102 | 46.112 | 18.857 | 7.855 | 56.192 | 1.535 | 47.6367 | 66 | 17349 | 2263012 | 2573 | 9752378 | 0.1914
012101103 | OAKLAND K 1103 | 937 | East Bay | 10.7275 | 10.9241 | 6.0941 | 3123 | 0 | 12kV | 16.5336 | 0 | 19.429 | 3.41 | 56.173 | 3.656 | 1 | 68 | 7083 | 1539262 | 3123 | 8098242 | 0.45598
042721103 | SONOMA 1103 | 578 | Sonoma | 26.2707 | 9.4089 | 13.7402 | 2155 | 2 | 12kV | 22.7676 | 25.266 | 22.222 | 8.141 | 56.154 | 2.055 | 26.5534 | 72 | 12063 | 9668341 | 3109 | 8086327 | 0.25628
254421103 | OAKHURST 1103 | 21 | Yosemite | 130.9228 | 17.261 | 128.8237 | 3976 | 0 | 12kV | 45.5958 | 100 | 46.667 | 23.963 | 56.152 | 1.197 | 102.1389 | 84 | 45603 | 15967182 | 3636 | 6549335 | 0.14926
082021106 | LOS GATOS 1106 | 142 | De Anza | 71.9168 | 2.4223 | 70.6799 | 1603 | 0 | 12kV | 35.6506 | 83.5 | 13.143 | 23.949 | 56.14 | 1.521 | 85.4511 | 46 | 43755 | 18213762 | 3206 | 7766368 | 0.18977
083242104 | MORGAN HILL 2104 | 379 | San Jose | 21.0359 | 40.3027 | 4.9492 | 3797 | 1 | 21kV | 27.673 | 46.112 | 26.667 | 6.827 | 56.135 | 2.624 | 47.6367 | 74 | 15143 | 1887478 | 4184 | 4908739 | 0.32734
163541102 | OLETA 1102 | 527 | Stockton | 99.6713 | 5.3889 | 58.6793 | 1109 | 0 | 12kV | 24.0826 | 46.112 | 15.143 | 2.276 | 56.134 | 0.748 | 47.6367 | 53 | 4659 | 1111112 | 2732 | 9127169 | 0.09328
013801104 | MORAGA 1104 | 260 | Diablo | 21.7838 | 4.5686 | 16.8835 | 1775 | 0 | 12kV | 31.6894 | 63.666 | 28.889 | 7.162 | 56.048 | 2.682 | 65.3912 | 75 | 16012 | 1825591 | 3552 | 6505355 | 0.33448
083371107 | SARATOGA 1107 | 83 | De Anza | 45.8314 | 13.3883 | 33.2409 | 2447 | 1 | 12kV | 38.3082 | 83.5 | 40 | 9.825 | 55.971 | 2.245 | 85.4511 | 80 | 20832 | 3906139 | 3636 | 6044273 | 0.27997
043302107 | MONROE 2107 | 891 | Sonoma | 10.3869 | 11.4762 | 0.75479 | 2674 | 4 | 21kV | 17.1682 | 0 | 18.286 | 7.447 | 55.942 | 4.166 | 1 | 64 | 9205 | 11108201 | 3218 | 7179174 | 0.51965
192121103 | EUREKA A 1103 | 514 | Humboldt | 10.9217 | 0.21384 | #N/A | 2139 | 0 | 12kV | 24.2404 | 46.112 | 5.714 | 9.853 | 55.935 | 3.588 | 47.6367 | 20 | 22422 | 2021916 | 3520 | 6281440 | 0.44749
152591101 | SUMMIT 1101 | 678 | Sierra | 17.0326 | 7.6131 | 8.7537 | 1071 | 1 | 12kV | 20.8318 | 33.94 | 6.286 | 6.463 | 55.896 | 1.574 | 35.3263 | 22 | 11313 | 5528811 | 2141 | 10183897 | 0.19634
103541101 | RED BLUFF 1101 | 374 | North Valley | 74.5069 | 2.3979 | 46.1055 | 1604 | 0 | 12kV | 27.7198 | 63.666 | 14.857 | 3.176 | 55.89 | 1.01 | 65.3912 | 52 | 7186 | 704469 | 3166 | 7187866 | 0.12603
192171103 | WILLOW CREEK 1103 | 125 | Humboldt | 85.7605 | 1.2852 | 84.7815 | 1558 | 0 | 12kV | 36.418 | 100 | 12 | 13.488 | 55.831 | 0.771 | 102.1389 | 42 | 25006 | 9809324 | 3115 | 7170743 | 0.096218
042631109 | PETALUMA C 1109 | 296 | Sonoma | 66.7141 | 18.8283 | 47.7751 | 4012 | 3 | 12kV | 30.666 | 63.666 | 26.667 | 5.825 | 55.827 | 1.345 | 65.3912 | 74 | 13004 | 1508279 | 2941 | 7665588 | 0.1678
042721105 | SONOMA 1105 | 549 | Sonoma | 62.6203 | 10.5595 | 14.5812 | 2244 | 1 | 12kV | 23.5348 | 25.266 | 24.444 | 10.555 | 55.812 | 1.597 | 26.5534 | 73 | 16262 | 11765100 | 2957 | 7577882 | 0.19919
043471101 | PENNGROVE 1101 | 41 | Sonoma | 41.3582 | 14.7435 | 19.2167 | 2105 | 1 | 12kV | 41.309 | 63.666 | 83.03 | 2.477 | 55.802 | 1.57 | 65.3912 | 106 | 5241 | 998265 | 2842 | 7885424 | 0.19582
152921101 | BROWNS VALLEY 1101 | 643 | Sierra | 66.3927 | 0.22419 | 37.7491 | 600 | 0 | 12kV | 21.4242 | 33.94 | 15.143 | 1.371 | 55.802 | 0.865 | 35.3263 | 53 | 3005 | 423242 | 3439 | 6148884 | 0.10788
103331101 | CORNING 1101 | 59 | North Valley | 161.6328 | 5.0326 | 50.3181 | 2452 | 1 | 12kV | 39.3568 | 63.666 | 64.444 | 12.128 | 55.758 | 0.788 | 65.3912 | 93 | 25821 | 4691024 | 2822 | 7819189 | 0.098229
153652108 | SHINGLE SPRINGS 2108 | 434 | Sierra | 27.9345 | 12.2318 | 13.2711 | 2882 | 0 | 21kV | 26.132 | 46.112 | 17.429 | 8.697 | 55.756 | 2.666 | 47.6367 | 61 | 19225 | 2485338 | 2881 | 7642117 | 0.33251
043501101 | WINDSOR 1101 | 1104 | Sonoma | 6.4517 | 16.0478 | #N/A | 1890 | 0 | 12kV | 14.389 | 0 | 12.286 | 0.329 | 55.756 | 3.574 | 1 | 43 | 739 | 79893 | 1891 | 10522300 | 0.4458
102931102 | COTTONWOOD 1102 | 600 | North Valley | 83.4228 | 7.6757 | 59.3351 | 1798 | 0 | 12kV | 22.2856 | 33.94 | 18.286 | 2.357 | 55.748 | 1.097 | 35.3263 | 64 | 4981 | 957179 | 2984 | 7320977 | 0.13689
042481101 | IGNACIO 1101 | 279 | North Bay | 11.7138 | 15.4746 | 5.4039 | 2819 | 2 | 12kV | 31.1324 | 63.666 | 28.889 | 4.927 | 55.732 | 2.448 | 65.3912 | 75 | 11021 | 1249176 | 2822 | 7747912 | 0.30532
083622104 | CAMP EVERS 2104 | 350 | Central Coast | 37.0262 | 17.8271 | 27.8231 | 2936 | 1 | 21kV | 28.6578 | 63.666 | 10.286 | 11.509 | 55.727 | 2.101 | 65.3912 | 36 | 23281 | 5963616 | 3262 | 6453345 | 0.26205
042811111 | MONTE RIO 1111 | 157 | Sonoma | 64.5947 | 1.0674 | 58.0584 | 1753 | 0 | 12kV | 35.134 | 100 | 6.571 | 12.228 | 55.726 | 1.145 | 102.1389 | 23 | 23879 | 7394861 | 1753 | 10838541 | 0.14287
043091103 | GREENBRAE 1103 | 417 | North Bay | 12.0433 | 7.8832 | 5.1674 | 2917 | 0 | 12kV | 26.7158 | 46.112 | 16.857 | 11.189 | 55.693 | 3.728 | 47.6367 | 59 | 23925 | 4199051 | 2917 | 7362542 | 0.46501
042271104 | COTATI 1104 | 772 | Sonoma | 19.037 | 9.2342 | 7.1785 | 2042 | 0 | 12kV | 18.8286 | 18.784 | 12.857 | 4.413 | 55.687 | 2.402 | 19.9979 | 45 | 9896 | 1086541 | 1895 | 10319032 | 0.29957
043491103 | CORONA 1103 | 466 | Sonoma | 17.2283 | 20.6609 | 0.968 | 3010 | 0 | 12kV | 25.3644 | 46.112 | 20 | 3.144 | 55.681 | 1.885 | 47.6367 | 70 | 7071 | 749846 | 3053 | 6934791 | 0.23508
042951101 | MENDOCINO 1101 | 127 | Humboldt | 84.2697 | 4.2253 | 40.8852 | 1867 | 0 | 12kV | 36.3842 | 100 | 17.429 | 7.529 | 55.679 | 1.284 | 102.1389 | 61 | 11316 | 8744490 | 1866 | 10381154 | 0.16018
043501102 | WINDSOR 1102 | 876 | Sonoma | 13.817 | 12.147 | #N/A | 1859 | 0 | 12kV | 17.4454 | 13.794 | 14.286 | 0.735 | 55.673 | 2.739 | 14.9507 | 50 | 1680 | 141389 | 1864 | 10368600 | 0.34169
254151101 | AUBERRY 1101 | 206 | Fresno | 245.7125 | 14.1409 | 243.3723 | 3352 | 0 | 12kV | 33.221 | 83.5 | 18.286 | 7.853 | 55.639 | 0.827 | 85.4511 | 64 | 17233 | 2402488 | 3343 | 5974959 | 0.10315
192331105 | EUREKA E 1105 | 1101 | Humboldt | 7.203 | 0.26405 | #N/A | 1676 | 1 | 12kV | 14.466 | 0 | 10 | 2.896 | 55.621 | 3.813 | 1 | 35 | 6593 | 591147 | 3354 | 5892978 | 0.47554
043161101 | SALMON CREEK 1101 | 349 | Sonoma | 47.2642 | 22.3912 | 26.7666 | 1763 | 1 | 12kV | 28.6652 | 63.666 | 12.286 | 10.89 | 55.585 | 0.899 | 65.3912 | 43 | 22501 | 5058594 | 1765 | 10411338 | 0.11217
152031101 | GRASS VALLEY 1101 | 313 | Sierra | 18.7875 | 5.0358 | 17.394 | 763 | 0 | 12kV | 30.1828 | 83.5 | 8.286 | 1.558 | 55.571 | 1.999 | 85.4511 | 29 | 3422 | 471431 | 3011 | 6750425 | 0.24928
083531107 | MC KEE 1107 | 54 | San Jose | 38.0785 | 7.1717 | 2.6945 | 4025 | 0 | 12kV | 39.9486 | 46.112 | 80 | 15.25 | 55.569 | 2.812 | 47.6367 | 100 | 33321 | 4843047 | 4024 | 3799387 | 0.3508
192381102 | EEL RIVER 1102 | 77 | Humboldt | 144.9723 | 4.4104 | 38.97 | 1604 | 1 | 12kV | 38.3958 | 100 | 26.667 | 9.152 | 55.499 | 0.661 | 102.1389 | 74 | 19705 | 3267898 | 3209 | 5973168 | 0.082407
083252102 | PAUL SWEET 2102 | 947 | Central Coast | 18.0481 | 8.6401 | 5.198 | 2771 | 1 | 21kV | 16.4122 | 0 | 15.429 | 8.361 | 55.494 | 2.777 | 1 | 54 | 18668 | 2161457 | 3360 | 5519985 | 0.34636
103321101 | CEDAR CREEK 1101 | 282 | North Valley | 111.0765 | 0.91104 | 110.9 | 789 | 1 | 12kV | 31.0376 | 83.5 | 13.429 | 2.254 | 55.468 | 0.537 | 85.4511 | 47 | 4241 | 1561663 | 2108 | 9089332 | 0.066956
152271101 | WISE 1101 | 899 | Sierra | 13.464 | 10.48 | 8.6439 | 980 | 2 | 12kV | 17.0482 | 18.784 | 7.429 | 1.569 | 55.452 | 2.007 | 19.9979 | 26 | 3372 | 568573 | 2944 | 6613564 | 0.25036
152431102 | SHADY GLEN 1102 | 214 | Sierra | 41.7989 | 4.3545 | 39.0599 | 753 | 2 | 12kV | 32.8838 | 100 | 5.429 | 2.342 | 55.412 | 1.236 | 102.1389 | 19 | 5101 | 764332 | 2263 | 8483824 | 0.1541
102931101 | COTTONWOOD 1101 | 583 | North Valley | 99.9462 | 3.3166 | 70.4171 | 1672 | 0 | 12kV | 22.701 | 33.94 | 20 | 3.243 | 55.404 | 0.918 | 35.3263 | 71 | 6830 | 1345465 | 2797 | 6908116 | 0.11454
103521102 | OREGON TRAIL 1102 | 692 | North Valley | 49.265 | 6.0594 | 43.9113 | 876 | 2 | 12kV | 20.5702 | 33.94 | 11.429 | 0.913 | 55.372 | 1.197 | 35.3263 | 40 | 1846 | 473964 | 2626 | 7314813 | 0.14927
103261102 | ANDERSON 1102 | 1026 | North Valley | 3.7506 | 9.8317 | #N/A | 1360 | 0 | 12kV | 15.136 | 0 | 14 | 0.617 | 55.367 | 5.696 | 1 | 49 | 1333 | 215118 | 2718 | 7034620 | 0.71047
022721107 | SNEATH LANE 1107 | 323 | Peninsula | 10.5989 | 5.3968 | 2.5458 | 2815 | 6 | 12kV | 29.913 | 63.666 | 18.571 | 8.911 | 55.334 | 3.083 | 65.3912 | 65 | 20094 | 2057760 | 2821 | 6641758 | 0.38451
063642108 | PEABODY 2108 | 454 | Sacramento | 3.1554 | 47.7166 | 0.82253 | 3932 | 0 | 21kV | 25.698 | 25.266 | 42.222 | 4.223 | 55.258 | 1.521 | 26.5534 | 82 | 9342 | 1199374 | 3926 | 3219127 | 0.18968
042991107 | LAS GALLINAS A 1107 | 480 | North Bay | 8.3356 | 11.485 | #N/A | 2406 | 0 | 12kV | 24.9548 | 0 | 60 | 5.822 | 55.257 | 3.695 | 1 | 91 | 13179 | 1281150 | 2375 | 7725106 | 0.46093
103201101 | CHALLENGE 1101 | 168 | North Valley | 48.5379 | 0.63202 | 48.3743 | 704 | 1 | 12kV | 34.6564 | 100 | 10.571 | 6.822 | 55.238 | 0.651 | 102.1389 | 37 | 10794 | 7254956 | 2364 | 7705845 | 0.081189
042281105 | POTTER VALLEY P H 1105 | 146 | Humboldt | 72.6162 | 1.2811 | 45.7361 | 809 | 1 | 12kV | 35.5056 | 100 | 17.714 | 3.853 | 55.225 | 0.736 | 102.1389 | 62 | 7908 | 1856537 | 1999 | 8731089 | 0.091806
192021106 | ARCATA 1106 | 1176 | Humboldt | 10.3263 | 4.2247 | #N/A | 1501 | 0 | 12kV | 13.5882 | 0 | 8.857 | 0.462 | 55.176 | 3.446 | 1 | 31 | 960 | 208576 | 2947 | 5838442 | 0.42978
103571103 | TYLER 1103 | 800 | North Valley | 7.2481 | 5.4411 | #N/A | 1305 | 1 | 12kV | 18.4642 | 0 | 33.333 | 0.38 | 55.114 | 3.494 | 1 | 77 | 803 | 154988 | 2556 | 6800238 | 0.43576
153132101 | NARROWS 2101 | 742 | Sierra | 61.2068 | 1.2498 | 61.1189 | 529 | 0 | 21kV | 19.4504 | 33.94 | 2.286 | 5.139 | 55.113 | 0.774 | 35.3263 | 8 | 11480 | 1320657 | 2644 | 6541651 | 0.096488
182051114 | SOLEDAD 1114 | 814 | Central Coast | 18.5557 | 9.4722 | 0.90872 | 2710 | 0 | 12kV | 18.2344 | 18.784 | 11.429 | 4.162 | 55.09 | 1.707 | 19.9979 | 40 | 9082 | 1336305 | 2710 | 6287200 | 0.21287
102041104 | NOTRE DAME 1104 | 46 | North Valley | 37.3063 | 17.4842 | 27.4274 | 2287 | 0 | 12kV | 40.9664 | 83.5 | 60 | 5.319 | 55.081 | 0.932 | 85.4511 | 90 | 9978 | 3722748 | 3497 | 3973402 | 0.11626
042981101 | ELK 1101 | 201 | Humboldt | 105.8437 | 12.4804 | 76.2893 | 1529 | 0 | 12kV | 33.3722 | 83.5 | 18.286 | 9.307 | 54.997 | 0.771 | 85.4511 | 64 | 16743 | 7402278 | 1529 | 9462981 | 0.096155
083912110 | PIERCY 2110 | 378 | San Jose | 27.5725 | 39.6979 | 14.4387 | 3049 | 0 | 21kV | 27.6856 | 63.666 | 14.286 | 4.879 | 54.978 | 0.619 | 65.3912 | 50 | 10299 | 1997324 | 3429 | 3883367 | 0.077229
163692101 | SALT SPRINGS 2101 | 210 | Stockton | 21.9152 | 22.6106 | 16.764 | 394 | 1 | 21kV | 33.0478 | 83.5 | 15.429 | 10.665 | 54.977 | 0.668 | 85.4511 | 54 | 22573 | 4290970 | 2756 | 5838340 | 0.083285
042271103 | COTATI 1103 | 326 | Sonoma | 111.3074 | 8.0677 | 82.6114 | 1459 | 2 | 12kV | 29.7974 | 63.666 | 19.714 | 9.932 | 54.959 | 0.716 | 65.3912 | 69 | 20698 | 4394281 | 1451 | 9584405 | 0.08926
192251102 | RIO DELL 1102 | 175 | Humboldt | 73.0126 | 7.5139 | 47.0229 | 1405 | 0 | 12kV | 34.4608 | 100 | 10.286 | 6.378 | 54.956 | 0.684 | 102.1389 | 36 | 11800 | 4669522 | 2814 | 5611310 | 0.08534
192381103 | EEL RIVER 1103 | 636 | Humboldt | 59.774 | 0.98145 | 2.3658 | 1454 | 1 | 12kV | 21.5298 | 33.94 | 10.286 | 7.635 | 54.944 | 0.844 | 35.3263 | 36 | 16976 | 2062497 | 2911 | 5295718 | 0.10523
042991105 | LAS GALLINAS A 1105 | 218 | North Bay | 21.5664 | 18.2092 | 12.199 | 2841 | 2 | 12kV | 32.8228 | 83.5 | 18.857 | 5.236 | 54.94 | 1.581 | 85.4511 | 66 | 11600 | 1465982 | 2416 | 6725842 | 0.19721
063601108 | VACAVILLE 1108 | 347 | Sacramento | 48.5654 | 11.2841 | 28.2253 | 2363 | 0 | 12kV | 28.6752 | 46.112 | 35.556 | 5.485 | 54.939 | 1.284 | 47.6367 | 78 | 12252 | 1411557 | 2836 | 5499567 | 0.16018
163011103 | MARTELL 1103 | 714 | Stockton | 29.5052 | 6.6842 | 20.372 | 1187 | 0 | 12kV | 19.97 | 25.266 | 17.714 | 0.692 | 54.935 | 1.243 | 26.5534 | 62 | 1453 | 293817 | 2376 | 6827517 | 0.15498
013801105 | MORAGA 1105 | 135 | Diablo | 19.7794 | 12.1395 | 9.2376 | 1891 | 0 | 12kV | 36.0172 | 100 | 17.429 | 5.579 | 54.918 | 2.16 | 102.1389 | 61 | 12423 | 1484553 | 2795 | 5560123 | 0.26944
024141101 | RALSTON 1101 | 405 | Peninsula | 14.3317 | 8.4351 | 8.6411 | 2527 | 2 | 12kV | 27.015 | 46.112 | 26.667 | 4.824 | 54.881 | 2.591 | 47.6367 | 74 | 10723 | 1307059 | 2529 | 6230457 | 0.32315
043501103 | WINDSOR 1103 | 593 | Sonoma | 11.329 | 13.0722 | #N/A | 1453 | 0 | 12kV | 22.4994 | 46.112 | 9.429 | 0.191 | 54.881 | 1.884 | 47.6367 | 33 | 408 | 71265 | 1537 | 9115887 | 0.23496
152561106 | PENRYN 1106 | 795 | Sierra | 26.0659 | 10.3885 | 0.99996 | 2187 | 0 | 12kV | 18.4908 | 13.794 | 18 | 3.115 | 54.881 | 2.664 | 14.9507 | 63 | 6821 | 969472 | 3102 | 4564120 | 0.33232
153701101 | LINCOLN 1101 | 713 | Sierra | 53.4783 | 10.9203 | 13.6078 | 2527 | 0 | 12kV | 19.9772 | 18.784 | 18.571 | 5.719 | 54.869 | 1.943 | 19.9979 | 65 | 12842 | 1388448 | 2918 | 5067599 | 0.24239
192221101 | GARBERVILLE 1101 | 98 | Humboldt | 162.2289 | 2.9853 | 84.4121 | 1280 | 0 | 12kV | 37.5736 | 100 | 10.857 | 21.661 | 54.831 | 0.519 | 102.1389 | 38 | 43980 | 11023460 | 2554 | 6019392 | 0.064761
042651103 | HIGHWAY 1103 | 1096 | North Bay | 6.2827 | 7.0543 | #N/A | 1279 | 0 | 12kV | 14.492 | 0 | 11.143 | 2.64 | 54.817 | 3.86 | 1 | 39 | 5851 | 735049 | 1930 | 7795270 | 0.48145
063681103 | PUTAH CREEK 1103 | 478 | Sacramento | 36.6898 | 11.8192 | 3.6658 | 2022 | 0 | 12kV | 25.0176 | 46.112 | 17.143 | 5.661 | 54.77 | 1.402 | 47.6367 | 60 | 12162 | 2054660 | 4104 | 1343877 | 0.17484
182052102 | SOLEDAD 2102 | 228 | Central Coast | 88.072 | 16.1612 | 25.5866 | 2533 | 0 | 21kV | 32.6164 | 83.5 | 16.857 | 7.266 | 54.75 | 0.709 | 85.4511 | 59 | 15680 | 2549631 | 2533 | 5856296 | 0.088411
103221101 | KANAKA 1101 | 180 | North Valley | 79.4258 | 0.23809 | 92.5364 | 641 | 0 | 12kV | 34.3448 | 100 | 10.571 | 5.758 | 54.736 | 0.659 | 102.1389 | 37 | 11758 | 2848271 | 1966 | 7464913 | 0.082258
103261103 | ANDERSON 1103 | 706 | North Valley | 31.628 | 3.5277 | 5.8182 | 911 | 0 | 12kV | 20.091 | 33.94 | 9.714 | 0.623 | 54.726 | 1.452 | 35.3263 | 34 | 1415 | 130948 | 2724 | 5232959 | 0.18114
043182103 | BELLEVUE 2103 | 181 | Sonoma | 70.7125 | 48.3411 | 28.6386 | 6742 | 0 | 12kV | 34.306 | 83.5 | 20 | 11.743 | 54.704 | 1.583 | 85.4511 | 70 | 21665 | 8668512 | 2286 | 6445868 | 0.19744
014232108 | SAN RAMON 2108 | 117 | Mission | 17.4548 | 40.5291 | 16.5718 | 3805 | 0 | 21kV | 36.8478 | 83.5 | 40 | 4.677 | 54.699 | 1.363 | 85.4511 | 80 | 10317 | 1363623 | 2921 | 4585293 | 0.17002
152491102 | WEIMAR 1102 | 998 | Sierra | 28.3598 | 1.0615 | 23.0263 | 640 | 0 | 12kV | 15.615 | 13.794 | 6.571 | 1.355 | 54.671 | 1.684 | 14.9507 | 23 | 2846 | 572788 | 2556 | 5567811 | 0.21
163011102 | MARTELL 1102 | 703 | Stockton | 12.1378 | 4.6766 | 8.6112 | 1255 | 0 | 12kV | 20.232 | 25.266 | 16.571 | 2.511 | 54.638 | 2.174 | 26.5534 | 58 | 5845 | 353111 | 2504 | 5628378 | 0.2712
103481102 | LOS MOLINOS 1102 | 444 | North Valley | 57.3108 | 2.1897 | #N/A | 1168 | 0 | 12kV | 25.928 | 46.112 | 26.667 | 1.34 | 54.617 | 0.904 | 47.6367 | 74 | 2940 | 411934 | 2336 | 6057690 | 0.1128
103561101 | STILLWATER 1101 | 316 | North Valley | 36.8239 | 0.79765 | 34.9345 | 734 | 1 | 12kV | 30.0732 | 83.5 | 9.714 | 1.387 | 54.508 | 1.257 | 85.4511 | 34 | 2998 | 482164 | 2202 | 6144918 | 0.1568
152301102 | BONNIE NOOK 1102 | 212 | Sierra | 34.3441 | 5.2821 | 34.3352 | 533 | 1 | 12kV | 32.9328 | 100 | 6.571 | 2.667 | 54.495 | 0.931 | 102.1389 | 23 | 4926 | 1962479 | 2135 | 6303023 | 0.1161
153701104 | LINCOLN 1104 | 498 | Sierra | 136.559 | 2.3942 | 37.6789 | 1291 | 0 | 12kV | 24.6136 | 46.112 | 17.429 | 4.124 | 54.474 | 0.929 | 47.6367 | 61 | 9139 | 1150219 | 2207 | 6034837 | 0.11586
152261104 | DIAMOND SPRINGS 1104 | 880 | Sierra | 18.6288 | 4.3461 | 14.2466 | 1015 | 0 | 12kV | 17.3872 | 18.784 | 8.571 | 3.108 | 54.449 | 2.024 | 19.9979 | 30 | 6156 | 1773739 | 2658 | 4655568 | 0.25244
103751102 | BIG BEND 1102 | 216 | North Valley | 38.1717 | 0 | 38.1787 | 386 | 0 | 12kV | 32.8408 | 100 | 8.286 | 0.826 | 54.44 | 0.652 | 102.1389 | 29 | 1672 | 427495 | 2429 | 5296431 | 0.081331
063601112 | VACAVILLE 1112 | 568 | Sacramento | 3.3106 | 21.2286 | #N/A | 2565 | 0 | 12kV | 23.0244 | 0 | 55.556 | 1.46 | 54.437 | 3.669 | 1 | 88 | 3328 | 291721 | 2947 | 3780922 | 0.45766
152301101 | BONNIE NOOK 1101 | 208 | Sierra | 24.0256 | 1.2303 | 24.4427 | 511 | 0 | 12kV | 33.1488 | 100 | 8.571 | 1.6 | 54.375 | 1.198 | 102.1389 | 30 | 2815 | 1350804 | 2048 | 6222086 | 0.14946
024141102 | RALSTON 1102 | 724 | Peninsula | 10.6839 | 12.544 | 3.2655 | 2293 | 2 | 12kV | 19.8422 | 0 | 35.556 | 6.154 | 54.291 | 3.21 | 1 | 78 | 14021 | 1241869 | 2295 | 5271553 | 0.40042
063591105 | VACA DIXON 1105 | 494 | Sacramento | 91.9937 | 2.046 | 26.1291 | 1585 | 2 | 12kV | 24.7596 | 46.112 | 18.286 | 3.76 | 54.273 | 1.367 | 47.6367 | 64 | 8531 | 802604 | 2169 | 5587066 | 0.17051
043061101 | COVELO 1101 | 294 | Humboldt | 120.4373 | 0.99719 | 9.9189 | 1375 | 0 | 12kV | 30.7296 | 83.5 | 11.143 | 4.082 | 54.269 | 0.654 | 85.4511 | 39 | 8278 | 2090772 | 1373 | 7892004 | 0.081592
042631108 | PETALUMA C 1108 | 115 | Sonoma | 118.6169 | 13.4158 | 73.6987 | 5550 | 2 | 12kV | 36.895 | 83.5 | 37.778 | 7.308 | 54.241 | 1.648 | 85.4511 | 79 | 15562 | 2823591 | 2012 | 5954229 | 0.20555
162991102 | CORRAL 1102 | 318 | Stockton | 63.9463 | 13.779 | 49.8209 | 2236 | 0 | 12kV | 30.0362 | 25.266 | 60 | 9.4 | 54.224 | 1.291 | 26.5534 | 91 | 20562 | 2956414 | 2218 | 5309389 | 0.16096
013801101 | MORAGA 1101 | 60 | Diablo | 20.3615 | 8.7836 | 18.7524 | 1217 | 1 | 12kV | 39.3406 | 100 | 35.556 | 5.239 | 54.196 | 1.712 | 102.1389 | 78 | 11380 | 1747168 | 2345 | 4860344 | 0.2136
252192105 | BEAR VALLEY 2105 | 290 | Yosemite | 133.1028 | 1.8171 | 133.2806 | 1281 | 0 | 21kV | 30.9102 | 83.5 | 8 | 8.224 | 54.196 | 0.631 | 85.4511 | 28 | 17478 | 3218745 | 2101 | 5569710 | 0.078669
103481101 | LOS MOLINOS 1101 | 650 | North Valley | 55.8496 | 1.3697 | 0.1275 | 1032 | 0 | 12kV | 21.3436 | 33.94 | 15.714 | 2.061 | 54.135 | 0.868 | 35.3263 | 55 | 4633 | 493564 | 2090 | 5433908 | 0.10822
103461101 | PANORAMA 1101 | 1094 | North Valley | 39.1337 | 1.6319 | 11.7268 | 1493 | 2 | 12kV | 14.4974 | 0 | 14 | 2.712 | 54.096 | 1.679 | 1 | 49 | 5960 | 819149 | 2429 | 4339553 | 0.20942
013111114 | SAN LEANDRO U 1114 | 481 | Mission | 28.9158 | 5.4926 | 13.8938 | 5165 | 3 | 12kV | 24.9416 | 0 | 60 | 7.525 | 54.094 | 3.089 | 1 | 91 | 16608 | 2183383 | 2098 | 5294973 | 0.38525
042991104 | LAS GALLINAS A 1104 | 883 | North Bay | 12.9372 | 3.4502 | 1.1639 | 2018 | 2 | 12kV | 17.3092 | 0 | 24.444 | 5.374 | 54.082 | 2.646 | 1 | 73 | 12035 | 1342607 | 2020 | 5488693 | 0.33006
162991101 | CORRAL 1101 | 45 | Stockton | 187.2634 | 5.5363 | 121.6695 | 2085 | 1 | 12kV | 40.9974 | 83.5 | 62.222 | 4.338 | 54.078 | 0.849 | 85.4511 | 92 | 9327 | 1565578 | 2080 | 5304393 | 0.1059
012101101 | OAKLAND K 1101 | 881 | East Bay | 7.2816 | 9.3655 | 2.7602 | 2152 | 1 | 12kV | 17.3808 | 0 | 26.667 | 1.757 | 54.075 | 4.405 | 1 | 74 | 3942 | 429130 | 2104 | 5225895 | 0.54945
255451102 | CAL WATER 1102 | 327 | Kern | 26.1189 | 35.9006 | 2.9688 | 2381 | 1 | 12kV | 29.7644 | 46.112 | 40 | 7.629 | 54.05 | 1.031 | 47.6367 | 81 | 16376 | 2785844 | 2408 | 4271232 | 0.12859
042651102 | HIGHWAY 1102 | 233 | North Bay | 23.2002 | 13.2429 | #N/A | 1616 | 0 | 12kV | 32.4144 | 25.266 | 77.778 | 3.101 | 54.032 | 1.895 | 26.5534 | 99 | 6636 | 1156143 | 1616 | 6525408 | 0.23634
162991103 | CORRAL 1103 | 324 | Stockton | 80.0273 | 0.20095 | 23.2725 | 2099 | 0 | 12kV | 29.882 | 63.666 | 28.889 | 1.601 | 54.028 | 1.226 | 65.3912 | 75 | 3391 | 641530 | 2098 | 5112395 | 0.15293
152531101 | FLINT 1101 | 646 | Sierra | 18.6257 | 14.3523 | 5.5911 | 2072 | 0 | 12kV | 21.3796 | 33.94 | 14.571 | 1.858 | 54.015 | 2.514 | 35.3263 | 51 | 4266 | 334185 | 2626 | 3540339 | 0.31357
042091101 | MIRABEL 1101 | 145 | Sonoma | 51.6697 | 3.0416 | 29.3053 | 1551 | 2 | 12kV | 35.532 | 100 | 15.714 | 6.345 | 54.009 | 1.592 | 102.1389 | 55 | 12757 | 3384382 | 1326 | 7303852 | 0.19855
013801102 | MORAGA 1102 | 123 | Diablo | 9.2915 | 4.5948 | 3.3475 | 861 | 0 | 12kV | 36.4742 | 100 | 24.444 | 1.729 | 53.996 | 2.202 | 102.1389 | 73 | 3946 | 341959 | 1912 | 5563612 | 0.27466
152161101 | AUBURN 1101 | 468 | Sierra | 4.906 | 1.0619 | 3.1166 | 717 | 0 | 12kV | 25.3406 | 63.666 | 5.429 | 0.918 | 53.956 | 2.734 | 65.3912 | 19 | 2066 | 215728 | 2151 | 4756578 | 0.34096
024031103 | BELMONT 1103 | 495 | Peninsula | 18.6918 | 7.9374 | 1.5331 | 3854 | 1 | 12kV | 24.753 | 0 | 57.778 | 8.347 | 53.945 | 3.695 | 1 | 89 | 18878 | 1858658 | 2013 | 5128028 | 0.46082
152461104 | PLACER 1104 | 485 | Sierra | 13.7078 | 9.549 | 1.3434 | 2082 | 0 | 12kV | 24.8858 | 46.112 | 17.714 | 2.508 | 53.935 | 4.16 | 47.6367 | 62 | 5683 | 544840 | 2082 | 4899632 | 0.51889
102911105 | WYANDOTTE 1105 | 976 | North Valley | 23.9822 | 0.063371 | 20.9182 | 338 | 0 | 12kV | 16.042 | 13.794 | 8.571 | 3.056 | 53.929 | 0.86 | 14.9507 | 30 | 5939 | 1884236 | 2361 | 4070490 | 0.10722
014662112 | TASSAJARA 2112 | 430 | Diablo | 19.0172 | 37.6966 | 10.4417 | 2446 | 0 | 21kV | 26.2808 | 46.112 | 20 | 7.891 | 53.926 | 3.475 | 47.6367 | 71 | 17706 | 1930716 | 1408 | 6834258 | 0.43344
192391102 | JANES CREEK 1102 | 1187 | Humboldt | 6.8435 | 3.3586 | #N/A | 1034 | 0 | 12kV | 13.416 | 0 | 9.143 | 1.885 | 53.912 | 2.14 | 1 | 32 | 3922 | 842656 | 2221 | 4431258 | 0.26693
063642106 | PEABODY 2106 | 308 | Sacramento | 2.6898 | 33.8923 | 0.58049 | 2921 | 4 | 21kV | 30.3434 | 25.266 | 66.667 | 4.479 | 53.91 | 1.395 | 26.5534 | 94 | 10223 | 881736 | 2926 | 2376923 | 0.17402
103391101 | GERBER 1101 | 1145 | North Valley | 55.1486 | 0.10716 | #N/A | 992 | 0 | 12kV | 13.9726 | 0 | 13.714 | 1.369 | 53.897 | 0.883 | 1 | 48 | 3052 | 360643 | 1983 | 5080810 | 0.11011
103081105 | BUTTE 1105 | 524 | North Valley | 37.7903 | 11.4812 | 1.8432 | 1062 | 0 | 12kV | 24.1296 | 46.112 | 16.286 | 3.294 | 53.883 | 1.073 | 47.6367 | 57 | 5394 | 3277015 | 2372 | 3910995 | 0.13386
042601101 | PHILO 1101 | 183 | Humboldt | 92.5233 | 3.2474 | 73.7188 | 1164 | 0 | 12kV | 34.179 | 100 | 11.429 | 4.912 | 53.864 | 0.69 | 102.1389 | 40 | 7712 | 5297350 | 1164 | 7371610 | 0.086016
083392110 | SWIFT 2110 | 364 | San Jose | 80.2541 | 21.8173 | 83.3204 | 2254 | 0 | 21kV | 27.9466 | 63.666 | 15.143 | 6.503 | 53.862 | 0.559 | 65.3912 | 53 | 13776 | 2601063 | 2666 | 2999375 | 0.069677
042661102 | WILLITS 1102 | 415 | Humboldt | 11.2457 | 2.3172 | 5.2584 | 1250 | 1 | 12kV | 26.7944 | 63.666 | 12.857 | 0.662 | 53.859 | 2.928 | 65.3912 | 45 | 1372 | 303335 | 1251 | 7105680 | 0.36515
043411102 | CALPELLA 1102 | 301 | Humboldt | 26.0018 | 4.8242 | 5.8421 | 1271 | 1 | 12kV | 30.576 | 33.94 | 60 | 3.365 | 53.856 | 1.719 | 35.3263 | 91 | 7447 | 950748 | 1272 | 7035432 | 0.2144
083230401 | CLIFF DRIVE 0401 | 1081 | Central Coast | 11.3537 | 4.8259 | #N/A | 1959 | 0 | 4.16kV | 14.581 | 0 | 16 | 0.078 | 53.856 | 2.971 | 1 | 56 | 150 | 50941 | 1959 | 5037432 | 0.37053
192411101 | LOW GAP 1101 | 204 | Humboldt | 72.8511 | 0.51575 | 71.107 | 745 | 2 | 12kV | 33.2982 | 100 | 5.429 | 6.678 | 53.85 | 0.534 | 102.1389 | 19 | 10861 | 6737661 | 2241 | 4201962 | 0.066605
042771111 | UKIAH 1111 | 269 | Humboldt | 38.6058 | 5.1468 | 22.4731 | 1261 | 3 | 12kV | 31.4056 | 83.5 | 15.429 | 3.103 | 53.845 | 1.151 | 85.4511 | 54 | 6721 | 1058359 | 1266 | 7023458 | 0.14351
192291121 | CARLOTTA 1121 | 99 | Humboldt | 48.4209 | 1.9892 | 21.1982 | 1120 | 0 | 12kV | 37.572 | 83.5 | 46.667 | 2.789 | 53.844 | 1.06 | 85.4511 | 84 | 5741 | 1321916 | 2238 | 4193665 | 0.13215
082931101 | POINT MORETTI 1101 | 748 | Central Coast | 67.0768 | 4.6109 | 62.1875 | 1083 | 0 | 12kV | 19.3348 | 25.266 | 9.143 | 7.283 | 53.839 | 1.143 | 26.5534 | 32 | 12973 | 5950946 | 2164 | 4394334 | 0.14257
043432103 | SILVERADO 2103 | 222 | North Bay | 33.1271 | 20.7473 | 9.8107 | 965 | 1 | 21kV | 32.7716 | 83.5 | 18.286 | 6.954 | 53.814 | 1.304 | 85.4511 | 64 | 14150 | 3500777 | 1767 | 5479229 | 0.16268
022811101 | PACIFICA 1101 | 591 | Peninsula | 9.166 | 1.6085 | 2.9053 | 1927 | 0 | 12kV | 22.521 | 46.112 | 9.143 | 0.895 | 53.81 | 2.645 | 47.6367 | 32 | 2021 | 203306 | 1927 | 5003213 | 0.3299
042991103 | LAS GALLINAS A 1103 | 1118 | North Bay | 5.5582 | 9.014 | #N/A | 1879 | 0 | 12kV | 14.2618 | 0 | 10.857 | 3.785 | 53.803 | 2.864 | 1 | 38 | 8648 | 734725 | 1879 | 5122154 | 0.35722
063681102 | PUTAH CREEK 1102 | 440 | Sacramento | 51.6597 | 1.2113 | 26.0826 | 941 | 1 | 12kV | 26.0346 | 63.666 | 10.286 | 1.461 | 53.795 | 0.965 | 65.3912 | 36 | 3032 | 661474 | 2281 | 3931226 | 0.12042
042481102 | IGNACIO 1102 | 995 | North Bay | 8.5231 | 8.4068 | #N/A | 1864 | 0 | 12kV | 15.6516 | 0 | 20 | 2.649 | 53.793 | 1.816 | 1 | 70 | 5696 | 955152 | 1864 | 5139048 | 0.22644
042721107 | SONOMA 1107 | 328 | Sonoma | 51.9394 | 7.1319 | 2.3737 | 1697 | 1 | 12kV | 29.6838 | 46.112 | 40 | 7.468 | 53.757 | 1.082 | 47.6367 | 80 | 15115 | 3858975 | 1827 | 5145546 | 0.13494
024251104 | WOODSIDE 1104 | 19 | Peninsula | 36.4834 | 14.466 | 13.9759 | 2782 | 3 | 12kV | 45.8898 | 100 | 64.444 | 8.65 | 53.751 | 2.604 | 102.1389 | 93 | 19001 | 2622746 | 1557 | 5914774 | 0.32483
043021101 | WOODACRE 1101 | 184 | North Bay | 42.5061 | 5.1973 | 36.2703 | 1219 | 1 | 12kV | 34.0716 | 100 | 6.286 | 9.054 | 53.722 | 1.296 | 102.1389 | 22 | 18498 | 4463596 | 1219 | 6815429 | 0.16168
042481103 | IGNACIO 1103 | 1015 | North Bay | 2.7209 | 13.672 | #N/A | 1831 | 1 | 12kV | 15.34 | 0 | 18.286 | 0.419 | 53.716 | 4.279 | 1 | 64 | 860 | 202264 | 1833 | 5015088 | 0.53377
014091104 | CASTRO VALLEY 1104 | 10 | Mission | 27.8079 | 3.6296 | 3.6017 | 5555 | 1 | 12kV | 48.3854 | 100 | 75.556 | 8.894 | 53.677 | 3.8 | 102.1389 | 98 | 20322 | 1724334 | 1916 | 4664372 | 0.47396
102911102 | WYANDOTTE 1102 | 615 | North Valley | 42.114 | 10.1192 | 4.5597 | 3105 | 0 | 12kV | 21.907 | 0 | 46.667 | 6.001 | 53.665 | 3.202 | 1 | 84 | 14050 | 744924 | 3078 | 1252820 | 0.39937
192251101 | RIO DELL 1101 | 459 | Humboldt | 19.3535 | 1.0361 | #N/A | 1047 | 1 | 12kV | 25.6082 | 63.666 | 7.429 | 1.692 | 53.661 | 1.593 | 65.3912 | 26 | 3675 | 564950 | 2092 | 4109154 | 0.1987
102911106 | WYANDOTTE 1106 | 424 | North Valley | 93.6008 | 3.7988 | 1.9508 | 1700 | 4 | 12kV | 26.5384 | 33.94 | 40 | 4.016 | 53.648 | 1.088 | 35.3263 | 80 | 8939 | 1070931 | 2439 | 3062515 | 0.13566
254421101 | OAKHURST 1101 | 255 | Yosemite | 92.6095 | 14.456 | 92.8897 | 2058 | 0 | 12kV | 31.8526 | 83.5 | 16.571 | 4.535 | 53.626 | 1.031 | 85.4511 | 58 | 10122 | 1176389 | 2057 | 4112385 | 0.12865
012091102 | OAKLAND J 1102 | 529 | East Bay | 18.4714 | 11.0882 | 6.2044 | 5933 | 3 | 12kV | 24.068 | 0 | 44.444 | 18.18 | 53.621 | 4.095 | 1 | 83 | 41665 | 3370695 | 1527 | 5640187 | 0.51082
042771113 | UKIAH 1113 | 609 | Humboldt | 15.8807 | 0.76311 | 6.3928 | 1210 | 0 | 12kV | 22.1664 | 46.112 | 8.286 | 1.286 | 53.617 | 1.531 | 47.6367 | 29 | 2700 | 544905 | 1210 | 6550940 | 0.19092
152571101 | HORSESHOE 1101 | 728 | Sierra | 36.2625 | 14.0107 | 6.4051 | 1348 | 0 | 12kV | 19.7488 | 18.784 | 18 | 6.409 | 53.589 | 1.962 | 19.9979 | 63 | 14122 | 1887634 | 1907 | 4446218 | 0.2447
103601101 | WHITMORE 1101 | 281 | North Valley | 91.9173 | 0.96969 | 92.5696 | 546 | 0 | 12kV | 31.0744 | 100 |  | 1.267 | 53.569 | 0.536 | 102.1389 |  | 2522 | 707496 | 1288 | 6189166 | 0.066873
083260401 | RIO DEL MAR 0401 | 1240 | Central Coast | 7.097 | 0.27602 | 1.702 | 1047 | 0 | 4.16kV | 12.926 | 0 | 7.714 | 0.083 | 53.558 | 3.275 | 1 | 27 | 152 | 62467 | 2094 | 3816850 | 0.40852
014502108 | VINEYARD 2108 | 73 | Mission | 13.2838 | 43.1279 | 3.1184 | 4135 | 0 | 21kV | 38.5958 | 83.5 | 35.556 | 17.742 | 53.542 | 2.639 | 85.4511 | 78 | 39492 | 4735120 | 1880 | 4392420 | 0.32914
192341101 | HUMBOLDT BAY 1101 | 877 | Humboldt | 12.9938 | 3.761 | #N/A | 1059 | 1 | 12kV | 17.4286 | 18.784 | 8 | 4.728 | 53.502 | 2.129 | 19.9979 | 28 | 10147 | 1727417 | 2090 | 3672380 | 0.26551
022721101 | SNEATH LANE 1101 | 1183 | Peninsula | 9.408 | 1.8502 | 2.4892 | 1797 | 1 | 12kV | 13.4752 | 0 | 8.857 | 1.991 | 53.497 | 3.031 | 1 | 31 | 4183 | 840168 | 1798 | 4507683 | 0.37804
182131101 | GONZALES 1101 | 519 | Central Coast | 25.8656 | 8.6019 | 3.5612 | 1835 | 1 | 12kV | 24.1978 | 46.112 | 15.429 | 4.749 | 53.496 | 1.203 | 47.6367 | 54 | 10726 | 1076100 | 1836 | 4392150 | 0.15003
042811112 | MONTE RIO 1112 | 167 | Sonoma | 19.7357 | 0.8123 | 20.2317 | 1151 | 2 | 12kV | 34.6574 | 100 | 8.857 | 9.278 | 53.482 | 1.67 | 102.1389 | 31 | 19611 | 3764539 | 1173 | 6282693 | 0.20832
042601102 | PHILO 1102 | 87 | Humboldt | 99.8259 | 3.0482 | 87.2659 | 1046 | 0 | 12kV | 38.1048 | 100 | 31.111 | 5.325 | 53.458 | 0.63 | 102.1389 | 76 | 10362 | 3266215 | 1046 | 6586448 | 0.07855
103391102 | GERBER 1102 | 395 | North Valley | 86.0124 | 3.8166 | #N/A | 876 | 1 | 12kV | 27.262 | 33.94 | 46.667 | 1.453 | 53.451 | 0.799 | 35.3263 | 84 | 3161 | 478893 | 1754 | 4505381 | 0.099716
042771115 | UKIAH 1115 | 606 | Humboldt | 25.4186 | 5.4783 | 17.5263 | 700 | 1 | 12kV | 22.2082 | 46.112 | 8 | 2.156 | 53.451 | 1.322 | 47.6367 | 28 | 4586 | 838888 | 1402 | 5531673 | 0.1649
102521104 | OROVILLE 1104 | 964 | North Valley | 9.8391 | 3.4717 | 0.2392 | 1361 | 0 | 12kV | 16.1976 | 10.103 | 11.143 | 2.695 | 53.424 | 3.623 | 11.2183 | 39 | 6033 | 678254 | 2598 | 1977078 | 0.45188
252811102 | MERCED FALLS 1102 | 162 | Yosemite | 187.3824 | 1.6886 | 120.7817 | 2154 | 0 | 12kV | 34.9802 | 46.112 | 60 | 14.687 | 53.368 | 0.734 | 47.6367 | 91 | 30681 | 6408525 | 1711 | 4400232 | 0.091519
163341101 | CLAY 1101 | 242 | Stockton | 41.027 | 5.7025 | 26.5733 | 1729 | 0 | 12kV | 32.182 | 83.5 | 16.286 | 6.542 | 53.346 | 1.236 | 85.4511 | 57 | 14797 | 1454194 | 1729 | 4287112 | 0.15411
254432103 | COARSEGOLD 2103 | 488 | Yosemite | 122.6079 | 0.75951 | 93.545 | 2030 | 0 | 21kV | 24.8182 | 46.112 | 17.429 | 6.275 | 53.346 | 0.929 | 47.6367 | 61 | 14086 | 1529583 | 2030 | 3410906 | 0.11584
102831106 | PARADISE 1106 | 191 | North Valley | 22.0987 | 1.9645 | 24.5474 | 366 | 0 | 12kV | 33.8048 | 63.666 | 2 | 47.016 | 53.34 | 3.002 | 65.3912 | 7 | 21743 | 115140262 | 1761 | 4177054 | 0.37449
014101105 | ALHAMBRA 1105 | 130 | Diablo | 44.9545 | 12.2697 | 37.4334 | 1862 | 0 | 12kV | 36.3016 | 100 | 18.571 | 8.032 | 53.314 | 1.591 | 102.1389 | 65 | 17695 | 2371416 | 1717 | 4231923 | 0.1985
083050402 | BIG TREES 0402 | 1196 | Central Coast | 16.7404 | 0.10616 | #N/A | 865 | 0 | 4.16kV | 13.3338 |  | 9.143 | 4.217 | 53.309 |  |  | 32 | 8235 | 2550382 | 1730 | 4180710
012541104 | OAKLAND X 1104 | 865 | East Bay | 14.1161 | 6.1326 | 12.9831 | 2129 | 0 | 12kV | 17.611 | 13.794 | 12.857 | 5.112 | 53.306 | 2.986 | 14.9507 | 45 | 10718 | 2180587 | 1526 | 4765431 | 0.37244
152201101 | PIKE CITY 1101 | 230 | Sierra | 34.5379 | 1.1924 | 34.5379 | 413 | 0 | 12kV | 32.5052 | 100 | 6 | 2.638 | 53.283 | 0.605 | 102.1389 | 21 | 4704 | 2150056 | 1239 | 5537630 | 0.075456
063801103 | JAMESON 1103 | 536 | Sacramento | 10.8994 | 15.6506 | 3.6313 | 1299 | 1 | 12kV | 23.9168 | 46.112 | 14.857 | 4.387 | 53.274 | 0.954 | 47.6367 | 52 | 10019 | 855368 | 2634 | 1454760 | 0.11898
042481104 | IGNACIO 1104 | 569 | North Bay | 55.7899 | 10.5272 | 7.0044 | 1600 | 0 | 12kV | 22.9922 | 46.112 | 10.571 | 4.229 | 53.255 | 0.794 | 47.6367 | 37 | 8616 | 2116737 | 1600 | 4408000 | 0.098994
083041101 | BEN LOMOND 1101 | 436 | Central Coast | 15.3157 | 0.33934 | 15.4019 | 737 | 0 | 12kV | 26.0978 | 63.666 | 7.429 | 4.2 | 53.235 | 1.959 | 65.3912 | 26 | 8711 | 1908673 | 1474 | 4718889 | 0.24438
012541105 | OAKLAND X 1105 | 754 | East Bay | 14.8497 | 1.6688 | 3.475 | 4562 | 0 | 12kV | 19.2474 | 0 | 26.667 | 12.916 | 53.186 | 3.468 | 1 | 74 | 28874 | 3292905 | 1542 | 4386731 | 0.43258
043371102 | LAKEVILLE 1102 | 422 | Sonoma | 50.6744 | 13.2412 | 20.015 | 1362 | 0 | 12kV | 26.5676 | 63.666 | 8.286 | 6.916 | 53.117 | 0.853 | 65.3912 | 29 | 15425 | 1807918 | 1648 | 3885464 | 0.10636
163761704 | RACETRACK 1704 | 484 | Yosemite | 46.3259 | 1.4013 | 45.5677 | 687 | 1 | 17kV | 24.891 | 63.666 | 3.143 | 3.637 | 53.09 | 0.919 | 65.3912 | 11 | 8053 | 1024217 | 1376 | 4602197 | 0.11465
192121107 | EUREKA A 1107 | 1143 | Humboldt | 4.4739 | 2.7613 | #N/A | 914 | 3 | 12kV | 14.0202 | 0 | 12 | 1.422 | 53.081 | 3.598 | 1 | 42 | 3141 | 410207 | 1832 | 3248986 | 0.44879
042681102 | LAYTONVILLE 1102 | 215 | Humboldt | 119.2546 | 3.3704 | 111.1176 | 974 | 1 | 12kV | 32.8426 | 100 | 6 | 4.629 | 53.018 | 0.566 | 102.1389 | 21 | 8560 | 3394604 | 975 | 5566389 | 0.070613
103751101 | BIG BEND 1101 | 205 | North Valley | 56.1796 | 0.85603 | 56.7162 | 245 | 0 | 12kV | 33.2638 | 100 | 3.429 | 9.26 | 52.983 | 0.647 | 102.1389 | 12 | 2270 | 25167389 | 1666 | 3459506 | 0.080724
043381101 | POINT ARENA 1101 | 273 | Humboldt | 66.0686 | 6.25 | 43.137 | 912 | 0 | 12kV | 31.3 | 83.5 | 14 | 5.347 | 52.967 | 0.686 | 85.4511 | 49 | 11007 | 2533767 | 912 | 5609712 | 0.085546
103271101 | ANTLER 1101 | 555 | North Valley | 62.8904 | 4.2168 | 60.0715 | 955 | 0 | 12kV | 23.4316 | 46.112 | 14.571 | 2.794 | 52.948 | 0.733 | 47.6367 | 51 | 5908 | 1129667 | 955 | 5431780 | 0.091469
063601109 | VACAVILLE 1109 | 577 | Sacramento | 3.8791 | 14.1176 | 0.50066 | 1834 | 0 | 12kV | 22.7724 | 33.94 | 20 | 2.479 | 52.947 | 4.496 | 35.3263 | 71 | 5677 | 464347 | 1993 | 2410354 | 0.56083
153652110 | SHINGLE SPRINGS 2110 | 562 | Sierra | 65.4379 | 4.6358 | 63.2318 | 1279 | 0 | 21kV | 23.247 | 46.112 | 11.429 | 4.362 | 52.916 | 1.416 | 47.6367 | 40 | 9372 | 1582699 | 1277 | 4405858 | 0.17666
192171101 | WILLOW CREEK 1101 | 179 | Humboldt | 57.8468 | 3.5743 | 47.0234 | 784 | 0 | 12kV | 34.3776 | 100 | 11.429 | 6.979 | 52.899 | 0.581 | 102.1389 | 40 | 12049 | 6176709 | 1565 | 3520247 | 0.072412
103341101 | DAIRYVILLE 1101 | 757 | North Valley | 43.0103 | 0.39524 | #N/A | 713 | 0 | 12kV | 19.1154 | 25.266 | 13.143 | 3.378 | 52.83 | 0.96 | 26.5534 | 46 | 7658 | 730052 | 1426 | 3731842 | 0.1198
192311142 | FRUITLAND 1142 | 194 | Humboldt | 67.9883 | 0.55973 | 59.3604 | 758 | 0 | 12kV | 33.6598 | 100 | 8.286 | 6.575 | 52.809 | 0.629 | 102.1389 | 29 | 11058 | 6180402 | 1439 | 3636718 | 0.078447
102781101 | ELK CREEK 1101 | 243 | North Valley | 179.5476 | 1.7538 | 82.7232 | 917 | 0 | 12kV | 32.1446 | 83.5 | 19.429 | 4.708 | 52.8 | 0.286 | 85.4511 | 68 | 9185 | 2857426 | 1495 | 3448904 | 0.03565
153651104 | SHINGLE SPRINGS 1104 | 581 | Sierra | 59.9271 | 1.551 | 42.6451 | 1345 | 0 | 12kV | 22.712 | 46.112 | 11.714 | 1.596 | 52.777 | 1.361 | 47.6367 | 41 | 3406 | 605896 | 1343 | 3825436 | 0.16976
254432102 | COARSEGOLD 2102 | 384 | Yosemite | 69.8293 | 2.2559 | 69.5656 | 1335 | 0 | 21kV | 27.527 | 46.112 | 31.111 | 6.521 | 52.766 | 1.125 | 47.6367 | 76 | 13760 | 2674733 | 1335 | 3818101 | 0.14026
192231102 | TRINIDAD 1102 | 548 | Humboldt | 20.2347 | 3.3816 | #N/A | 771 | 0 | 12kV | 23.6092 | 46.112 | 10.857 | 7.054 | 52.737 | 1.286 | 47.6367 | 38 | 14632 | 3205749 | 1538 | 3148360 | 0.16036
152582109 | DEL MAR 2109 | 574 | Sierra | 7.046 | 53.3135 | 2.207 | 3499 | 1 | 21kV | 22.8474 | 25.266 | 33.333 | 1.05 | 52.723 | 1.865 | 26.5534 | 77 | 2208 | 439939 | 1538 | 3108821 | 0.23264
152031102 | GRASS VALLEY 1102 | 576 | Sierra | 4.1952 | 2.8782 | #N/A | 1234 | 0 | 12kV | 22.8212 | 46.112 | 7.143 | 3.112 | 52.713 | 5.026 | 47.6367 | 25 | 7169 | 530586 | 1234 | 3964842 | 0.62685
152571104 | HORSESHOE 1104 | 623 | Sierra | 11.6197 | 11.2021 | 1.0628 | 1286 | 0 | 12kV | 21.7456 | 33.94 | 16.286 | 3.174 | 52.679 | 2.649 | 35.3263 | 57 | 6877 | 1078731 | 1597 | 2815727 | 0.33042
152701109 | BELL 1109 | 980 | Sierra | 17.8147 | 8.4189 | 13.433 | 920 | 0 | 12kV | 15.9302 | 10.103 | 11.429 | 3.339 | 52.668 | 2.112 | 11.2183 | 40 | 7552 | 743221 | 1637 | 2668357 | 0.26347
082021101 | LOS GATOS 1101 | 544 | De Anza | 20.9433 | 5.6342 | 9.9179 | 2221 | 1 | 12kV | 23.659 | 0 | 60 | 2.237 | 52.598 | 3.46 | 1 | 91 | 4602 | 1064683 | 1268 | 3547340 | 0.43152
152291101 | TAMARACK 1101 | 745 | Sierra | 17.9314 | 0.057938 | 16.4477 | 435 | 0 | 12kV | 19.4082 | 33.94 | 5.143 | 4.633 | 52.575 | 0.75 | 35.3263 | 18 | 7172 | 5123034 | 870 | 4638840 | 0.093499
252192101 | BEAR VALLEY 2101 | 607 | Yosemite | 166.1809 | 0.54657 | 108.2666 | 1239 | 0 | 21kV | 22.1966 | 46.112 | 6.571 | 5.287 | 52.559 | 0.454 | 47.6367 | 23 | 11422 | 1839460 | 1236 | 3530994 | 0.056611
083192101 | GREEN VALLEY 2101 | 365 | Central Coast | 157.5294 | 10.2454 | 43.1017 | 3104 | 1 | 21kV | 27.938 | 46.112 | 15.143 | 24.656 | 52.551 | 1.228 | 47.6367 | 53 | 53766 | 7960313 | 1404 | 3021442 | 0.15321
152461101 | PLACER 1101 | 1198 | Sierra | 7.8792 | 3.4513 | 0.77573 | 1094 | 0 | 12kV | 13.3068 | 0 | 8.857 | 1.974 | 52.545 | 3.158 | 1 | 31 | 4208 | 758328 | 1744 | 2015006 | 0.39392
192231101 | TRINIDAD 1101 | 293 | Humboldt | 26.5345 | 2.4351 | #N/A | 727 | 0 | 12kV | 30.7976 | 83.5 | 12.857 | 3.665 | 52.531 | 1.435 | 85.4511 | 45 | 7311 | 2027677 | 1441 | 2856402 | 0.17902
163231101 | NORTH BRANCH 1101 | 398 | Stockton | 89.4505 | 6.0557 | 59.7793 | 1298 | 1 | 12kV | 27.108 | 63.666 | 15.143 | 3.44 | 52.516 | 0.775 | 65.3912 | 53 | 7556 | 1044237 | 1315 | 3182609 | 0.096715
103451101 | KESWICK 1101 | 452 | North Valley | 52.0316 | 3.9125 | 50.8481 | 485 | 2 | 12kV | 25.7524 | 63.666 | 9.143 | 2.563 | 52.516 | 0.874 | 65.3912 | 32 | 5246 | 1251410 | 947 | 4251037 | 0.10898
042751111 | FITCH MOUNTAIN 1111 | 676 | Sonoma | 30.5695 | 1.1832 | 2.7214 | 623 | 2 | 12kV | 20.864 | 33.94 | 8.571 | 7.94 | 52.515 | 1.354 | 35.3263 | 30 | 17361 | 2507422 | 681 | 5022078 | 0.16891
182742104 | SAN BENITO 2104 | 718 | Central Coast | 52.526 | 5.2094 | 28.7889 | 1294 | 0 | 21kV | 19.9584 | 33.94 | 6 | 5.993 | 52.513 | 1.346 | 35.3263 | 21 | 12221 | 2983976 | 1287 | 3255446 | 0.16783
022811104 | PACIFICA 1104 | 751 | Peninsula | 7.1571 | 2.4502 | 0.50255 | 1288 | 1 | 12kV | 19.2918 | 33.94 | 6.571 | 0.364 | 52.512 | 3.072 | 35.3263 | 23 | 771 | 145633 | 1282 | 3265844 | 0.38315
014241101 | SUNOL 1101 | 362 | Mission | 55.2381 | 4.7124 | 34.5067 | 726 | 4 | 12kV | 27.984 | 63.666 | 20 | 2.801 | 52.497 | 0.956 | 65.3912 | 71 | 5964 | 1081264 | 1460 | 2707831 | 0.11919
042761103 | FORT BRAGG A 1103 | 1167 | Humboldt | 2.6748 | 5.5733 | 0.37656 | 750 | 0 | 12kV | 13.7352 | 0 | 8.857 | 2.403 | 52.485 | 4.931 | 1 | 31 | 5059 | 998951 | 751 | 4735055 | 0.61499
043292102 | PUEBLO 2102 | 15 | North Bay | 99.5254 | 24.2168 | 21.5581 | 2274 | 4 | 21kV | 47.4186 | 100 | 73.333 | 10.189 | 52.482 | 1.089 | 102.1389 | 97 | 18723 | 7616342 | 1024 | 3933414 | 0.13579
153791101 | SMARTVILLE 1101 | 966 | Sierra | 15.6817 | 1.3512 | 15.8868 | 267 | 0 | 12kV | 16.179 | 18.784 | 7.714 | 1.105 | 52.471 | 0.821 | 19.9979 | 27 | 2353 | 426114 | 1335 | 2998173 | 0.10234
063681105 | PUTAH CREEK 1105 | 547 | Sacramento | 83.0797 | 5.8258 | 1.4631 | 916 | 2 | 12kV | 23.6196 | 46.112 | 14.857 | 4.04 | 52.466 | 0.623 | 47.6367 | 52 | 9062 | 991278 | 1937 | 1234044 | 0.077691
013340401 | SPRUCE 0401 | 921 | East Bay | 4.1206 | 1.2374 | 4.123 | 717 | 0 | 4.16kV | 16.7112 | 18.784 | 8.857 | 0.546 | 52.407 | 2.962 | 19.9979 | 31 | 1174 | 197421 | 1434 | 2531727 | 0.36945
014232107 | SAN RAMON 2107 | 50 | Mission | 27.6221 | 37.4614 | 13.2045 | 5104 | 0 | 21kV | 40.385 | 100 | 40 | 7.361 | 52.388 | 2.176 | 102.1389 | 81 | 14244 | 4614971 | 1254 | 3002662 | 0.27146
152701110 | BELL 1110 | 261 | Sierra | 11.3062 | 13.0558 | 0.30639 | 1600 | 0 | 12kV | 31.661 | 63.666 | 35.556 | 3.318 | 52.381 | 3.384 | 65.3912 | 78 | 7111 | 1225585 | 1726 | 1610134 | 0.4221
014091101 | CASTRO VALLEY 1101 | 355 | Mission | 21.9863 | 19.1454 | 2.976 | 5394 | 0 | 12kV | 28.5134 | 46.112 | 26.667 | 13.766 | 52.332 | 3.69 | 47.6367 | 74 | 31802 | 2239681 | 1243 | 2877789 | 0.46024
014671103 | SOBRANTE 1103 | 418 | Diablo | 5.1769 | 6.4136 | 3.7247 | 552 | 2 | 12kV | 26.7034 | 63.666 | 14.571 | 0.621 | 52.327 | 2.332 | 65.3912 | 51 | 1334 | 226267 | 1200 | 2989007 | 0.29086
042681101 | LAYTONVILLE 1101 | 298 | Humboldt | 79.8764 | 0.42295 | 51.196 | 749 | 0 | 12kV | 30.6208 | 83.5 | 11.429 | 5.259 | 52.318 | 0.598 | 85.4511 | 40 | 8697 | 5126038 | 749 | 4275644 | 0.074599
252931102 | TEJON 1102 | 348 | Kern | 62.327 | 10.6393 | 32.2059 | 849 | 0 | 12kV | 28.6732 | 46.112 | 42.222 | 2.195 | 52.274 | 0.563 | 47.6367 | 82 | 4519 | 1038499 | 1242 | 2721336 | 0.070255
042851121 | FORT ROSS 1121 | 200 | Sonoma | 92.4375 | 3.7193 | 93.2788 | 642 | 0 | 12kV | 33.4206 | 100 | 8.857 | 5.454 | 52.257 | 0.535 | 102.1389 | 31 | 9460 | 4772759 | 642 | 4419548 | 0.066742
024012102 | BAY MEADOWS 2102 | 920 | Peninsula | 14.2495 | 28.6001 | 4.2519 | 3406 | 2 | 21kV | 16.7152 | 0 | 20 | 7.892 | 52.239 | 3.445 | 1 | 71 | 18139 | 1399309 | 1148 | 2897895 | 0.4297
252521103 | SAN JOAQUIN #2 1103 | 763 | Yosemite | 82.8048 | 0.73579 | 82.7368 | 1053 | 0 | 12kV | 18.975 | 13.794 | 26.667 | 1.422 | 52.231 | 0.761 | 14.9507 | 74 | 3017 | 564072 | 1060 | 3129905 | 0.094858
153651103 | SHINGLE SPRINGS 1103 | 546 | Sierra | 13.7254 | 10.0833 | 8.4534 | 1138 | 0 | 12kV | 23.6222 | 46.112 | 16 | 1.895 | 52.195 | 1.909 | 47.6367 | 56 | 4205 | 522762 | 1138 | 2803778 | 0.23806
083040401 | BEN LOMOND 0401 | 534 | Central Coast | 21.0777 | 0.5589 | 21.1277 | 759 | 0 | 4.16kV | 23.9752 | 46.112 | 15.143 | 4.611 | 52.154 | 1.856 | 47.6367 | 53 | 9280 | 2448272 | 1021 | 3029730 | 0.23146
013340402 | SPRUCE 0402 | 1223 | East Bay | 3.5942 | 0.90185 | 1.905 | 633 | 0 | 4.16kV | 13.0674 | 0 | 9.143 | 0.396 | 52.14 | 3.658 | 1 | 32 | 863 | 129898 | 1266 | 2276901 | 0.4563
254151102 | AUBERRY 1102 | 389 | Fresno | 128.157 | 3.6248 | 127.9128 | 1639 | 0 | 12kV | 27.4022 | 63.666 | 14.286 | 5.97 | 52.132 | 0.957 | 65.3912 | 50 | 13138 | 1779783 | 1638 | 1172862 | 0.11939
024131102 | MENLO 1102 | 106 | Peninsula | 64.4524 | 17.8292 | 27.048 | 2674 | 1 | 12kV | 37.344 | 83.5 | 42.222 | 7.251 | 52.122 | 1.625 | 85.4511 | 82 | 15170 | 3134853 | 1020 | 2941968 | 0.20263
163341103 | CLAY 1103 | 253 | Stockton | 112.996 | 3.8697 | 49.029 | 1500 | 6 | 12kV | 31.9224 | 83.5 | 17.429 | 5.813 | 52.114 | 0.756 | 85.4511 | 61 | 12553 | 2028365 | 1074 | 2762911 | 0.094282
192451103 | FAIRHAVEN 1103 | 1324 | Humboldt | 9.5306 | 0.065172 | #N/A | 510 | 2 | 12kV | 11.9216 | 0 | 2.857 | 3.303 | 52.108 | 1.34 | 1 | 10 | 6815 | 1545667 | 1228 | 2300658 | 0.16715
103142102 | LOGAN CREEK 2102 | 369 | North Valley | 237.7289 | 2.4141 | 3.7103 | 1461 | 1 | 21kV | 27.8242 | 63.666 | 18 | 4.899 | 52.107 | 0.449 | 65.3912 | 63 | 10887 | 1329291 | 1478 | 1570257 | 0.056046
042550401 | VALLEJO C 0401 | 1147 | North Bay | 2.8025 | 0 | #N/A | 857 | 0 | 4.16kV | 13.9556 | 0 | 13.714 | 0.386 | 52.095 | 3.583 | 1 | 48 | 819 | 153979 | 857 | 3343157 | 0.44694
083431116 | HICKS 1116 | 425 | San Jose | 34.847 | 8.8125 | 10.7423 | 3405 | 0 | 12kV | 26.5294 | 0 | 73.333 | 4.541 | 52.08 | 2.693 | 1 | 97 | 9747 | 1658173 | 1218 | 2251937 | 0.33589
083371106 | SARATOGA 1106 | 490 | De Anza | 27.0906 | 8.735 | 13.394 | 2106 | 3 | 12kV | 24.7802 | 0 | 60 | 9.13 | 52.078 | 2.693 | 1 | 91 | 20194 | 2594400 | 1105 | 2574473 | 0.33591
082951102 | EDENVALE 1102 | 396 | San Jose | 5.6905 | 18.6243 | #N/A | 2686 | 0 | 12kV | 27.2176 | 18.784 | 60 | 3.559 | 52.073 | 1.672 | 19.9979 | 90 | 7850 | 1037961 | 1053 | 2710409 | 0.20857
014161101 | ROSSMOOR 1101 | 35 | Diablo | 30.3799 | 8.5163 | 12.9199 | 3234 | 0 | 12kV | 41.7288 | 83.5 | 57.778 | 12.485 | 52.046 | 2.835 | 85.4511 | 89 | 28614 | 2313980 | 1086 | 2540072 | 0.35362
152561107 | PENRYN 1107 | 446 | Sierra | 84.1945 | 17.5601 | 37.1914 | 2809 | 0 | 12kV | 25.8354 | 25.266 | 42.222 | 7.75 | 51.992 | 1.947 | 26.5534 | 82 | 17394 | 1890677 | 1245 | 1926853 | 0.24289
252531103 | SAN JOAQUIN #3 1103 | 297 | Yosemite | 54.4799 | 1.7402 | 54.5173 | 908 | 0 | 12kV | 30.627 | 83.5 | 12.571 | 4.176 | 51.99 | 0.898 | 85.4511 | 44 | 8933 | 1563085 | 907 | 2904059 | 0.11205
013170401 | HOLLYWOOD 0401 | 843 | East Bay | 5.2946 | 0.965 | 2.9599 | 1526 | 0 | 4.16kV | 17.8618 | 0 | 33.333 | 0.771 | 51.988 | 3.217 | 1 | 77 | 1494 | 481971 | 964 | 2734730 | 0.40127
012600401 | OAK 0401 | 1186 | East Bay | 5.4133 | 0.62142 | 4.3198 | 1017 | 0 | 4.16kV | 13.416 | 0 | 11.429 | 0.641 | 51.955 | 3.055 | 1 | 40 | 1373 | 238404 | 1016 | 2491316 | 0.38107
024060404 | CAROLANDS 0404 | 504 | Peninsula | 10.3879 | 6.7592 | 3.9545 | 1072 | 0 | 4.16kV | 24.4186 | 0 | 64.444 | 2.306 | 51.945 | 3.398 | 1 | 93 | 5077 | 685953 | 1072 | 2299400 | 0.42382
062081104 | ARBUCKLE 1104 | 141 | Sacramento | 93.1267 | 4.516 | 2.0417 | 1179 | 0 | 12kV | 35.6704 | 46.112 | 75.556 | 4.076 | 51.89 | 0.718 | 47.6367 | 98 | 9021 | 1150873 | 1241 | 1655793 | 0.089494
043091101 | GREENBRAE 1101 | 1099 | North Bay | 1.9158 | 4.9219 | #N/A | 930 | 0 | 12kV | 14.4684 | 0 | 13.429 | 0.624 | 51.839 | 6.45 | 1 | 47 | 1345 | 219621 | 930 | 2418134 | 0.80451
102521102 | OROVILLE 1102 | 1107 | North Valley | 4.9892 | 1.7495 | #N/A | 696 | 0 | 12kV | 14.3706 | 0 | 14.857 | 0.512 | 51.828 | 4.656 | 1 | 52 | 906 | 424404 | 1391 | 1047474 | 0.58067
153612105 | CLARKSVILLE 2105 | 258 | Sierra | 13.9682 | 54.5057 | 10.9469 | 3944 | 0 | 21kV | 31.7456 | 63.666 | 40 | 2.243 | 51.802 | 1.017 | 65.3912 | 80 | 4996 | 593856 | 920 | 2343240 | 0.12684
102211103 | BUCKS CREEK 1103 | 224 | North Valley | 13.0579 | 12.7912 | 11.1849 | 321 | 1 | 12kV | 32.7242 | 100 | 6.286 | 4.711 | 51.791 | 0.833 | 102.1389 | 22 | 5881 | 6955711 | 642 | 3122438 | 0.10392
192221103 | GARBERVILLE 1103 | 473 | Humboldt | 2.2149 | 1.184 | 1.3711 | 497 | 0 | 12kV | 25.2188 | 63.666 | 4.857 | 2.851 | 51.785 | 2.935 | 65.3912 | 17 | 5651 | 1621058 | 994 | 2080939 | 0.36606
013501111 | JARVIS 1111 | 150 | Mission | 19.0965 | 27.1044 | 1.1185 | 6391 | 3 | 12kV | 35.2896 | 63.666 | 48.889 | 8.721 | 51.783 | 3.389 | 65.3912 | 85 | 19774 | 1880285 | 1082 | 1818826 | 0.42269
192151133 | NEWBURG 1133 | 511 | Humboldt | 16.803 | 1.1078 | 3.7712 | 517 | 0 | 12kV | 24.3116 | 63.666 | 3.429 | 1.282 | 51.776 | 1.405 | 65.3912 | 12 | 2785 | 426236 | 1034 | 1939784 | 0.17522
042651105 | HIGHWAY 1105 | 605 | North Bay | 1.2702 | 9.9666 | #N/A | 557 | 1 | 12kV | 22.2304 | 0 | 55.556 | 2.341 | 51.759 | 1.496 | 1 | 88 | 5338 | 467782 | 705 | 2848905 | 0.18653
254421102 | OAKHURST 1102 | 727 | Yosemite | 16.5783 | 3.6948 | 11.3331 | 1109 | 0 | 12kV | 19.7674 | 33.94 | 8.857 | 2.28 | 51.757 | 2.003 | 35.3263 | 31 | 5016 | 681450 | 1109 | 1667984 | 0.24981
013600401 | LAS AROMAS 0401 | 1396 | Diablo | 6.2543 | 0.038784 | 5.9862 | 430 | 0 | 4.16kV | 11.0022 | 0 |  | 0.56 | 51.734 | 2.717 | 1 |  | 1226 | 175189 | 860 | 2328268 | 0.33887
152811105 | WHEATLAND 1105 | 689 | Sierra | 74.2407 | 1.5531 | 9.9882 | 654 | 1 | 12kV | 20.6386 | 33.94 | 15.429 | 1.454 | 51.714 | 0.656 | 35.3263 | 54 | 3091 | 568927 | 1052 | 1714184 | 0.081876
163561102 | ALPINE 1102 | 1316 | Stockton | 0 | 2.8803 | #N/A | 309 | 0 | 12kV | 12.0098 | 0 | 7.143 | 1.194 | 51.712 |  | 1 | 25 | 2550 | 452896 | 730 | 2645885
042011103 | SAN RAFAEL 1103 | 705 | North Bay | 5.834 | 7.5858 | #N/A | 821 | 2 | 12kV | 20.1252 | 0 | 37.778 | 6.934 | 51.694 | 4.22 | 1 | 79 | 15731 | 1482865 | 823 | 2325798 | 0.52634
103571104 | TYLER 1104 | 907 | North Valley | 24.0295 | 1.4392 | #N/A | 422 | 1 | 12kV | 16.8882 | 18.784 | 11.429 | 1.542 | 51.691 | 0.995 | 19.9979 | 40 | 3590 | 217231 | 845 | 2253761 | 0.12416
013180401 | PALO SECO 0401 | 1219 | East Bay | 4.744 | 2.6447 | 4.7078 | 616 | 0 | 4.16kV | 13.1234 | 0 | 12.857 | 1.075 | 51.685 | 0 | 1 | 45 | 2032 | 734912 | 728 | 2577680
152591102 | SUMMIT 1102 | 777 | Sierra | 5.1572 | 8.2883 | 5.1556 | 295 | 0 | 12kV | 18.6606 | 33.94 | 5.429 | 0.864 | 51.618 | 1.452 | 35.3263 | 19 | 1815 | 365691 | 588 | 2797871 | 0.18107
102521103 | OROVILLE 1103 | 868 | North Valley | 7.5884 | 0.77096 | #N/A | 536 | 0 | 12kV | 17.5672 | 25.266 | 9.429 | 0.192 | 51.603 | 1.346 | 26.5534 | 33 | 341 | 157142 | 1221 | 915234 | 0.16784
103461102 | PANORAMA 1102 | 358 | North Valley | 84.5935 | 7.7795 | 32.1467 | 2508 | 0 | 12kV | 28.1882 | 63.666 | 19.429 | 5.104 | 51.599 | 1.143 | 65.3912 | 68 | 11016 | 1790628 | 678 | 2482092 | 0.14262
103331102 | CORNING 1102 | 28 | North Valley | 199.9454 | 2.0291 | 81.1492 | 1811 | 3 | 12kV | 43.9748 | 100 | 60 | 7.659 | 51.583 | 0.632 | 102.1389 | 90 | 17082 | 2003340 | 633 | 2568680 | 0.078814
012501112 | EL CERRITO G 1112 | 810 | East Bay | 24.6586 | 8.7736 | 4.6851 | 4701 | 0 | 12kV | 18.2708 | 0 | 26.667 | 9.716 | 51.578 | 3.393 | 1 | 74 | 21710 | 2490849 | 849 | 1926985 | 0.42325
012840402 | RIDGE 0402 | 1221 | East Bay | 2.3988 | 0.38717 | 1.6674 | 791 | 0 | 4.16kV | 13.0788 | 0 | 9.143 | 0.241 | 51.55 | 4.46 | 1 | 32 | 457 | 163215 | 791 | 2017050 | 0.55625
014662108 | TASSAJARA 2108 | 203 | Diablo | 21.4262 | 25.7284 | 1.2025 | 2939 | 1 | 21kV | 33.3482 | 83.5 | 19.429 | 9.228 | 51.517 | 3.067 | 85.4511 | 68 | 20663 | 2310857 | 631 | 2390442 | 0.38256
082021108 | LOS GATOS 1108 | 1109 | De Anza | 6.1196 | 2.6621 | 4.2689 | 1243 | 0 | 12kV | 14.3552 | 0 | 14.286 | 1.93 | 51.51 | 4.05 | 1 | 50 | 4380 | 410411 | 786 | 1920984 | 0.50517
252531101 | SAN JOAQUIN #3 1101 | 196 | Yosemite | 24.6122 | 1.7551 | 24.668 | 700 | 0 | 12kV | 33.5302 | 100 | 10.571 | 4.903 | 51.503 | 0.674 | 102.1389 | 37 | 10040 | 2391013 | 700 | 2152079 | 0.084098
152331108 | EAST MARYSVILLE 1108 | 797 | Sierra | 67.8008 | 1.5086 | 0.35809 | 1020 | 1 | 12kV | 18.4862 | 18.784 | 18 | 3.172 | 51.499 | 0.976 | 19.9979 | 63 | 7157 | 726064 | 1027 | 1188360 | 0.12179
083371103 | SARATOGA 1103 | 1005 | De Anza | 10.4526 | 7.7018 | 4.2157 | 1771 | 0 | 12kV | 15.4814 | 0 | 15.714 | 6.618 | 51.484 | 3.591 | 1 | 55 | 15054 | 1367304 | 754 | 1941254 | 0.44788
103381101 | FRENCH GULCH 1101 | 517 | North Valley | 16.0849 | 1.6966 | 18.8732 | 252 | 0 | 12kV | 24.22 | 63.666 | 4 | 1.334 | 51.481 | 0.619 | 65.3912 | 14 | 2541 | 886994 | 755 | 1929309 | 0.077149
152321101 | DRUM 1101 | 232 | Sierra | 17.8691 | 0.56358 | 18.8373 | 198 | 0 | 12kV | 32.4726 | 100 | 8.571 | 1.74 | 51.455 | 0.597 | 102.1389 | 30 | 2739 | 1867739 | 594 | 2326444 | 0.074466
192311141 | FRUITLAND 1141 | 250 | Humboldt | 27.4895 | 0.023727 | 24.0637 | 393 | 1 | 12kV | 32.0494 | 100 | 4 | 4.097 | 51.45 | 0.7 | 102.1389 | 14 | 8014 | 2461236 | 788 | 1749081 | 0.087276
083252104 | PAUL SWEET 2104 | 300 | Central Coast | 35.6137 | 15.7674 | 17.3184 | 5411 | 0 | 21kV | 30.589 | 63.666 | 16.571 | 18.054 | 51.449 | 3.205 | 65.3912 | 58 | 39855 | 5228235 | 733 | 1904400 | 0.39979
012350402 | ORINDA 0402 | 708 | Diablo | 6.6737 | 0.3223 | #N/A | 457 | 0 | 4.16kV | 20.0504 | 33.94 | 10.857 | 0 | 51.443 | 4.012 | 35.3263 | 38 | 0 | 0 | 834 | 1593926 | 0.50042
152101102 | ALLEGHANY 1102 | 289 | Sierra | 17.7763 | 0.56262 | 18.0939 | 165 | 0 | 12kV | 30.944 | 100 | 2 | 0.903 | 51.396 | 0.421 | 102.1389 | 7 | 1847 | 441790 | 494 | 2452206 | 0.052457
013090401 | BRYANT 0401 | 1191 | Diablo | 1.8738 | 0.29212 | #N/A | 184 | 0 | 4.16kV | 13.3666 | 0 | 12.286 | 0.459 | 51.381 | 2.707 | 1 | 43 | 1011 | 135276 | 589 | 2136303 | 0.33766
024181103 | SAN CARLOS 1103 | 608 | Peninsula | 16.4044 | 2.8704 | 3.983 | 2437 | 1 | 12kV | 22.18 | 0 | 51.111 | 4.635 | 51.356 | 3.798 | 1 | 86 | 10509 | 998910 | 591 | 2060302 | 0.47368
024131103 | MENLO 1103 | 227 | Peninsula | 57.0374 | 20.9379 | 39.9636 | 2152 | 0 | 12kV | 32.622 | 83.5 | 17.143 | 9.595 | 51.312 | 1.56 | 85.4511 | 60 | 20030 | 4203878 | 595 | 1924268 | 0.19461
252691104 | INDIAN FLAT 1104 | 677 | Yosemite | 16.8095 | 16.6886 | 16.7358 | 613 | 2 | 12kV | 20.836 | 33.94 | 13.143 | 5.094 | 51.296 | 0.707 | 35.3263 | 46 | 10436 | 2475468 | 615 | 1823719 | 0.088153
042211104 | NOVATO 1104 | 360 | North Bay | 23.1591 | 22.4743 | 4.2213 | 2388 | 5 | 12kV | 28.1066 | 63.666 | 18.857 | 4.74 | 51.278 | 1.992 | 65.3912 | 66 | 10727 | 1048372 | 503 | 2099522 | 0.24851
024031110 | BELMONT 1110 | 658 | Peninsula | 24.1921 | 5.9093 | #N/A | 5860 | 0 | 12kV | 21.168 | 0 | 40 | 11.02 | 51.265 | 3.555 | 1 | 81 | 25247 | 2053901 | 708 | 1465560 | 0.44335
163160401 | PINECREST 0401 | 598 | Yosemite | 3.1638 | 0 | 1.957 | 210 | 0 | 4.16kV | 22.2892 | 46.112 | 13.143 | 0.28 | 51.248 | 0.663 | 47.6367 | 46 | 525 | 196623 | 630 | 1645980 | 0.082665
012061105 | BERKELEY F 1105 | 735 | East Bay | 11.3672 | 6.4545 | 1.7869 | 5133 | 0 | 12kV | 19.6078 | 0 | 33.333 | 8.577 | 51.234 | 4.895 | 1 | 77 | 19867 | 1328469 | 647 | 1556674 | 0.61058
182131103 | GONZALES 1103 | 380 | Central Coast | 21.3933 | 2.9319 | 1.0413 | 636 | 2 | 12kV | 27.6582 | 63.666 | 20 | 2.294 | 51.223 | 1.108 | 65.3912 | 70 | 5222 | 467747 | 640 | 1546994 | 0.13822
012022212 | CLAYTON 2212 | 223 | Diablo | 56.884 | 31.0267 | 47.4011 | 3435 | 2 | 21kV | 32.7626 | 83.5 | 17.429 | 10.33 | 51.217 | 1.337 | 85.4511 | 61 | 22699 | 3121578 | 618 | 1594361 | 0.16681
012350401 | ORINDA 0401 | 464 | Diablo | 5.4015 | 0.50822 | 9.3864 | 293 | 0 | 4.16kV | 25.4714 | 63.666 | 8.571 | 1.212 | 51.194 | 2.714 | 65.3912 | 30 | 2612 | 429347 | 666 | 1390049 | 0.33857
012091106 | OAKLAND J 1106 | 515 | East Bay | 19.7034 | 3.8399 | 1.9819 | 5603 | 1 | 12kV | 24.226 | 0 | 57.778 | 8.572 | 51.194 | 3.586 | 1 | 89 | 19304 | 2011441 | 518 | 1819958 | 0.44727
042151107 | SANTA ROSA A 1107 | 1123 | Sonoma | 6.1622 | 5.5135 | 2.9541 | 1302 | 0 | 12kV | 14.2426 | 0 | 14 | 2.417 | 51.169 | 3.627 | 1 | 49 | 5036 | 1071985 | 512 | 1768448 | 0.45237
014341105 | VALLEY VIEW 1105 | 161 | East Bay | 18.6967 | 12.3571 | 5.4093 | 3412 | 0 | 12kV | 34.9826 | 100 | 15.714 | 4.968 | 51.156 | 3.075 | 102.1389 | 55 | 11511 | 764536 | 606 | 1460219 | 0.38352
162161102 | ELECTRA 1102 | 863 | Stockton | 19.293 | 5.9233 | 83.9596 | 669 | 0 | 12kV | 17.6248 | 25.266 | 7.714 | 3.048 | 51.153 | 0.943 | 26.5534 | 27 | 6176 | 1567219 | 669 | 1269049 | 0.11761
083371105 | SARATOGA 1105 | 1065 | De Anza | 16.6521 | 13.1072 | 9.8848 | 1421 | 1 | 12kV | 14.7306 | 0 | 16.571 | 3.343 | 51.144 | 2.595 | 1 | 58 | 7112 | 1299408 | 569 | 1534308 | 0.32365
024040403 | BERESFORD 0403 | 383 | Peninsula | 12.1311 | 2.5893 | 4.1458 | 1423 | 0 | 4.16kV | 27.5294 | 0 | 80.606 | 2.717 | 51.14 | 3.184 | 1 | 102 | 6115 | 641210 | 590 | 1460431 | 0.39708
043141103 | MIDDLETOWN 1103 | 385 | Humboldt | 38.1236 | 1.069 | 23.5571 | 160 | 0 | 12kV | 27.4812 | 83.5 | 2 | 0.386 | 51.138 | 0.382 | 85.4511 | 7 | 819 | 153279 | 470 | 1804296 | 0.04761
042301101 | TULUCAY 1101 | 256 | North Bay | 19.2141 | 15.8229 | 4.4167 | 497 | 3 | 12kV | 31.7536 | 33.94 | 71.111 | 1.295 | 51.131 | 1.291 | 35.3263 | 96 | 2847 | 388580 | 600 | 1406912 | 0.16105
042861101 | ANNAPOLIS 1101 | 251 | Humboldt | 51.0673 | 1.3472 | 51.2424 | 228 | 0 | 12kV | 32.031 | 100 | 7.143 | 1.517 | 51.121 | 0.374 | 102.1389 | 25 | 2614 | 1350081 | 467 | 1765514 | 0.046664
182052101 | SOLEDAD 2101 | 552 | Central Coast | 47.2727 | 1.7573 | 4.6112 | 593 | 4 | 21kV | 23.5024 | 46.112 | 17.143 | 2.486 | 51.116 | 0.655 | 47.6367 | 60 | 5411 | 814432 | 596 | 1376760 | 0.081722
182131104 | GONZALES 1104 | 264 | Central Coast | 53.9382 | 0.55943 | 0.90277 | 583 | 3 | 12kV | 31.543 | 63.666 | 40 | 2.301 | 51.11 | 0.638 | 65.3912 | 80 | 4604 | 1254547 | 586 | 1390531 | 0.079636
082831109 | MILPITAS 1109 | 335 | San Jose | 46.6025 | 17.1669 | 29.4495 | 4331 | 9 | 12kV | 29.2354 | 63.666 | 15.143 | 14.684 | 51.106 | 1.578 | 65.3912 | 53 | 32848 | 3718135 | 646 | 1202717 | 0.19686
163561101 | ALPINE 1101 | 1328 | Stockton | 0.87372 | 6.5307 | #N/A | 280 | 0 | 12kV | 11.8996 | 0 | 6.857 | 0.456 | 51.05 | 1.135 | 1 | 24 | 981 | 163712 | 448 | 1622656 | 0.14162
152251101 | SPAULDING 1101 | 339 | Sierra | 24.2148 | 1.7424 | 20.1063 | 167 | 2 | 12kV | 29.1028 | 83.5 | 10 | 0.433 | 51.046 | 0.535 | 85.4511 | 35 | 894 | 200862 | 338 | 1931839 | 0.066738
102520402 | OROVILLE 0402 | 1113 | North Valley | 1.5909 | 0.95049 | #N/A | 384 | 0 | 4.16kV | 14.2896 | 0 | 16.286 | 0.079 | 51.015 | 4.068 | 1 | 57 | 178 | 18686 | 767 | 597910 | 0.50741
012690401 | FLORENCE 0401 | 1202 | East Bay | 4.2889 | 0.29575 | 1.7158 | 494 | 0 | 4.16kV | 13.2878 | 0 | 10 | 2.259 | 51.011 | 3.169 | 1 | 35 | 5168 | 431539 | 494 | 1380994 | 0.39527
083182101 | LLAGAS 2101 | 537 | San Jose | 101.4961 | 20.514 | 19.8062 | 2305 | 0 | 21kV | 23.851 | 33.94 | 24.444 | 8.606 | 51.001 | 1.264 | 35.3263 | 73 | 18255 | 3411003 | 490 | 1364380 | 0.1577
103611101 | WILDWOOD 1101 | 357 | North Valley | 27.8925 | 0.16865 | 32.6037 | 144 | 2 | 12kV | 28.1914 | 83.5 | 5.143 | 0.99 | 50.975 | 0.349 | 85.4511 | 18 | 1891 | 650810 | 465 | 1366801 | 0.043499
192461102 | BRIDGEVILLE 1102 | 248 | Humboldt | 46.7299 | 0 | 33.3457 | 281 | 0 | 12kV | 32.087 | 100 | 7.143 | 1.966 | 50.952 | 0.374 | 102.1389 | 25 | 3714 | 1345460 | 562 | 1020626 | 0.046681
024080402 | EMERALD LAKE 0402 | 333 | Peninsula | 9.4379 | 0.16529 | 7.9738 | 924 | 0 | 4.16kV | 29.3836 | 0 | 91.515 | 1.47 | 50.952 | 2.981 | 1 | 120 | 3219 | 459223 | 468 | 1292148 | 0.37179
192321121 | FORT SEWARD 1121 | 252 | Humboldt | 47.9976 | 0.023089 | 38.0083 | 234 | 0 | 12kV | 31.9882 | 100 | 6.857 | 1.816 | 50.947 | 0.321 | 102.1389 | 24 | 3023 | 1745849 | 462 | 1297245 | 0.040063
192261102 | ORICK 1102 | 270 | Humboldt | 23.2832 | 1.231 | #N/A | 268 | 0 | 12kV | 31.373 | 100 | 4 | 1.385 | 50.938 | 0.542 | 102.1389 | 14 | 2920 | 570587 | 535 | 1060198 | 0.067573
012061103 | BERKELEY F 1103 | 163 | East Bay | 6.246 | 6.8924 | 1.8512 | 3308 | 0 | 12kV | 34.926 | 46.112 | 62.222 | 9.689 | 50.919 | 5.688 | 47.6367 | 92 | 21909 | 2161994 | 499 | 1110848 | 0.7094
013350402 | WALDO 0402 | 1124 | East Bay | 5.1476 | 0.16308 | 3.0716 | 1033 | 0 | 4.16kV | 14.241 | 0 | 12.571 | 4.692 | 50.898 | 3.044 | 1 | 44 | 10492 | 1193062 | 463 | 1157500 | 0.37966
012060402 | BERKELEY F 0402 | 1119 | East Bay | 2.1323 | 0.52995 | 0.47631 | 1123 | 0 | 4.16kV | 14.255 | 0 | 13.429 | 0.821 | 50.876 | 6.149 | 1 | 47 | 1766 | 293780 | 634 | 600237 | 0.76692
163240402 | TAR FLAT 0402 | 1039 | Yosemite | 6.4389 | 0 | 5.4986 | 500 | 0 | 4.16kV | 14.9756 | 10.103 | 11.429 | 0.376 | 50.858 | 2.112 | 11.2183 | 40 | 875 | 52859 | 503 | 929160 | 0.26342
014161107 | ROSSMOOR 1107 | 463 | Diablo | 10.4724 | 9.7261 | #N/A | 2554 | 0 | 12kV | 25.5028 | 0 | 57.778 | 15.017 | 50.843 | 3.876 | 1 | 89 | 34505 | 2674546 | 625 | 534322 | 0.48347
014692102 | RESEARCH 2102 | 111 | Diablo | 20.6294 | 31.5541 | 1.2814 | 4056 | 0 | 21kV | 37.0356 | 83.5 | 42.222 | 5.252 | 50.841 | 3.363 | 85.4511 | 82 | 11462 | 1685761 | 327 | 1394725 | 0.41945
013751102 | VASCO 1102 | 53 | Mission | 85.8974 | 15.6109 | 41.9238 | 1656 | 3 | 12kV | 40.0202 | 63.666 | 81.818 | 3.038 | 50.835 | 0.744 | 65.3912 | 104 | 6702 | 885019 | 413 | 1127527 | 0.092762
103541102 | RED BLUFF 1102 | 1298 | North Valley | 1.48 | 1.5515 | #N/A | 417 | 0 | 12kV | 12.176 | 0 | 6.571 | 0.208 | 50.835 | 3.266 | 1 | 23 | 438 | 87144 | 418 | 1111880 | 0.40738
102211102 | BUCKS CREEK 1102 | 283 | North Valley | 29.4755 | 0.022028 | 29.5609 | 131 | 0 | 12kV | 31.0206 | 100 | 2.571 | 1.432 | 50.827 | 0.273 | 102.1389 | 9 | 2259 | 1532265 | 262 | 1544752 | 0.034024
024120401 | LAS PULGAS 0401 | 1073 | Peninsula | 6.0541 | 0.31677 | 0.063561 | 1185 | 0 | 4.16kV | 14.6492 | 0 | 18.286 | 0.987 | 50.819 | 3.154 | 1 | 64 | 2169 | 296939 | 430 | 1034112 | 0.39338
013501108 | JARVIS 1108 | 875 | Mission | 18.0189 | 11.4798 | 2.1719 | 4327 | 0 | 12kV | 17.447 | 0 | 22.222 | 10.583 | 50.807 | 3.623 | 1 | 72 | 24372 | 1816616 | 433 | 991476 | 0.45193
063171105 | MADISON 1105 | 423 | Sacramento | 84.3824 | 0.75982 | #N/A | 579 | 1 | 12kV | 26.566 | 63.666 | 14.857 | 2.974 | 50.803 | 0.53 | 65.3912 | 52 | 6587 | 833817 | 577 | 562187 | 0.066138
012840401 | RIDGE 0401 | 1285 | East Bay | 2.6511 | 0.057242 | 2.662 | 404 | 0 | 4.16kV | 12.416 | 0 | 7.714 | 0.2 | 50.788 | 3.378 | 1 | 27 | 410 | 95829 | 404 | 1022120 | 0.42134
083182107 | LLAGAS 2107 | 226 | San Jose | 22.4487 | 41.76 | 7.8323 | 3802 | 1 | 21kV | 32.6282 | 83.5 | 18.571 | 8.503 | 50.784 | 1.783 | 85.4511 | 65 | 17914 | 3522000 | 401 | 1021847 | 0.22233
101321101 | PIT NO 5 1101 | 217 | North Valley | 23.638 | 2.9807 | 23.7942 | 121 | 3 | 12kV | 32.8364 | 100 | 12 | 0.871 | 50.78 | 0.531 | 102.1389 | 42 | 1386 | 917390 | 248 | 1453281 | 0.066247
152291102 | TAMARACK 1102 | 277 | Sierra | 7.8831 | 0.042502 | #N/A | 142 | 0 | 12kV | 31.2104 | 100 | 2.857 | 1.817 | 50.773 | 0.605 | 102.1389 | 10 | 2970 | 1814380 | 284 | 1331392 | 0.075427
063591101 | VACA DIXON 1101 | 647 | Sacramento | 9.1979 | 15.6894 | 0.82637 | 952 | 5 | 12kV | 21.379 | 33.94 | 19.143 | 1.13 | 50.771 | 1.911 | 35.3263 | 67 | 2455 | 376171 | 573 | 483039 | 0.23833
192121106 | EUREKA A 1106 | 1228 | Humboldt | 1.8095 | 5.3314 | #N/A | 229 | 0 | 12kV | 12.9994 | 0 | 10.286 | 0.61 | 50.767 | 3.334 | 1 | 36 | 1327 | 199681 | 457 | 811146 | 0.41585
012041112 | OAKLAND D 1112 | 460 | East Bay | 12.0088 | 2.8799 | 2.6688 | 3914 | 2 | 12kV | 25.5976 | 25.266 | 37.778 | 10.169 | 50.749 | 4.026 | 26.5534 | 79 | 23735 | 1354612 | 373 | 1004068 | 0.50213
153612103 | CLARKSVILLE 2103 | 526 | Sierra | 50.5168 | 39.5281 | 33.626 | 2738 | 4 | 21kV | 24.0926 | 46.112 | 18.286 | 4.457 | 50.733 | 0.875 | 47.6367 | 64 | 9907 | 1206153 | 357 | 1006026 | 0.10912
083371104 | SARATOGA 1104 | 344 | De Anza | 17.968 | 12.3157 | 1.7714 | 1727 | 1 | 12kV | 28.7584 | 0 | 84.848 | 4.658 | 50.721 | 3.565 | 1 | 109 | 9972 | 1732692 | 383 | 898098 | 0.44462
012091105 | OAKLAND J 1105 | 1028 | East Bay | 18.5271 | 3.0548 | 3.7186 | 4641 | 1 | 12kV | 15.116 | 0 | 18.286 | 3.053 | 50.718 | 3.523 | 1 | 64 | 6572 | 1091654 | 309 | 1105293 | 0.43939
253801101 | ARVIN 1101 | 1207 | Kern | 28.055 | 2.9717 | #N/A | 425 | 0 | 12kV | 13.262 | 0 | 14.571 | 0.405 | 50.713 | 0.621 | 1 | 51 | 918 | 86377 | 425 | 753305 | 0.077424
083500401 | SEACLIFF 0401 | 738 | Central Coast | 9.2806 | 1.9311 | 8.5745 | 368 | 0 | 4.16kV | 19.5494 | 33.94 | 10.857 | 0.618 | 50.682 | 1.65 | 35.3263 | 38 | 1372 | 170814 | 368 | 832876 | 0.20581
192021123 | ARCATA 1123 | 1055 | Humboldt | 6.1757 | 0.15179 | #N/A | 195 | 0 | 12kV | 14.8578 | 18.784 | 2.857 | 1.01 | 50.681 | 0.957 | 19.9979 | 10 | 2210 | 316498 | 390 | 766740 | 0.11943
183181101 | SAN JUSTO 1101 | 320 | Central Coast | 56.477 | 2.7632 | 39.0542 | 649 | 0 | 12kV | 29.9792 | 63.666 | 31.111 | 3.603 | 50.674 | 0.842 | 65.3912 | 76 | 7045 | 2168532 | 358 | 839580 | 0.10507
182961110 | PRUNEDALE 1110 | 93 | Central Coast | 79.6043 | 18.9864 | 0.046537 | 3750 | 0 | 12kV | 37.8044 | 63.666 | 40 | 32.786 | 50.607 | 1.963 | 65.3912 | 81 | 58034 | 27243988 | 331 | 732172 | 0.24488
253481101 | WHEELER RIDGE 1101 | 1111 | Kern | 66.9291 | 0.87857 | #N/A | 353 | 2 | 12kV | 14.3034 | 0 | 18.286 | 2.119 | 50.582 | 0.53 | 1 | 64 | 4557 | 764289 | 350 | 606550 | 0.066149
083242110 | MORGAN HILL 2110 | 756 | San Jose | 32.8015 | 16.5366 | 2.054 | 2410 | 1 | 21kV | 19.188 | 18.784 | 19.429 | 5.08 | 50.572 | 2.075 | 19.9979 | 68 | 11329 | 1329922 | 312 | 688584 | 0.25877
012650401 | FAIRMOUNT 0401 | 1245 | East Bay | 5.8256 | 0.046208 | 1.4849 | 1352 | 0 | 4.16kV | 12.8534 | 0 | 9.714 | 1.024 | 50.567 | 2.962 | 1 | 34 | 2222 | 344701 | 294 | 727650 | 0.36949
014502107 | VINEYARD 2107 | 342 | Mission | 13.7017 | 36.2549 | 1.7807 | 3506 | 2 | 21kV | 28.8116 | 63.666 | 20 | 6.839 | 50.554 | 2.999 | 65.3912 | 71 | 15146 | 1919895 | 292 | 697916 | 0.37404
083252109 | PAUL SWEET 2109 | 1047 | Central Coast | 23.5182 | 15.2748 | 4.2704 | 5062 | 1 | 21kV | 14.918 | 0 | 8.286 | 12.284 | 50.551 | 3.469 | 1 | 29 | 26327 | 4536803 | 303 | 657272 | 0.43271
192171102 | WILLOW CREEK 1102 | 276 | Humboldt | 9.6157 | 1.3783 | 9.6275 | 146 | 0 | 12kV | 31.2176 | 100 | 3.714 | 1.094 | 50.535 | 0.745 | 102.1389 | 13 | 1958 | 880992 | 292 | 646058 | 0.092975
192361101 | BIG LAGOON 1101 | 894 | Humboldt | 3.9359 | 0.50936 | #N/A | 149 | 0 | 12kV | 17.1178 | 25.266 | 7.714 | 1.328 | 50.528 | 0.753 | 26.5534 | 27 | 2659 | 721444 | 297 | 611483 | 0.093871
192101101 | MAPLE CREEK 1101 | 345 | Humboldt | 32.8722 | 0.13961 | 9.8748 | 146 | 0 | 12kV | 28.743 | 83.5 | 8.286 | 0.999 | 50.524 | 0.406 | 85.4511 | 29 | 2002 | 542013 | 292 | 613466 | 0.050671
182492105 | HOLLISTER 2105 | 219 | Central Coast | 156.3816 | 30.4925 | 61.272 | 3331 | 1 | 21kV | 32.8194 | 83.5 | 16 | 13.544 | 50.518 | 0.535 | 85.4511 | 56 | 29860 | 3971433 | 269 | 663596 | 0.06673
014422109 | CAYETANO 2109 | 278 | Mission | 50.0538 | 29.4348 | 35.4993 | 3142 | 1 | 21kV | 31.1538 | 83.5 | 11.143 | 9.8 | 50.507 | 0.819 | 85.4511 | 39 | 22681 | 1543312 | 257 | 669717 | 0.10219
082021102 | LOS GATOS 1102 | 938 | De Anza | 6.0816 | 3.36 | 1.1034 | 1931 | 0 | 12kV | 16.5092 | 0 | 24.444 | 2.938 | 50.506 | 4.658 | 1 | 73 | 6424 | 928022 | 262 | 652642 | 0.58093
103581101 | VINA 1101 | 1105 | North Valley | 4.9357 | 0.29097 | #N/A | 128 | 0 | 12kV | 14.379 | 0 | 19.714 | 0.439 | 50.503 | 1.239 | 1 | 69 | 954 | 146542 | 256 | 661292 | 0.15453
063121101 | CORTINA 1101 | 408 | Sacramento | 76.5502 | 1.0034 | 1.036 | 332 | 3 | 12kV | 26.94 | 63.666 | 18.571 | 1.495 | 50.49 | 0.478 | 65.3912 | 65 | 3289 | 448033 | 348 | 356472 | 0.059564
083531111 | MC KEE 1111 | 126 | San Jose | 25.1714 | 9.8648 | 8.3733 | 3505 | 4 | 12kV | 36.4088 | 63.666 | 46.667 | 18.266 | 50.484 | 2.961 | 65.3912 | 84 | 40618 | 4925675 | 288 | 515699 | 0.36934
252531102 | SAN JOAQUIN #3 1102 | 387 | Yosemite | 11.4325 | 0.029108 | 11.5194 | 264 | 0 | 12kV | 27.4354 | 83.5 | 1.714 | 0.492 | 50.482 | 0.989 | 85.4511 | 6 | 1043 | 196666 | 263 | 581358 | 0.1234
013350401 | WALDO 0401 | 1155 | East Bay | 5.7024 | 0.397 | 1.6612 | 1423 | 0 | 4.16kV | 13.8476 | 0 | 12 | 3.559 | 50.481 | 3.198 | 1 | 42 | 7621 | 1321325 | 249 | 618438 | 0.39882
013151105 | RADUM 1105 | 372 | Mission | 11.8393 | 9.8607 | 2.1702 | 2324 | 0 | 12kV | 27.7406 | 63.666 | 19.143 | 1.867 | 50.473 | 3.554 | 65.3912 | 67 | 4020 | 666871 | 246 | 605619 | 0.4433
252561101 | KERCKHOFF 1101 | 766 | Fresno | 34.0627 | 0.096197 | 34.5924 | 273 | 0 | 12kV | 18.9242 | 33.94 | 9.429 | 0.171 | 50.451 | 0.63 | 35.3263 | 33 | 352 | 82244 | 273 | 465964 | 0.078596
013320401 | BOSTON 0401 | 1153 | East Bay | 4.5642 | 0.062671 | 0.44969 | 1173 | 0 | 22kV | 13.8582 | 0 | 15.714 | 0.473 | 50.447 | 2.657 | 1 | 55 | 877 | 343367 | 192 | 690624 | 0.3314
192321122 | FORT SEWARD 1122 | 392 | Humboldt | 21.9132 | 0.10253 | 17.3427 | 102 | 1 | 12kV | 27.368 | 83.5 | 2 | 0.64 | 50.417 | 0.283 | 85.4511 | 7 | 1119 | 549128 | 206 | 565985 | 0.03535
012501111 | EL CERRITO G 1111 | 599 | East Bay | 12.8181 | 5.6018 | 0.94606 | 2159 | 4 | 12kV | 22.2864 | 0 | 44.444 | 13.15 | 50.415 | 3.423 | 1 | 83 | 27876 | 5234018 | 209 | 550924 | 0.42699
182071101 | CAMPHORA 1101 | 221 | Central Coast | 43.7581 | 1.0855 | 1.4665 | 210 | 2 | 12kV | 32.7808 | 63.666 | 48.889 | 0.421 | 50.399 | 0.529 | 65.3912 | 85 | 871 | 194055 | 212 | 499712 | 0.065963
083252107 | PAUL SWEET 2107 | 618 | Central Coast | 49.2653 | 11.7 | 10.6088 | 6479 | 4 | 21kV | 21.8476 | 25.266 | 15.429 | 15.413 | 50.361 | 2.769 | 26.5534 | 54 | 33965 | 4536984 | 176 | 498784 | 0.34541
182492102 | HOLLISTER 2102 | 542 | Central Coast | 108.5172 | 2.6284 | 28.3775 | 738 | 0 | 21kV | 23.6852 | 46.112 | 18.857 | 2.561 | 50.357 | 0.539 | 47.6367 | 66 | 5718 | 660442 | 189 | 448595 | 0.067205
014662104 | TASSAJARA 2104 | 413 | Diablo | 9.7263 | 42.9146 | 7.2573 | 2818 | 0 | 21kV | 26.834 | 63.666 | 15.143 | 3.459 | 50.355 | 1.547 | 65.3912 | 53 | 7726 | 890235 | 137 | 595526 | 0.19299
102520403 | OROVILLE 0403 | 1303 | North Valley | 2.0349 | 0.087598 | #N/A | 252 | 0 | 4.16kV | 12.1218 | 0 | 7.429 | 0.351 | 50.335 | 2.494 | 1 | 26 | 727 | 159963 | 252 | 203868 | 0.31106
252721104 | KERN OIL 1104 | 1193 | Kern | 38.709 | 1.5521 | #N/A | 186 | 9 | 12kV | 13.3464 | 0 | 15.429 | 0.563 | 50.324 | 0.416 | 1 | 54 | 1167 | 256867 | 194 | 342216 | 0.051922
083371115 | SARATOGA 1115 | 923 | De Anza | 12.7289 | 16.8723 | 2.7261 | 3275 | 0 | 12kV | 16.6766 | 0 | 24.444 | 5.208 | 50.32 | 3.411 | 1 | 73 | 11899 | 1009356 | 135 | 503820 | 0.42545
192261101 | ORICK 1101 | 557 | Humboldt | 7.9805 | 0.95855 | #N/A | 89 | 0 | 12kV | 23.3708 | 63.666 | 1.143 | 1.133 | 50.311 | 0.601 | 65.3912 | 4 | 1852 | 1130107 | 178 | 352351 | 0.074907
192461101 | BRIDGEVILLE 1101 | 287 | Humboldt | 23.9814 | 0 | 22.5401 | 93 | 1 | 12kV | 30.9684 | 100 | 2.857 | 1.253 | 50.31 | 0.422 | 102.1389 | 10 | 2282 | 963271 | 188 | 321883 | 0.052664
182492104 | HOLLISTER 2104 | 513 | Central Coast | 120.9394 | 15.8437 | 6.0574 | 2104 | 2 | 21kV | 24.2636 | 46.112 | 17.714 | 6.15 | 50.31 | 1.032 | 47.6367 | 62 | 13519 | 1852056 | 168 | 380136 | 0.12875
255292108 | WOODWARD 2108 | 597 | Fresno | 103.4764 | 29.4134 | 30.1544 | 1621 | 5 | 21kV | 22.3096 | 33.94 | 15.429 | 11.19 | 50.306 | 0.683 | 35.3263 | 54 | 24391 | 3625292 | 152 | 414368 | 0.085145
083500402 | SEACLIFF 0402 | 1326 | Central Coast | 1.5524 | 1.2682 | 0.96395 | 163 | 0 | 4.16kV | 11.9138 | 0 | 5.714 | 0.62 | 50.294 | 2.941 | 1 | 20 | 1359 | 190502 | 163 | 349472 | 0.36679
014341103 | VALLEY VIEW 1103 | 116 | East Bay | 18.108 | 13.5675 | 0.34789 | 5022 | 1 | 12kV | 36.8486 | 100 | 17.714 | 12.736 | 50.292 | 3.501 | 102.1389 | 62 | 28985 | 2612178 | 148 | 387908 | 0.43669
013532109 | LAKEWOOD 2109 | 1074 | Diablo | 7.2271 | 13.4365 | 0.21818 | 2545 | 2 | 21kV | 14.6366 | 0 | 14.571 | 3.951 | 50.286 | 4.375 | 1 | 51 | 8552 | 1353386 | 142 | 388938 | 0.54569
192181101 | BLUE LAKE 1101 | 561 | Humboldt | 7.6996 | 0.18755 | #N/A | 79 | 0 | 12kV | 23.317 | 63.666 | 1.714 | 0.223 | 50.277 | 0.705 | 65.3912 | 6 | 452 | 115309 | 158 | 316632 | 0.087928
013480401 | ESTUDILLO 0401 | 1212 | Mission | 4.7332 | 0.17282 | 0.69789 | 784 | 0 | 4.16kV | 13.1902 | 0 | 12.286 | 0.681 | 50.277 | 2.707 | 1 | 43 | 1635 | 35557 | 153 | 331551 | 0.33769
253642101 | POSO MOUNTAIN 2101 | 832 | Kern | 59.5808 | 0.11743 | 49.4434 | 145 | 5 | 21kV | 17.953 | 33.94 | 4 | 1.281 | 50.274 | 0.27 | 35.3263 | 14 | 2290 | 1035262 | 147 | 340145 | 0.033676
013700401 | ARLINGTON 0401 | 1282 | East Bay | 3.9974 | 0.13723 | 0.76473 | 658 | 0 | 4.16kV | 12.4416 | 0 | 7.429 | 1.091 | 50.273 | 3.415 | 1 | 26 | 2310 | 438880 | 137 | 367023 | 0.42595
103091101 | CLARK ROAD 1101 | 789 | North Valley | 0.0058232 | 3.7272 | #N/A | 24 | 0 | 12kV | 18.5584 |  | 18.857 | 0.043 | 50.272 | 23.62 |  | 66 | 80 | 29866 | 167 | 276031 | 2.946
083242109 | MORGAN HILL 2109 | 238 | San Jose | 26.1972 | 38.9594 | 1.7684 | 5123 | 0 | 21kV | 32.2842 | 33.94 | 68.889 | 5.844 | 50.249 | 2.499 | 35.3263 | 95 | 12710 | 1929078 | 138 | 298112 | 0.31171
083531103 | MC KEE 1103 | 346 | San Jose | 21.9482 | 6.0448 | 2.8083 | 3664 | 1 | 12kV | 28.678 | 10.103 | 71.111 | 9.136 | 50.249 | 2.791 | 11.2183 | 96 | 19984 | 2873330 | 154 | 250834 | 0.34816
043181102 | BELLEVUE 1102 | 622 | Sonoma | 43.4886 | 6.7578 | 0.13708 | 1567 | 2 | 12kV | 21.7544 | 33.94 | 17.714 | 5.208 | 50.244 | 1.666 | 35.3263 | 62 | 11354 | 1684781 | 121 | 331419 | 0.20781
192391104 | JANES CREEK 1104 | 509 | Humboldt | 2.5804 | 1.5928 | #N/A | 143 | 1 | 12kV | 24.3248 | 63.666 | 6 | 0.186 | 50.237 | 1.535 | 65.3912 | 21 | 402 | 65238 | 134 | 274454 | 0.19143
102841106 | ANITA 1106 | 571 | North Valley | 90.339 | 10.9948 | 0.115 | 1074 | 1 | 12kV | 22.9018 | 46.112 | 16 | 1.458 | 50.233 | 0.706 | 47.6367 | 56 | 3056 | 622412 | 134 | 263578 | 0.088048
152201102 | PIKE CITY 1102 | 309 | Sierra | 9.4149 | 0 | 9.4149 | 27 | 0 | 12kV | 30.319 | 100 | 0.857 | 0.226 | 50.226 | 0.286 | 102.1389 | 3 | 343 | 258635 | 81 | 397656 | 0.035675
013921104 | FRANKLIN 1104 | 420 | East Bay | 15.803 | 41.9936 | 5.6687 | 5372 | 0 | 12kV | 26.6738 | 46.112 | 24.444 | 10.851 | 50.225 | 1.737 | 47.6367 | 73 | 24719 | 2197549 | 116 | 294185 | 0.21659
103381102 | FRENCH GULCH 1102 | 284 | North Valley | 18.6863 | 0.1062 | 22.3415 | 36 | 0 | 12kV | 30.9952 | 100 | 4.286 | 0.219 | 50.222 | 0.249 | 102.1389 | 15 | 395 | 171730 | 108 | 309290 | 0.031097
253191101 | SAN BERNARD 1101 | 848 | Kern | 45.6269 | 0.28129 | 0.91753 | 130 | 0 | 12kV | 17.8154 | 0 | 37.778 | 0.632 | 50.215 | 0.452 | 1 | 79 | 1317 | 278473 | 130 | 225450 | 0.056324
024251102 | WOODSIDE 1102 | 1004 | Peninsula | 17.0492 | 5.7975 | 0.10582 | 2087 | 0 | 12kV | 15.4918 | 0 | 17.143 | 7.269 | 50.214 | 2.833 | 1 | 60 | 16716 | 1277795 | 110 | 280280 | 0.35333
013380401 | WOOD 0401 | 1086 | East Bay | 3.304 | 2.7616 | 0.4018 | 725 | 0 | 4.16kV | 14.5522 | 0 | 18.571 | 0.398 | 50.207 | 3.585 | 1 | 65 | 888 | 104017 | 86 | 332012 | 0.44712
253411106 | LAKEVIEW 1106 | 824 | Kern | 42.5959 | 0.25356 | #N/A | 124 | 1 | 12kV | 18.1098 | 25.266 | 14.286 | 0.381 | 50.206 | 0.41 | 26.5534 | 50 | 817 | 140664 | 124 | 217000 | 0.051093
152461102 | PLACER 1102 | 690 | Sierra | 2.1407 | 0.013368 | 2.1407 | 38 | 0 | 12kV | 20.625 | 33.94 | 16.857 | 0.185 | 50.203 | 1.94 | 35.3263 | 59 | 423 | 35614 | 114 | 239704 | 0.24197
102601101 | GLENN 1101 | 187 | North Valley | 136.3973 | 6.3535 | 2.3498 | 1832 | 1 | 12kV | 34.0532 | 63.666 | 51.111 | 4.553 | 50.197 | 0.739 | 65.3912 | 86 | 9572 | 1910277 | 99 | 264448 | 0.092157
014652106 | TIDEWATER 2106 | 154 | Diablo | 33.3659 | 13.7629 | 8.1253 | 2101 | 6 | 21kV | 35.1748 | 100 | 17.714 | 6.276 | 50.194 | 1.69 | 102.1389 | 62 | 14104 | 1509482 | 104 | 243107 | 0.21076
062881105 | MAXWELL 1105 | 426 | Sacramento | 88.6838 | 1.9831 | 1.6684 | 843 | 0 | 12kV | 26.4094 | 63.666 | 16.571 | 1.065 | 50.191 | 0.554 | 65.3912 | 58 | 2272 | 406079 | 96 | 257834 | 0.069056
012541101 | OAKLAND X 1101 | 1226 | East Bay | 5.2193 | 11.4374 | 0.53647 | 1975 | 0 | 12kV | 13.0384 | 0 | 10.286 | 0.817 | 50.187 | 3.902 | 1 | 36 | 1697 | 369020 | 94 | 251476 | 0.48671
014592105 | BRENTWOOD 2105 | 193 | Diablo | 88.0347 | 27.3996 | 9.8403 | 2868 | 1 | 21kV | 33.6686 | 83.5 | 19.143 | 14.447 | 50.185 | 1.068 | 85.4511 | 67 | 32937 | 2891156 | 76 | 300341 | 0.13325
013232105 | LONE TREE 2105 | 1110 | Diablo | 20.7702 | 30.3382 | 9.5646 | 2238 | 0 | 21kV | 14.3294 | 0 | 19.714 | 1.023 | 50.183 | 0.727 | 1 | 69 | 2155 | 423492 | 76 | 294120 | 0.090733
083432103 | HICKS 2103 | 199 | San Jose | 25.503 | 27.5642 | 10.8958 | 3647 | 0 | 21kV | 33.4292 | 83.5 | 20 | 11.391 | 50.176 | 2.079 | 85.4511 | 70 | 25847 | 2433230 | 72 | 284253 | 0.25935
014402108 | LAS POSITAS 2108 | 295 | Mission | 20.4536 | 56.0934 | 7.3474 | 3247 | 1 | 21kV | 30.715 | 46.112 | 51.111 | 4.617 | 50.175 | 1.56 | 47.6367 | 86 | 10649 | 772993 | 104 | 190339 | 0.19458
252931103 | TEJON 1103 | 768 | Kern | 43.3483 | 0.23135 | 2.7582 | 151 | 0 | 12kV | 18.8738 | 25.266 | 17.429 | 1.145 | 50.159 | 0.37 | 26.5534 | 61 | 2493 | 373565 | 118 | 105280 | 0.046126
042011110 | SAN RAFAEL 1110 | 633 | North Bay | 0 | 1.3116 | #N/A | 333 | 0 | 12kV | 21.6268 | 0 | 18.857 | 0.227 | 50.158 | 38.892 | 1 | 66 | 479 | 92305 | 77 | 219604 | 4.8509
014662106 | TASSAJARA 2106 | 732 | Diablo | 3.0981 | 32.7293 | 0.13696 | 2907 | 0 | 21kV | 19.6894 | 18.784 | 15.143 | 10.921 | 50.136 | 3.463 | 19.9979 | 53 | 24576 | 2583815 | 57 | 218937 | 0.43191
013810401 | WAYNE 0401 | 356 | Diablo | 2.6138 | 0.012008 | #N/A | 136 | 0 | 4.16kV | 28.255 | 83.5 | 6 | 0.109 | 50.131 | 1.535 | 85.4511 | 21 | 212 | 68488 | 53 | 216876 | 0.19148
183582101 | BURNS 2101 | 973 | Central Coast | 1.6828 | 0.014678 | 1.664 | 28 | 0 | 21kV | 16.1024 | 25.266 | 0 | 3.228 | 50.123 | 1.895 | 26.5534 | 0 | 7035 | 1047685 | 56 | 186004 | 0.23642
083392109 | SWIFT 2109 | 897 | San Jose | 5.3887 | 39.0325 | 0.30955 | 4783 | 0 | 21kV | 17.0674 | 0 | 26.667 | 4.37 | 50.115 | 4.185 | 1 | 74 | 9557 | 1376162 | 68 | 126200 | 0.52198
182131102 | GONZALES 1102 | 1037 | Central Coast | 0.77665 | 0.71055 | #N/A | 59 | 0 | 12kV | 15.0322 | 18.784 | 2.286 | 0.033 | 50.111 | 3.947 | 19.9979 | 8 | 77 | 5660 | 59 | 142131 | 0.4923
161380201 | TIGER CREEK 0201 | 414 | Stockton | 3.9006 | 0 | 3.8998 | 14 | 0 | 2.4kV | 26.7948 | 83.5 |  | 0.02 | 50.104 | 0.35 | 85.4511 |  | 26 | 28341 | 56 | 130699 | 0.043621
083481109 | STELLING 1109 | 553 | De Anza | 16.4538 | 15.264 | 0.52786 | 3222 | 0 | 12kV | 23.4886 | 0 | 51.111 | 12.753 | 50.103 | 3.476 | 1 | 86 | 28597 | 3143662 | 59 | 120445 | 0.43351
253642103 | POSO MOUNTAIN 2103 | 733 | Kern | 20.5346 | 0 | 19.5559 | 26 | 1 | 12kV | 19.651 | 46.112 | 1.714 | 0.101 | 50.091 | 0.237 | 47.6367 | 6 | 192 | 68897 | 51 | 109143 | 0.029517
083531108 | MC KEE 1108 | 541 | San Jose | 10.4757 | 22.6361 | 1.0836 | 4179 | 0 | 12kV | 23.6902 | 0 | 55.556 | 9.807 | 50.083 | 3.005 | 1 | 88 | 21699 | 2780300 | 52 | 85358 | 0.37476
182961107 | PRUNEDALE 1107 | 189 | Central Coast | 46.8717 | 16.9612 | #N/A | 3599 | 1 | 12kV | 33.9434 | 83.5 | 19.143 | 15.239 | 50.081 | 1.754 | 85.4511 | 67 | 29053 | 10089061 | 44 | 103980 | 0.21879
162671103 | WESTLEY 1103 | 1050 | Yosemite | 95.9901 | 3.2684 | 0.92376 | 1077 | 0 | 12kV | 14.9022 | 0 | 19.143 | 4.734 | 50.08 | 0.554 | 1 | 67 | 10427 | 1399463 | 44 | 100033 | 0.069078
014351104 | FREMONT 1104 | 195 | Mission | 21.6182 | 27.9849 | 2.6857 | 4055 | 3 | 12kV | 33.625 | 46.112 | 64.444 | 4.862 | 50.079 | 2.628 | 47.6367 | 93 | 10606 | 1566139 | 50 | 78600 | 0.32773
182492106 | HOLLISTER 2106 | 240 | Central Coast | 39.7498 | 27.4437 | 7.4093 | 3980 | 0 | 21kV | 32.2174 | 83.5 | 18.571 | 7.515 | 50.077 | 1.424 | 85.4511 | 65 | 16443 | 2358943 | 43 | 93439 | 0.17756
014422111 | CAYETANO 2111 | 406 | Mission | 12.1847 | 21.5544 | 5.4093 | 2037 | 3 | 21kV | 26.969 | 63.666 | 17.429 | 2.704 | 50.069 | 0.977 | 65.3912 | 61 | 6272 | 409621 | 39 | 83837 | 0.12189
014502110 | VINEYARD 2110 | 172 | Mission | 11.2752 | 57.0042 | 5.8656 | 6868 | 0 | 21kV | 34.534 | 63.666 | 51.111 | 6.878 | 50.056 | 0.959 | 65.3912 | 86 | 15548 | 1539559 | 32 | 69374 | 0.11967
043302103 | MONROE 2103 | 558 | Sonoma | 14.5807 | 48.5663 | 1.4327 | 4105 | 1 | 21kV | 23.368 | 18.784 | 16.857 | 26.961 | 50.053 | 4.185 | 19.9979 | 59 | 32640 | 41066536 | 28 | 70527 | 0.52197
013921101 | FRANKLIN 1101 | 152 | East Bay | 9.8518 | 14.171 | 1.5325 | 2402 | 2 | 12kV | 35.2392 | 100 | 20 | 2.26 | 50.052 | 3.884 | 102.1389 | 71 | 5235 | 350403 | 29 | 66817 | 0.4844
082161102 | LOYOLA 1102 | 343 | De Anza | 50.9541 | 19.2189 | 0.10967 | 2925 | 6 | 12kV | 28.7928 | 0 | 82.424 | 8.731 | 50.045 | 2.764 | 1 | 105 | 18213 | 3842623 | 25 | 57125 | 0.34472
083771102 | VASONA 1102 | 538 | De Anza | 15.603 | 8.3306 | 0.06716 | 2495 | 0 | 12kV | 23.8124 | 0 | 62.222 | 2.95 | 50.045 | 3.845 | 1 | 92 | 6470 | 906841 | 25 | 59125 | 0.47959
013532224 | LAKEWOOD 2224 | 1021 | Diablo | 24.3327 | 6.8423 | 0.72014 | 3083 | 1 | 21kV | 15.2534 | 0 | 17.143 | 5.688 | 50.043 | 3.393 | 1 | 60 | 12714 | 1451336 | 19 | 70167 | 0.42318
082952107 | EDENVALE 2107 | 726 | San Jose | 36.5981 | 32.7883 | 0.76864 | 3082 | 2 | 21kV | 19.7694 | 13.794 | 24.444 | 9.507 | 50.042 | 1.06 | 14.9507 | 73 | 22026 | 1468985 | 22 | 57456 | 0.13223
252721106 | KERN OIL 1106 | 886 | Kern | 45.9423 | 4.1484 | 1.5124 | 282 | 5 | 12kV | 17.2532 | 0 | 33.333 | 2.269 | 50.042 | 0.622 | 1 | 77 | 4651 | 1099157 | 26 | 46021 | 0.077642
083182106 | LLAGAS 2106 | 330 | San Jose | 32.9099 | 13.2301 | 1.5959 | 631 | 3 | 21kV | 29.4326 | 33.94 | 60 | 2.275 | 50.041 | 0.907 | 35.3263 | 91 | 4741 | 1006843 | 22 | 56386 | 0.11311
253642104 | POSO MOUNTAIN 2104 | 352 | Kern | 12.3323 | 0 | 10.1656 | 12 | 2 | 12kV | 28.6422 | 46.112 | 46.667 | 0.028 | 50.04 | 0.364 | 47.6367 | 84 | 37 | 39925 | 23 | 49893 | 0.045448
102211101 | BUCKS CREEK 1101 | 311 | North Valley | 4.669 | 0 | 20.005 | 5 | 0 | 12kV | 30.2418 | 100 | 0.857 | 0.13 | 50.035 | 0.187 | 102.1389 | 3 | 193 | 153533 | 16 | 56494 | 0.023375
014302106 | MEADOW LANE 2106 | 90 | Diablo | 23.3093 | 22.6671 | 0.20712 | 3924 | 0 | 21kV | 38.0536 | 83.5 | 46.667 | 6.628 | 50.029 | 3.444 | 85.4511 | 84 | 14523 | 2052467 | 13 | 47554 | 0.42963
013501101 | JARVIS 1101 | 397 | Mission | 14.0045 | 17.6086 | 0.45193 | 4378 | 1 | 12kV | 27.1306 | 0 | 75.556 | 6.288 | 50.029 | 3.78 | 1 | 98 | 14221 | 1399433 | 17 | 37315 | 0.47149
043040401 | GARCIA 0401 | 416 | Humboldt | 2.4727 | 0 | 2.4735 | 9 | 0 | 4.8kV | 26.787 | 83.5 |  | 0.026 | 50.029 | 0.38 | 85.4511 |  | 44 | 22900 | 9 | 58707 | 0.047426
014452104 | KIRKER 2104 | 235 | Diablo | 18.7086 | 27.9912 | 5.4258 | 5109 | 0 | 21kV | 32.3496 | 46.112 | 46.667 | 16.522 | 50.028 | 2.419 | 47.6367 | 84 | 37181 | 3908090 | 12 | 49236 | 0.30172
042151108 | SANTA ROSA A 1108 | 518 | Sonoma | 7.0249 | 19.8245 | 0.13621 | 3310 | 0 | 12kV | 24.2148 | 0 | 62.222 | 4.724 | 50.025 | 4.103 | 1 | 92 | 10506 | 1272551 | 14 | 33390 | 0.51176
253911102 | LAMONT 1102 | 545 | Kern | 71.1564 | 1.0023 | 0.50063 | 501 | 2 | 12kV | 23.6588 | 25.266 | 40 | 2.28 | 50.025 | 0.723 | 26.5534 | 80 | 5093 | 586314 | 15 | 31180 | 0.090193
014161104 | ROSSMOOR 1104 | 467 | Diablo | 19.3058 | 7.9214 | 0.24893 | 2473 | 0 | 12kV | 25.3626 | 33.94 | 35.556 | 3.817 | 50.024 | 3.476 | 35.3263 | 78 | 8663 | 812898 | 13 | 33319 | 0.43362
013911101 | WILLOW PASS 1101 | 402 | Diablo | 7.0212 | 13.292 | 0.46926 | 1610 | 0 | 12kV | 27.0586 | 63.666 | 15.143 | 4.376 | 50.02 | 2.088 | 65.3912 | 53 | 10042 | 795658 | 9 | 35829 | 0.26039
083182104 | LLAGAS 2104 | 993 | San Jose | 30.0073 | 2.0683 | 1.6348 | 316 | 3 | 21kV | 15.696 | 18.784 | 7.429 | 1.491 | 50.019 | 0.757 | 19.9979 | 26 | 3129 | 631444 | 11 | 25938 | 0.094427
088820401 | COAST RD 0401 | 1444 | Central Coast | 3.0832 | 0 | 1.6617 | 10 | 0 | 4.16kV | 10.5532 | 0 | 2 | 0.025 | 50.019 | 0.722 | 1 | 7 | 48 | 14894 | 10 | 28390 | 0.090001
083392102 | SWIFT 2102 | 499 | San Jose | 3.0312 | 34.7507 | #N/A | 3797 | 2 | 21kV | 24.601 | 0 | 64.444 | 6.234 | 50.018 | 2.309 | 1 | 93 | 13835 | 1714582 | 12 | 19680 | 0.28798
062051101 | WILLIAMS 1101 | 1116 | Sacramento | 25.0934 | 1.9481 | #N/A | 362 | 0 | 12kV | 14.2692 | 0 | 19.429 | 0.962 | 50.017 | 0.938 | 1 | 68 | 2143 | 255653 | 12 | 16644 | 0.11701
082831105 | MILPITAS 1105 | 239 | San Jose | 4.6978 | 31.963 | #N/A | 3438 | 0 | 12kV | 32.2274 | 18.784 | 81.212 | 8.278 | 50.014 | 2.849 | 19.9979 | 103 | 18980 | 1524104 | 8 | 20440 | 0.35539
182331101 | GABILAN 1101 | 475 | Central Coast | 71.5262 | 26.4555 | 6.4622 | 4285 | 0 | 12kV | 25.094 | 46.112 | 15.714 | 12.649 | 50.013 | 0.982 | 47.6367 | 55 | 23336 | 9340179 | 8 | 18864 | 0.12249
083182105 | LLAGAS 2105 | 506 | San Jose | 18.4643 | 28.2866 | 0.40589 | 5716 | 1 | 21kV | 24.3804 | 10.103 | 40 | 18.169 | 50.013 | 3.617 | 11.2183 | 80 | 40956 | 4215207 | 8 | 17644 | 0.45113
013912107 | WILLOW PASS 2107 | 530 | Diablo | 3.5425 | 29.9529 | 0.15832 | 3288 | 1 | 21kV | 24.0556 | 46.112 | 13.429 | 6.697 | 50.013 | 4.027 | 47.6367 | 47 | 15195 | 1431909 | 6 | 23316 | 0.50227
024240402 | WATERSHED 0402 | 782 | Peninsula | 1.19 | 0.065507 | #N/A | 6 | 2 | 4.16kV | 18.6212 | 0 | 42.222 | 0.002 | 50.013 | 0.869 | 1 | 82 | 3 | 1659 | 8 | 17904 | 0.10841
082831108 | MILPITAS 1108 | 683 | San Jose | 13.2957 | 20.2914 | 0.28331 | 4114 | 3 | 12kV | 20.7744 | 18.784 | 13.429 | 17.991 | 50.011 | 3.657 | 19.9979 | 47 | 41326 | 3219602 | 8 | 13184 | 0.4561
042561104 | FULTON 1104 | 456 | Sonoma | 9.5367 | 26.0035 | 0.51664 | 3086 | 0 | 12kV | 25.6512 | 10.103 | 60 | 4.441 | 50.01 | 3.702 | 11.2183 | 91 | 9986 | 1059990 | 8 | 10576 | 0.4617
013531102 | LAKEWOOD 1102 | 972 | Diablo | 9.5929 | 4.8409 | 0.47236 | 1576 | 0 | 12kV | 16.1036 | 0 | 19.429 | 7.775 | 50.008 | 3.306 | 1 | 68 | 16202 | 3440835 | 4 | 14880 | 0.41235
012022213 | CLAYTON 2213 | 662 | Diablo | 6.1989 | 29.6478 | 3.8789 | 3387 | 0 | 21kV | 21.1156 | 25.266 | 18.857 | 9.57 | 50.007 | 1.878 | 26.5534 | 66 | 21540 | 2258169 | 4 | 13452 | 0.23429
014662103 | TASSAJARA 2103 | 136 | Diablo | 19.8934 | 46.8722 | 1.7119 | 3029 | 0 | 21kV | 36.0132 | 83.5 | 28.889 | 14.159 | 50.005 | 3.513 | 85.4511 | 75 | 31212 | 4157395 | 3 | 11112 | 0.43813
013912108 | WILLOW PASS 2108 | 82 | Diablo | 22.5098 | 32.4548 | 0.047227 | 5017 | 1 | 21kV | 38.3112 | 100 | 22.222 | 17.451 | 50.003 | 1.88 | 102.1389 | 72 | 38912 | 4573561 | 2 | 8162 | 0.2345
152531102 | FLINT 1102 | 1408 | Sierra | 0.092844 | 0 | 0.092844 | 0 | 1 | 12kV | 10.8916 |  | 0.286 | 0 | 50.003 | 4.169 |  | 1 | 0 | 0 | 3 | 4930 | 0.51998
192471101 | RUSS RANCH 1101 | 410 | Humboldt | 0.62914 | 0 | #N/A | 2 | 0 | 12kV | 26.9088 | 83.5 |  | 0.001 | 50.002 | 1.041 | 85.4511 |  | 2 | 766 | 2 | 5284 | 0.12983
012501110 | EL CERRITO G 1110 | 1008 | East Bay | 10.126 | 2.2342 | 1.9753 | 1992 | 3 | 12kV | 15.4516 | 0 | 18 | 5.073 | 50.002 | 4.183 | 1 | 63 | 11596 | 979009 | 2 | 4920 | 0.5217
182070401 | CAMPHORA 0401 | 819 | Central Coast | 0.41918 | 0 | #N/A | 0 | 1 | 4.16kV | 18.2094 | 0 | 40 | 0.003 | 50 | 1.044 | 1 | 80 | 6 | 1981 | 1 | 2350 | 0.1302
014302108 | MEADOW LANE 2108 | 91 | Diablo | 19.6565 | 12.7323 | #N/A | 3631 | 0 | 21kV | 37.8892 | 100 | 75.556 | 10.145 | 0 | 3.745 | 102.1389 | 98 | 23545 | 1517144 |  |  | 0.46716
014351107 | FREMONT 1107 | 147 | Mission | 14.4677 | 17.1911 | #N/A | 5555 | 0 | 12kV | 35.4026 | 100 | 66.667 | 6.928 | 0 | 3.418 | 102.1389 | 94 | 15123 | 2217723 |  |  | 0.42636
014402104 | LAS POSITAS 2104 | 186 | Mission | 14.2506 | 23.0806 | #N/A | 4733 | 0 | 21kV | 34.0624 | 83.5 | 75.556 | 7.516 | 0 | 3.74 | 85.4511 | 98 | 17190 | 1436189 |  |  | 0.46649
014652105 | TIDEWATER 2105 | 188 | Diablo | 14.0205 | 8.3474 | #N/A | 2666 | 2 | 21kV | 34.0332 | 100 | 51.111 | 15.689 | 0 | 3.366 | 102.1389 | 86 | 36497 | 2238626 |  |  | 0.41979
254081108 | CLOVIS 1108 | 190 | Fresno | 58.4967 | 28.4065 | #N/A | 3401 | 2 | 12kV | 33.9374 | 83.5 | 82.424 | 2.216 | 0 | 1.547 | 85.4511 | 105 | 4971 | 542883 |  |  | 0.19291
024080401 | EMERALD LAKE 0401 | 197 | Peninsula | 21.092 | 3.3939 | 15.5314 | 851 | 2 | 4.16kV | 33.5172 | 83.5 | 80.606 | 1.769 | 0 | 1.711 | 85.4511 | 102 | 3876 | 549761 |  |  | 0.21342
022011109 | MISSION (X) 1109 | 198 | San Francisco | 1.554 | 6.3212 | #N/A | 3954 | 4 | 12kV | 33.501 | 83.5 | 71.111 | 3.766 | 0 | 9.128 | 85.4511 | 96 | 8685 | 629911 |  |  | 1.1385
022571109 | EAST GRAND 1109 | 202 | Peninsula | 8.3468 | 7.7478 | #N/A | 1964 | 0 | 12kV | 33.372 | 83.5 | 77.778 | 2.421 | 0 | 3.161 | 85.4511 | 99 | 5405 | 627278 |  |  | 0.39426
014351109 | FREMONT 1109 | 207 | Mission | 13.767 | 34.0402 | #N/A | 5629 | 2 | 12kV | 33.1666 | 63.666 | 84.848 | 13.241 | 0 | 4.078 | 65.3912 | 109 | 29654 | 3309113 |  |  | 0.50861
162611707 | MANTECA 1707 | 209 | Stockton | 11.0584 | 23.5881 | #N/A | 3065 | 4 | 17kV | 33.1376 | 83.5 | 73.333 | 4.886 | 0 | 3.969 | 85.4511 | 97 | 11230 | 867041 |  |  | 0.49509
014592112 | BRENTWOOD 2112 | 213 | Diablo | 98.5875 | 59.104 | #N/A | 6081 | 0 | 21kV | 32.8858 | 100 | 44.444 | 18.557 | 0 | 1.428 | 102.1389 | 83 | 41702 | 4464479 |  |  | 0.17808
252411104 | COPPERMINE 1104 | 249 | Fresno | 86.919 | 27.9121 | 8.1519 | 3027 | 0 | 12kV | 32.0862 | 83.5 | 73.333 | 2.97 | 0 | 0.628 | 85.4511 | 97 | 6838 | 510638 |  |  | 0.07828
014091105 | CASTRO VALLEY 1105 | 254 | Mission | 16.0263 | 6.6502 | #N/A | 5485 | 1 | 12kV | 31.882 | 100 | 46.667 | 7.877 | 0 | 4.866 | 102.1389 | 84 | 17691 | 1906076 |  |  | 0.60691
014381106 | GRANT 1106 | 259 | Mission | 17.1997 | 13.4045 | #N/A | 5167 | 0 | 12kV | 31.7126 | 83.5 | 62.222 | 8.706 | 0 | 4.135 | 85.4511 | 92 | 19583 | 2070897 |  |  | 0.5157
013921102 | FRANKLIN 1102 | 262 | East Bay | 4.7252 | 33.2652 | #N/A | 4632 | 1 | 12kV | 31.6182 | 100 | 51.111 | 4.272 | 0 | 2.708 | 102.1389 | 86 | 9012 | 1753839 |  |  | 0.3378
182611103 | PASO ROBLES 1103 | 265 | Los Padres | 61.9544 | 34.5352 | 39.5134 | 3348 | 0 | 12kV | 31.5358 | 63.666 | 77.778 | 15.079 | 0 | 1.156 | 65.3912 | 99 | 33343 | 4299218 |  |  | 0.14422
022031108 | POTRERO PP (A) 1108 | 266 | San Francisco | 3.6603 | 4.174 | #N/A | 3617 | 1 | 12kV | 31.5072 | 83.5 | 64.444 | 1.407 | 0 | 8.185 | 85.4511 | 93 | 3135 | 372745 |  |  | 1.0209
014402109 | LAS POSITAS 2109 | 267 | Mission | 13.271 | 35.3313 | #N/A | 5581 | 0 | 21kV | 31.4118 | 83.5 | 62.222 | 7.169 | 0 | 4.168 | 85.4511 | 92 | 14948 | 3163675 |  |  | 0.51989
014592106 | BRENTWOOD 2106 | 274 | Diablo | 3.8742 | 53.8429 | #N/A | 4892 | 0 | 21kV | 31.2652 | 83.5 | 62.222 | 6.065 | 0 | 4.539 | 85.4511 | 92 | 13571 | 1532111 |  |  | 0.56617
014232106 | SAN RAMON 2106 | 280 | Mission | 5.137 | 19.1887 | #N/A | 2001 | 1 | 21kV | 31.1294 | 100 | 48.889 | 2.998 | 0 | 3.76 | 102.1389 | 85 | 6874 | 551609 |  |  | 0.46903
014302103 | MEADOW LANE 2103 | 285 | Diablo | 20.741 | 9.9885 | #N/A | 3802 | 0 | 21kV | 30.9802 | 100 | 42.222 | 8.644 | 0 | 4.035 | 102.1389 | 82 | 19477 | 2015711 |  |  | 0.5033
162881107 | TRACY 1107 | 310 | Stockton | 6.8745 | 13.0562 | #N/A | 2172 | 1 | 12kV | 30.2846 | 83.5 | 62.222 | 1.122 | 0 | 4.579 | 85.4511 | 92 | 2555 | 227741 |  |  | 0.57111
014592113 | BRENTWOOD 2113 | 314 | Diablo | 8.0824 | 60.1218 | #N/A | 4600 | 0 | 21kV | 30.103 | 100 | 37.778 | 11.514 | 0 | 1.223 | 102.1389 | 79 | 25544 | 3177433 |  |  | 0.15256
014652104 | TIDEWATER 2104 | 315 | Diablo | 25.9211 | 16.1278 | #N/A | 4094 | 2 | 21kV | 30.0832 | 100 | 40 | 7.097 | 0 | 3.319 | 102.1389 | 81 | 16291 | 1284391 |  |  | 0.41401
014101102 | ALHAMBRA 1102 | 325 | Diablo | 14.2428 | 5.0887 | 0.24414 | 3135 | 3 | 12kV | 29.8818 | 100 | 40 | 5.634 | 0 | 3.775 | 102.1389 | 81 | 12606 | 1422655 |  |  | 0.4708
014471107 | DUMBARTON 1107 | 338 | Mission | 11.0212 | 21.5891 | #N/A | 5282 | 0 | 12kV | 29.1034 | 83.5 | 53.333 | 4.34 | 0 | 4.344 | 85.4511 | 87 | 9483 | 1379132 |  |  | 0.54182
252341106 | REEDLEY 1106 | 351 | Fresno | 137.1391 | 3.0878 | #N/A | 2063 | 1 | 12kV | 28.6496 | 83.5 | 55.556 | 3.181 | 0 | 1.011 | 85.4511 | 88 | 7206 | 694318 |  |  | 0.12614
013850401 | BABEL 0401 | 361 | Diablo | 4.0457 | 0.69033 | #N/A | 640 | 0 | 4.16kV | 28.1036 | 100 | 35.556 | 0.982 | 0 | 3.98 | 102.1389 | 78 | 2180 | 270603 |  |  | 0.49641
162881110 | TRACY 1110 | 363 | Stockton | 9.1119 | 6.3052 | #N/A | 497 | 2 | 12kV | 27.957 | 83.5 | 53.333 | 1.091 | 0 | 1.861 | 85.4511 | 87 | 2300 | 450740 |  |  | 0.23213
014381108 | GRANT 1108 | 366 | Mission | 22.5205 | 5.328 | #N/A | 5969 | 0 | 12kV | 27.9182 | 100 | 24.444 | 11.402 | 0 | 3.745 | 102.1389 | 73 | 25746 | 2590179 |  |  | 0.46709
014471106 | DUMBARTON 1106 | 368 | Mission | 7.4682 | 44.1843 | #N/A | 5202 | 3 | 12kV | 27.8512 | 46.112 | 84.242 | 6.752 | 0 | 2.15 | 47.6367 | 108 | 14912 | 1948681 |  |  | 0.26811
254081102 | CLOVIS 1102 | 370 | Fresno | 25.4517 | 12.152 | #N/A | 1325 | 1 | 12kV | 27.798 | 83.5 | 51.111 | 2.528 | 0 | 1.851 | 85.4511 | 86 | 5854 | 393026 |  |  | 0.23083
162611702 | MANTECA 1702 | 377 | Stockton | 15.493 | 15.4326 | #N/A | 3882 | 0 | 17kV | 27.6954 | 83.5 | 48.889 | 1.8 | 0 | 4.288 | 85.4511 | 85 | 4007 | 481433 |  |  | 0.5348
022571108 | EAST GRAND 1108 | 381 | Peninsula | 3.8368 | 2.9641 | #N/A | 304 | 0 | 12kV | 27.6006 | 83.5 | 48.889 | 0.508 | 0 | 5.106 | 85.4511 | 85 | 1063 | 219377 |  |  | 0.63692
252241116 | KINGSBURG 1116 | 382 | Fresno | 117.8379 | 4.5373 | #N/A | 1929 | 0 | 12kV | 27.5728 | 63.666 | 64.444 | 8.792 | 0 | 0.962 | 65.3912 | 93 | 19849 | 2002408 |  |  | 0.11996
183052113 | TEMPLETON 2113 | 386 | Los Padres | 323.6331 | 28.0451 | 194.9436 | 5483 | 3 | 21kV | 27.4592 | 83.5 | 28.889 | 24.1 | 0 | 0.807 | 85.4511 | 75 | 53137 | 7058505 |  |  | 0.10069
014652109 | TIDEWATER 2109 | 388 | Diablo | 31.5335 | 19.406 | #N/A | 5557 | 0 | 21kV | 27.4034 | 63.666 | 57.778 | 11.914 | 0 | 3.659 | 65.3912 | 89 | 27574 | 1875966 |  |  | 0.45637
102812101 | BIG MEADOWS 2101 | 400 | North Valley | 77.6064 | 23.8495 | 57.1862 | 2619 | 0 | 21kV | 27.079 | 100 | 18.571 | 15.949 | 0 | 0.875 | 102.1389 | 65 | 31986 | 8607348 |  |  | 0.10917
022871114 | EMBARCADERO (Z) 1114 | 403 | San Francisco | 0.0018939 | 5.5172 | #N/A | 370 | 1 | 12kV | 27.0514 | 0 | 75.556 | 0.485 | 0 | 59.216 | 1 | 98 | 1085 | 122164 |  |  | 7.386
014351108 | FREMONT 1108 | 404 | Mission | 4.8807 | 13.2279 | #N/A | 4000 | 1 | 12kV | 27.044 | 100 | 24.444 | 6.885 | 0 | 3.891 | 102.1389 | 73 | 14380 | 3007840 |  |  | 0.48531
014381104 | GRANT 1104 | 411 | Mission | 15.5029 | 8.9844 | #N/A | 3827 | 0 | 12kV | 26.8534 | 63.666 | 60 | 7.264 | 0 | 3.337 | 65.3912 | 91 | 16345 | 1719851 |  |  | 0.41627
014302102 | MEADOW LANE 2102 | 412 | Diablo | 0.0056818 | 3.925 | #N/A | 661 | 1 | 21kV | 26.8498 | 83.5 | 9.429 | 0.369 | 0 | 40.951 | 85.4511 | 33 | 835 | 82761 |  |  | 5.1077
163111102 | GUSTINE 1102 | 427 | Yosemite | 137.1782 | 6.3969 | #N/A | 2286 | 0 | 12kV | 26.3894 | 63.666 | 60 | 7.489 | 0 | 0.792 | 65.3912 | 90 | 17180 | 1366764 |  |  | 0.098764
162611705 | MANTECA 1705 | 432 | Stockton | 34.5221 | 14.5969 | #N/A | 3139 | 2 | 17kV | 26.1824 | 83.5 | 35.556 | 9.085 | 0 | 2.771 | 85.4511 | 78 | 20607 | 1949847 |  |  | 0.34558
163291104 | FRENCH CAMP 1104 | 437 | Stockton | 5.5955 | 24.3048 | #N/A | 2825 | 0 | 12kV | 26.093 | 63.666 | 62.222 | 2.951 | 0 | 1.626 | 65.3912 | 92 | 6724 | 595390 |  |  | 0.2028
182631107 | SAN LUIS OBISPO 1107 | 442 | Los Padres | 52.5724 | 27.538 | 47.5671 | 3383 | 36 | 12kV | 26.0104 | 63.666 | 42.222 | 22.877 | 0 | 1.287 | 65.3912 | 82 | 47654 | 10150709 |  |  | 0.16046
022781103 | MARINA (F) 1103 | 443 | San Francisco | 0.0014205 | 1.5498 | #N/A | 53 | 1 | 12kV | 25.9324 | 25.266 | 17.429 | 0 | 0 | 86.967 | 26.5534 | 61 | 0 | 0 |  |  | 10.8472
182541103 | ATASCADERO 1103 | 448 | Los Padres | 130.3092 | 20.1662 | 93.8432 | 4184 | 1 | 12kV | 25.8094 | 83.5 | 37.778 | 6.751 | 0 | 1.018 | 85.4511 | 79 | 14124 | 2917881 |  |  | 0.12698
254452101 | MARIPOSA 2101 | 449 | Yosemite | 265.5462 | 2.1997 | 261.2126 | 3799 | 0 | 21kV | 25.797 | 100 | 16.286 | 11.816 | 0 | 0.883 | 102.1389 | 57 | 25023 | 4736820 |  |  | 0.1101
014261102 | POINT PINOLE 1102 | 450 | East Bay | 14.0548 | 9.1258 | #N/A | 3986 | 4 | 12kV | 25.7774 | 100 | 15.429 | 9.743 | 0 | 3.715 | 102.1389 | 54 | 21267 | 3119300 |  |  | 0.46337
014091102 | CASTRO VALLEY 1102 | 453 | Mission | 15.6584 | 9.3999 | #N/A | 4821 | 0 | 12kV | 25.7412 | 100 | 19.429 | 5.408 | 0 | 3.869 | 102.1389 | 68 | 12346 | 1063347 |  |  | 0.48262
182291101 | HATTON 1101 | 457 | Central Coast | 23.0639 | 94.7398 | 14.8111 | 2181 | 1 | 12kV | 25.6498 | 100 | 17.429 | 9.144 | 0 | 1.676 | 102.1389 | 61 | 19948 | 2943568 |  |  | 0.20909
014592111 | BRENTWOOD 2111 | 458 | Diablo | 7.392 | 53.6908 | #N/A | 4916 | 0 | 21kV | 25.6496 | 63.666 | 55.556 | 7.203 | 0 | 1.823 | 65.3912 | 88 | 16638 | 1175334 |  |  | 0.22734
022641109 | DALY CITY 1109 | 461 | Peninsula | 6.1798 | 2.424 | #N/A | 2245 | 0 | 12kV | 25.5366 | 100 | 18.571 | 4.339 | 0 | 4.773 | 102.1389 | 65 | 9795 | 989019 |  |  | 0.59537
022641111 | DALY CITY 1111 | 465 | Peninsula | 6.9254 | 8.2586 | #N/A | 3248 | 0 | 12kV | 25.4432 | 100 | 18.571 | 4.57 | 0 | 4.075 | 102.1389 | 65 | 10448 | 879486 |  |  | 0.50822
014471102 | DUMBARTON 1102 | 471 | Mission | 16.4484 | 18.6697 | #N/A | 4773 | 0 | 12kV | 25.2846 | 83.5 | 28.889 | 10.33 | 0 | 3.704 | 85.4511 | 75 | 23172 | 2537397 |  |  | 0.462
022871112 | EMBARCADERO (Z) 1112 | 476 | San Francisco | 0.0014205 | 5.0017 | #N/A | 1966 | 0 | 12kV | 25.0636 | 0 | 46.667 | 4.505 | 0 | 74.146 | 1 | 84 | 10154 | 1046543 |  |  | 9.2482
013761112 | MT EDEN 1112 | 477 | Mission | 16.4814 | 11.0387 | #N/A | 5251 | 0 | 12kV | 25.0182 | 100 | 18.286 | 2.412 | 0 | 4.393 | 102.1389 | 64 | 5354 | 662642 |  |  | 0.54795
022571107 | EAST GRAND 1107 | 479 | Peninsula | 13.6935 | 8.8924 | #N/A | 2864 | 3 | 12kV | 24.9638 | 63.666 | 51.111 | 5.546 | 0 | 4.496 | 65.3912 | 86 | 12790 | 930051 |  |  | 0.56074
153751103 | PEASE 1103 | 483 | Sierra | 94.866 | 1.4547 | #N/A | 1578 | 4 | 12kV | 24.914 | 83.5 | 35.556 | 4.456 | 0 | 1.058 | 85.4511 | 78 | 9966 | 1129291 |  |  | 0.13197
014471104 | DUMBARTON 1104 | 486 | Mission | 13.301 | 8.5456 | #N/A | 3222 | 1 | 12kV | 24.869 | 83.5 | 28.889 | 8.12 | 0 | 3.836 | 85.4511 | 75 | 18270 | 1925269 |  |  | 0.47851
042291101 | OLEMA 1101 | 487 | North Bay | 120.7236 | 13.3384 | 61.001 | 2132 | 0 | 12kV | 24.8438 | 100 | 9.429 | 13.994 | 0 | 0.796 | 102.1389 | 33 | 28075 | 7539669 |  |  | 0.099237
163111101 | GUSTINE 1101 | 492 | Yosemite | 79.2889 | 2.7851 | #N/A | 1755 | 1 | 12kV | 24.772 | 63.666 | 55.556 | 3.805 | 0 | 0.833 | 65.3912 | 88 | 8385 | 1121309 |  |  | 0.10384
022641105 | DALY CITY 1105 | 496 | Peninsula | 10.7015 | 10.4885 | #N/A | 3372 | 2 | 12kV | 24.6344 | 100 | 15.143 | 4.537 | 0 | 3.492 | 102.1389 | 53 | 10215 | 1067048 |  |  | 0.4356
182671109 | SANTA MARIA 1109 | 502 | Los Padres | 45.781 | 6.3025 | #N/A | 1225 | 0 | 12kV | 24.4894 | 46.112 | 68.889 | 6.353 | 0 | 1.093 | 47.6367 | 95 | 13983 | 1892615 |  |  | 0.13635
254061103 | DUNLAP 1103 | 503 | Fresno | 71.0239 | 5.4752 | 70.8013 | 944 | 2 | 12kV | 24.4278 | 100 | 14.286 | 7.198 | 0 | 0.655 | 102.1389 | 50 | 13098 | 5538834 |  |  | 0.081731
022530401 | 6TH AVENUE 0401 | 505 | San Francisco | 1.2675 | 0.81509 | #N/A | 1335 | 0 | 4.16kV | 24.391 | 100 | 15.714 | 0.821 | 0 | 5.42 | 102.1389 | 55 | 1783 | 273303 |  |  | 0.67605
163291102 | FRENCH CAMP 1102 | 507 | Stockton | 86.7766 | 2.7533 | #N/A | 930 | 1 | 12kV | 24.3538 | 83.5 | 35.556 | 1.914 | 0 | 0.799 | 85.4511 | 78 | 4251 | 521164 |  |  | 0.099641
022530403 | 6TH AVENUE 0403 | 508 | San Francisco | 1.7802 | 0.77045 | #N/A | 1652 | 0 | 4.16kV | 24.3254 | 100 | 14.286 | 2.335 | 0 | 5.006 | 102.1389 | 50 | 5205 | 615142 |  |  | 0.62443
153751104 | PEASE 1104 | 512 | Sierra | 62.4279 | 8.9754 | #N/A | 2465 | 0 | 12kV | 24.2668 | 83.5 | 33.333 | 3.058 | 0 | 1.443 | 85.4511 | 77 | 6984 | 596281 |  |  | 0.18003
022101107 | SF H 1107 | 516 | Peninsula | 8.1046 | 3.5126 | #N/A | 3899 | 1 | 12kV | 24.2202 | 63.666 | 40 | 12.313 | 0 | 5.122 | 65.3912 | 80 | 28452 | 1994271 |  |  | 0.63892
022781101 | MARINA (F) 1101 | 520 | San Francisco | 0.0037892 | 10.4196 | #N/A | 5334 | 0 | 12kV | 24.1962 | 25.266 | 26.667 | 3.404 | 0 | 65.644 | 26.5534 | 74 | 7297 | 1256174 |  |  | 8.1876
254611108 | STOREY 1108 | 523 | Yosemite | 74.3871 | 3.0899 | #N/A | 2229 | 1 | 12kV | 24.153 | 46.112 | 71.111 | 2.111 | 0 | 1.431 | 47.6367 | 96 | 4825 | 408197 |  |  | 0.17848
022871122 | EMBARCADERO (Z) 1122 | 528 | San Francisco | 0.0089576 | 5.2565 | #N/A | 2390 | 325 | 12kV | 24.0702 | 0 | 68.889 | 1.868 | 0 | 49.594 | 1 | 95 | 4265 | 364903 |  |  | 6.1857
254272107 | CASSIDY 2107 | 532 | Yosemite | 66.106 | 0.53206 | #N/A | 1788 | 0 | 21kV | 23.9864 | 33.94 | 80.606 | 4.102 | 0 | 1.284 | 35.3263 | 102 | 9394 | 768205 |  |  | 0.16013
014232104 | SAN RAMON 2104 | 533 | Mission | 20.6016 | 22.3312 | #N/A | 5326 | 0 | 21kV | 23.9826 | 33.94 | 71.111 | 11.295 | 0 | 3.567 | 35.3263 | 96 | 25560 | 2496783 |  |  | 0.44487
252281106 | CALIFORNIA AVE 1106 | 535 | Fresno | 9.8843 | 14.5054 | #N/A | 2586 | 1 | 12kV | 23.9446 | 63.666 | 46.667 | 5.214 | 0 | 4.176 | 65.3912 | 84 | 11963 | 950147 |  |  | 0.52085
102551101 | EAST QUINCY 1101 | 540 | North Valley | 17.367 | 5.6046 | 3.3666 | 1570 | 0 | 12kV | 23.6926 | 100 | 11.714 | 4.538 | 0 | 2.211 | 102.1389 | 41 | 9806 | 1575342 |  |  | 0.27573
182811102 | SISQUOC 1102 | 550 | Los Padres | 117.7128 | 4.3316 | 48.4935 | 601 | 4 | 12kV | 23.5326 | 63.666 | 51.111 | 2.436 | 0 | 0.45 | 65.3912 | 86 | 5389 | 692471 |  |  | 0.056115
152331105 | EAST MARYSVILLE 1105 | 554 | Sierra | 39.2961 | 8.1833 | #N/A | 2370 | 2 | 12kV | 23.4674 | 63.666 | 42.222 | 9.598 | 0 | 1.851 | 65.3912 | 82 | 21477 | 2422286 |  |  | 0.23086
014232105 | SAN RAMON 2105 | 559 | Mission | 3.5 | 14.4659 | #N/A | 737 | 1 | 21kV | 23.3336 | 83.5 | 31.111 | 0.748 | 0 | 1.309 | 85.4511 | 76 | 1631 | 240535 |  |  | 0.1633
254061102 | DUNLAP 1102 | 560 | Fresno | 56.3113 | 33.56 | 55.7604 | 706 | 0 | 12kV | 23.3224 | 100 | 11.429 | 4.552 | 0 | 0.631 | 102.1389 | 40 | 8554 | 3168825 |  |  | 0.078648
014502106 | VINEYARD 2106 | 563 | Mission | 5.461 | 29.2716 | #N/A | 3546 | 0 | 21kV | 23.159 | 63.666 | 40 | 7.565 | 0 | 4.564 | 65.3912 | 80 | 17355 | 1380196 |  |  | 0.56932
013911102 | WILLOW PASS 1102 | 564 | Diablo | 5.3352 | 3.5229 | #N/A | 1294 | 0 | 12kV | 23.0992 | 100 | 10.571 | 1.26 | 0 | 3.665 | 102.1389 | 37 | 2689 | 478617 |  |  | 0.45708
182261106 | BUENA VISTA 1106 | 565 | Central Coast | 7.9639 | 1.9161 | #N/A | 73 | 1 | 12kV | 23.0682 | 33.94 | 80 | 0.254 | 0 | 1.147 | 35.3263 | 100 | 545 | 94372 |  |  | 0.14303
103021101 | GANSNER 1101 | 567 | North Valley | 48.2713 | 6.2682 | 38.7574 | 1730 | 0 | 12kV | 23.0442 | 100 | 11.143 | 3.003 | 0 | 1.075 | 102.1389 | 39 | 5998 | 1649796 |  |  | 0.13408
042841112 | GUALALA 1112 | 570 | Humboldt | 46.8774 | 5.9783 | 46.2029 | 1290 | 0 | 12kV | 22.9586 | 100 | 6.286 | 7.187 | 0 | 1.32 | 102.1389 | 22 | 14756 | 3455148 |  |  | 0.16463
014302110 | MEADOW LANE 2110 | 572 | Diablo | 6.6746 | 9.3971 | #N/A | 1389 | 1 | 21kV | 22.8668 | 63.666 | 40 | 6.231 | 0 | 4.437 | 65.3912 | 80 | 14310 | 1116740 |  |  | 0.55348
014381105 | GRANT 1105 | 573 | Mission | 13.8874 | 5.4306 | #N/A | 2988 | 0 | 12kV | 22.8554 | 83.5 | 20 | 7.164 | 0 | 3.613 | 85.4511 | 70 | 16458 | 1279196 |  |  | 0.45068
162611704 | MANTECA 1704 | 575 | Stockton | 7.0978 | 16.8573 | #N/A | 2400 | 0 | 17kV | 22.8424 | 83.5 | 14.857 | 10.505 | 0 | 5.35 | 85.4511 | 52 | 23909 | 2151894 |  |  | 0.66729
014652107 | TIDEWATER 2107 | 580 | Diablo | 21.6982 | 25.3995 | #N/A | 4993 | 0 | 21kV | 22.7306 | 63.666 | 28.889 | 17.376 | 0 | 3.722 | 65.3912 | 75 | 40263 | 2675887 |  |  | 0.4642
153751105 | PEASE 1105 | 582 | Sierra | 8.2708 | 15.9902 | #N/A | 2810 | 0 | 12kV | 22.7048 | 83.5 | 19.714 | 5.989 | 0 | 4.321 | 85.4511 | 69 | 13944 | 839629 |  |  | 0.53895
182731102 | RESERVATION ROAD 1102 | 584 | Central Coast | 58.6395 | 25.7224 | 13.9997 | 2109 | 1 | 12kV | 22.5802 | 83.5 | 19.714 | 8.847 | 0 | 0.84 | 85.4511 | 69 | 18886 | 3360785 |  |  | 0.10483
022510402 | NORIEGA 0402 | 586 | San Francisco | 1.7271 | 0.13341 | #N/A | 883 | 0 | 4.16kV | 22.5694 | 100 | 7.714 | 0.163 | 0 | 4.97 | 102.1389 | 27 | 325 | 89020 |  |  | 0.61993
013921103 | FRANKLIN 1103 | 587 | East Bay | 13.7308 | 20.1104 | #N/A | 4335 | 0 | 12kV | 22.5554 | 83.5 | 15.714 | 9.813 | 0 | 3.75 | 85.4511 | 55 | 21812 | 2658103 |  |  | 0.46776
182611104 | PASO ROBLES 1104 | 588 | Los Padres | 67.2159 | 10.4836 | 37.5318 | 3042 | 1 | 12kV | 22.545 | 63.666 | 44.444 | 3.409 | 0 | 1.206 | 65.3912 | 83 | 7091 | 1523789 |  |  | 0.15042
013840406 | STUART 0406 | 589 | East Bay | 2.9278 | 0.68401 | #N/A | 1115 | 0 | 4.16kV | 22.545 | 100 | 8.857 | 0.071 | 0 | 3.797 | 102.1389 | 31 | 150 | 29636 |  |  | 0.47358
163081102 | ROUGH AND READY ISLA 1102 | 590 | Stockton | 63.203 | 18.3137 | #N/A | 2323 | 0 | 12kV | 22.5394 | 63.666 | 42.222 | 6.09 | 0 | 0.719 | 65.3912 | 82 | 13511 | 1681801 |  |  | 0.089715
022011108 | MISSION (X) 1108 | 592 | San Francisco | 5.2426 | 6.6505 | #N/A | 5421 | 0 | 12kV | 22.5142 | 83.5 | 19.714 | 4.056 | 0 | 5.301 | 85.4511 | 69 | 8937 | 1196384 |  |  | 0.66124
162611706 | MANTECA 1706 | 596 | Stockton | 7.8586 | 14.6517 | #N/A | 2549 | 0 | 17kV | 22.318 | 83.5 | 22.222 | 1.798 | 0 | 4.07 | 85.4511 | 72 | 3832 | 690554 |  |  | 0.50768
082012101 | EVERGREEN 2101 | 601 | San Jose | 2.5298 | 28.7242 | #N/A | 3935 | 0 | 21kV | 22.2752 | 0 | 85.455 | 19.995 | 0 | 5.926 | 1 | 110 | 44280 | 5616787 |  |  | 0.73915
252281102 | CALIFORNIA AVE 1102 | 602 | Fresno | 11.1281 | 4.7239 | #N/A | 396 | 4 | 12kV | 22.2728 | 46.112 | 60 | 2.326 | 0 | 2.926 | 47.6367 | 90 | 5465 | 265065 |  |  | 0.36499
153771104 | LIVE OAK 1104 | 604 | Sierra | 115.1857 | 11.9337 | #N/A | 2506 | 1 | 12kV | 22.249 | 83.5 | 22.222 | 4.664 | 0 | 0.859 | 85.4511 | 72 | 10083 | 1614303 |  |  | 0.10714
014471103 | DUMBARTON 1103 | 610 | Mission | 1.4401 | 35.4225 | #N/A | 5610 | 0 | 12kV | 22.1528 | 83.5 | 14.857 | 6.016 | 0 | 6.391 | 85.4511 | 52 | 13181 | 1864453 |  |  | 0.79711
162981702 | VALLEY HOME 1702 | 611 | Yosemite | 55.8142 | 1.5893 | #N/A | 883 | 0 | 17kV | 22.0532 | 83.5 | 24.444 | 1.239 | 0 | 1.083 | 85.4511 | 73 | 2734 | 360198 |  |  | 0.13503
013840405 | STUART 0405 | 612 | East Bay | 2.7865 | 0.14748 | #N/A | 1072 | 0 | 4.16kV | 21.9608 | 100 | 5.714 | 0.601 | 0 | 3.489 | 102.1389 | 20 | 1354 | 141613 |  |  | 0.43517
182971101 | PURISIMA 1101 | 616 | Los Padres | 53.4959 | 10.8611 | 15.9907 | 2393 | 3 | 12kV | 21.9026 | 63.666 | 40 | 5.056 | 0 | 0.791 | 65.3912 | 81 | 10290 | 2543259 |  |  | 0.098662
042021110 | NAPA 1110 | 617 | North Bay | 13.2453 | 10.8566 | #N/A | 3153 | 0 | 12kV | 21.8866 | 63.666 | 37.778 | 3.773 | 0 | 4.216 | 65.3912 | 79 | 8389 | 1018480 |  |  | 0.52588
014402110 | LAS POSITAS 2110 | 619 | Mission | 19.3907 | 18.3054 | #N/A | 1423 | 1 | 21kV | 21.84 | 83.5 | 19.429 | 4.656 | 0 | 1.615 | 85.4511 | 68 | 10652 | 887524 |  |  | 0.20141
163091101 | CARBONA 1101 | 621 | Stockton | 40.4006 | 26.1735 | #N/A | 2028 | 6 | 12kV | 21.781 | 63.666 | 40 | 4.682 | 0 | 0.557 | 65.3912 | 80 | 10587 | 1044615 |  |  | 0.069444
182671108 | SANTA MARIA 1108 | 624 | Los Padres | 94.4265 | 13.7513 | 73.0359 | 5653 | 0 | 12kV | 21.7222 | 83.5 | 18 | 6 | 0 | 1.111 | 85.4511 | 63 | 12184 | 3050226 |  |  | 0.13863
182352104 | CASTROVILLE 2104 | 625 | Central Coast | 50.1169 | 8.57 | #N/A | 478 | 0 | 21kV | 21.7196 | 83.5 | 20 | 4.148 | 0 | 0.95 | 85.4511 | 70 | 8597 | 1894257 |  |  | 0.11849
014471108 | DUMBARTON 1108 | 627 | Mission | 3.9379 | 35.9497 | #N/A | 4801 | 0 | 12kV | 21.6846 | 63.666 | 35.556 | 4.532 | 0 | 4.669 | 65.3912 | 78 | 10016 | 1297518 |  |  | 0.58241
163651102 | CHEROKEE 1102 | 628 | Stockton | 36.4322 | 3.0097 | #N/A | 941 | 0 | 12kV | 21.6688 | 83.5 | 20 | 3.255 | 0 | 1.589 | 85.4511 | 71 | 7445 | 621020 |  |  | 0.19815
153781103 | BOGUE 1103 | 629 | Sierra | 16.1668 | 9.3946 | #N/A | 2890 | 0 | 12kV | 21.6596 | 46.112 | 51.111 | 6.91 | 0 | 4.165 | 47.6367 | 86 | 15686 | 1465509 |  |  | 0.51949
163211101 | MORMON 1101 | 631 | Stockton | 65.3739 | 2.9391 | #N/A | 1587 | 1 | 12kV | 21.6386 | 46.112 | 60 | 0.63 | 0 | 1.451 | 47.6367 | 91 | 1317 | 273490 |  |  | 0.18104
254251111 | MALAGA 1111 | 632 | Fresno | 9.0198 | 3.5854 | #N/A | 241 | 2 | 12kV | 21.6298 | 33.94 | 71.111 | 0.563 | 0 | 2.535 | 35.3263 | 96 | 1270 | 127952 |  |  | 0.31618
162881106 | TRACY 1106 | 634 | Stockton | 59.407 | 5.556 | #N/A | 1199 | 2 | 12kV | 21.6184 | 63.666 | 40 | 3.487 | 0 | 0.939 | 65.3912 | 80 | 7802 | 880869 |  |  | 0.11715
182721104 | SANTA YNEZ 1104 | 638 | Los Padres | 84.8297 | 22.2453 | 44.3313 | 2099 | 0 | 12kV | 21.4902 | 83.5 | 19.714 | 3 | 0 | 1.237 | 85.4511 | 69 | 6248 | 1333083 |  |  | 0.15423
252241113 | KINGSBURG 1113 | 639 | Fresno | 73.4809 | 0.73739 | #N/A | 747 | 1 | 12kV | 21.485 | 83.5 | 20 | 3.175 | 0 | 0.75 | 85.4511 | 71 | 7001 | 928649 |  |  | 0.093509
062081101 | ARBUCKLE 1101 | 641 | Sacramento | 42.7936 | 3.4781 | #N/A | 593 | 0 | 12kV | 21.4726 | 63.666 | 42.222 | 0.661 | 0 | 0.814 | 65.3912 | 82 | 1482 | 164035 |  |  | 0.10157
152111101 | BARRY 1101 | 642 | Sierra | 32.0195 | 2.8762 | #N/A | 263 | 1 | 12kV | 21.4726 | 100 | 6 | 0.63 | 0 | 0.733 | 102.1389 | 21 | 1338 | 247329 |  |  | 0.091478
022530402 | 6TH AVENUE 0402 | 644 | San Francisco | 1.165 | 1.4764 | #N/A | 1031 | 0 | 4.16kV | 21.3864 | 100 |  | 0.146 | 0 | 6.786 | 102.1389 |  | 290 | 81028 |  |  | 0.8464
163281102 | VICTOR 1102 | 645 | Stockton | 79.5621 | 2.6162 | #N/A | 1526 | 0 | 12kV | 21.3806 | 83.5 | 16.286 | 5.948 | 0 | 1.169 | 85.4511 | 57 | 13001 | 1881676 |  |  | 0.14577
103132101 | CRESCENT MILLS 2101 | 649 | North Valley | 79.0705 | 6.0066 | 43.6463 | 887 | 1 | 21kV | 21.359 | 100 | 4 | 2.231 | 0 | 0.564 | 102.1389 | 14 | 4858 | 729739 |  |  | 0.070288
162881109 | TRACY 1109 | 652 | Stockton | 4.6828 | 13.1683 | #N/A | 1795 | 0 | 12kV | 21.3058 | 83.5 | 18 | 1.956 | 0 | 3.073 | 85.4511 | 63 | 4414 | 449142 |  |  | 0.38334
022031107 | POTRERO PP (A) 1107 | 653 | San Francisco | 0.87171 | 0.56479 | #N/A | 304 | 2 | 12kV | 21.2868 | 100 | 1.714 | 0.279 | 0 | 4.441 | 102.1389 | 6 | 611 | 87550 |  |  | 0.55387
103732101 | PIT NO 3 2101 | 654 | North Valley | 48.5053 | 3.8261 | 46.4401 | 151 | 2 | 21kV | 21.2834 | 100 | 4.857 | 1.252 | 0 | 0.308 | 102.1389 | 17 | 2038 | 1259698 |  |  | 0.038424
163682101 | LOCKEFORD 2101 | 655 | Stockton | 90.7761 | 2.4746 | #N/A | 2043 | 0 | 21kV | 21.2154 | 83.5 | 15.143 | 5.984 | 0 | 1.45 | 85.4511 | 53 | 12909 | 2105629 |  |  | 0.1809
022220407 | SF J 0407 | 656 | San Francisco | 0.0028409 | 2.0229 | #N/A | 1107 | 0 | 4.16kV | 21.1778 | 0 | 5.143 | 0.746 | 0 | 100 | 1 | 18 | 1680 | 175865 |  |  | 12.4728
082031104 | MOUNTAIN VIEW 1104 | 657 | De Anza | 8.7791 | 9.1301 | #N/A | 4947 | 0 | 12kV | 21.173 | 0 | 90.303 | 10.322 | 0 | 5.24 | 1 | 118 | 23334 | 2311435 |  |  | 0.65362
022570401 | EAST GRAND 0401 | 659 | Peninsula | 4.8438 | 0.94632 | #N/A | 1431 | 0 | 4.16kV | 21.1648 | 83.5 | 14.286 | 3.751 | 0 | 4.287 | 85.4511 | 50 | 8744 | 512612 |  |  | 0.53468
014101101 | ALHAMBRA 1101 | 660 | Diablo | 9.1845 | 10.8859 | #N/A | 1779 | 0 | 12kV | 21.1576 | 83.5 | 16.857 | 2.365 | 0 | 3.066 | 85.4511 | 59 | 5041 | 906699 |  |  | 0.38241
252341110 | REEDLEY 1110 | 661 | Fresno | 45.6249 | 9.2115 | #N/A | 2537 | 0 | 12kV | 21.1246 | 46.112 | 53.333 | 4.209 | 0 | 1.969 | 47.6367 | 87 | 9548 | 900955 |  |  | 0.24563
252161108 | COALINGA NO 1 1108 | 664 | Fresno | 57.5659 | 8.9144 | #N/A | 2170 | 1 | 12kV | 21.0944 | 63.666 | 40 | 1.121 | 0 | 0.685 | 65.3912 | 81 | 2361 | 465022 |  |  | 0.085487
014351110 | FREMONT 1110 | 665 | Mission | 10.2605 | 16.9225 | #N/A | 3656 | 0 | 12kV | 21.065 | 46.112 | 51.111 | 3.954 | 0 | 4.148 | 47.6367 | 86 | 8574 | 1337923 |  |  | 0.51742
182721101 | SANTA YNEZ 1101 | 666 | Los Padres | 58.5291 | 15.852 | 30.6514 | 1313 | 0 | 12kV | 21.055 | 83.5 | 17.143 | 3.637 | 0 | 0.995 | 85.4511 | 60 | 7237 | 2032899 |  |  | 0.12416
163291101 | FRENCH CAMP 1101 | 667 | Stockton | 16.2782 | 2.4458 | #N/A | 786 | 2 | 12kV | 21.0356 | 83.5 | 18.286 | 1.481 | 0 | 1.911 | 85.4511 | 64 | 3298 | 392397 |  |  | 0.23834
252041102 | AIRWAYS 1102 | 668 | Fresno | 12.04 | 38.9418 | #N/A | 3544 | 2 | 12kV | 21.0348 | 0 | 100 | 3.296 | 0 | 1.878 | 1 | 134 | 7225 | 1016931 |  |  | 0.23419
102361101 | HAMILTON BRANCH 1101 | 669 | North Valley | 33.864 | 25.9585 | 26.7473 | 2386 | 0 | 12kV | 20.9988 | 83.5 | 13.143 | 6.988 | 0 | 1.363 | 85.4511 | 46 | 14629 | 3010761 |  |  | 0.17005
103104401 | SPANISH CREEK 4401 | 670 | North Valley | 7.9288 | 0 | 7.9163 | 35 | 0 | 44kV | 20.9984 | 100 | 2.857 | 1.89 | 0 | 0.245 | 102.1389 | 10 | 3599 | 1255636 |  |  | 0.030543
102530401 | GRAYS FLAT 0401 | 671 | North Valley | 10.7044 | 0.1505 | 10.7057 | 125 | 0 | 4.16kV | 20.9868 | 100 | 4 | 0.479 | 0 | 0.455 | 102.1389 | 14 | 809 | 445878 |  |  | 0.056724
162881103 | TRACY 1103 | 672 | Stockton | 4.4116 | 17.6288 | #N/A | 2592 | 0 | 12kV | 20.979 | 46.112 | 51.111 | 3.304 | 0 | 4.368 | 47.6367 | 86 | 7611 | 563453 |  |  | 0.54482
042151102 | SANTA ROSA A 1102 | 673 | Sonoma | 11.8209 | 18.5337 | #N/A | 4435 | 0 | 12kV | 20.9564 | 0 | 98.182 | 2.137 | 0 | 4.463 | 1 | 131 | 4543 | 836152 |  |  | 0.55667
252041105 | AIRWAYS 1105 | 674 | Fresno | 7.6331 | 41.6556 | #N/A | 3933 | 1 | 12kV | 20.9346 | 0 | 96.97 | 5.283 | 0 | 2.42 | 1 | 129 | 12057 | 1042778 |  |  | 0.30184
022691104 | MILLBRAE 1104 | 675 | Peninsula | 15.8665 | 12.9247 | #N/A | 4971 | 0 | 12kV | 20.933 | 63.666 | 31.111 | 6.509 | 0 | 3.379 | 65.3912 | 76 | 14658 | 1527841 |  |  | 0.42145
022031104 | POTRERO PP (A) 1104 | 679 | San Francisco | 0.48843 | 8.1785 | #N/A | 2950 | 5 | 12kV | 20.8206 | 13.794 | 81.818 | 1.503 | 0 | 6.988 | 14.9507 | 104 | 3441 | 284443 |  |  | 0.87165
103491101 | MC ARTHUR 1101 | 680 | North Valley | 177.516 | 9.8749 | 68.9373 | 1457 | 1 | 12kV | 20.8112 | 83.5 | 14.571 | 5.494 | 0 | 0.491 | 85.4511 | 51 | 10989 | 2999525 |  |  | 0.061278
153761102 | CATLETT 1102 | 681 | Sierra | 81.3404 | 0.83194 | #N/A | 671 | 0 | 12kV | 20.7782 | 83.5 | 16.286 | 3.355 | 0 | 0.75 | 85.4511 | 57 | 7311 | 1090801 |  |  | 0.09357
082012102 | EVERGREEN 2102 | 682 | San Jose | 10.7235 | 21.3215 | #N/A | 5797 | 2 | 21kV | 20.7746 | 0 | 81.818 | 17.03 | 0 | 5.025 | 1 | 104 | 37081 | 5567938 |  |  | 0.62672
162371104 | STOCKTON A 1104 | 684 | Stockton | 15.9275 | 1.7934 | #N/A | 2280 | 0 | 12kV | 20.7554 | 63.666 | 33.333 | 3.031 | 0 | 3.747 | 65.3912 | 77 | 6894 | 626132 |  |  | 0.46737
252351108 | SANGER 1108 | 685 | Fresno | 80.6909 | 13.2742 | #N/A | 1760 | 0 | 12kV | 20.7444 | 63.666 | 35.556 | 3.184 | 0 | 1.316 | 65.3912 | 78 | 7220 | 685716 |  |  | 0.16418
254611109 | STOREY 1109 | 686 | Yosemite | 174.5261 | 11.6483 | #N/A | 1790 | 4 | 12kV | 20.7442 | 33.94 | 62.222 | 6.888 | 0 | 0.671 | 35.3263 | 92 | 15682 | 1406115 |  |  | 0.083702
103311101 | BURNEY 1102 | 687 | North Valley | 59.8205 | 15.6294 | 0.71383 | 1870 | 1 | 12kV | 20.718 | 83.5 | 13.429 | 5.66 | 0 | 1.001 | 85.4511 | 47 | 11697 | 2626242 |  |  | 0.1249
255121103 | BORDEN 1103 | 688 | Yosemite | 85.3294 | 1.662 | #N/A | 682 | 1 | 12kV | 20.6894 | 63.666 | 35.556 | 3.522 | 0 | 0.703 | 65.3912 | 78 | 7784 | 1007973 |  |  | 0.087725
182631108 | SAN LUIS OBISPO 1108 | 691 | Los Padres | 11.0855 | 17.0441 | 1.2137 | 3455 | 0 | 12kV | 20.5716 | 33.94 | 62.222 | 2.664 | 0 | 4.032 | 35.3263 | 92 | 5541 | 1192700 |  |  | 0.50291
182681102 | ZACA 1102 | 695 | Los Padres | 79.94 | 25.4971 | 64.9618 | 1426 | 0 | 12kV | 20.498 | 83.5 | 13.429 | 4.544 | 0 | 1.017 | 85.4511 | 47 | 9863 | 1524448 |  |  | 0.12687
152811102 | WHEATLAND 1102 | 696 | Sierra | 30.3575 | 6.7115 | #N/A | 1536 | 0 | 12kV | 20.4826 | 83.5 | 14 | 3.429 | 0 | 1.484 | 85.4511 | 49 | 7660 | 879854 |  |  | 0.18513
062462226 | GRAND ISLAND 2226 | 697 | Sacramento | 57.8073 | 43.0022 | #N/A | 4149 | 0 | 21kV | 20.4726 | 0 | 77.778 | 24 | 0 | 0.585 | 1 | 99 | 51568 | 8698209 |  |  | 0.07301
252381105 | COALINGA NO 2 1105 | 698 | Fresno | 75.5901 | 0.6027 | #N/A | 192 | 2 | 12kV | 20.4462 | 83.5 | 17.714 | 0.711 | 0 | 0.306 | 85.4511 | 62 | 1529 | 256507 |  |  | 0.03812
153781106 | BOGUE 1106 | 699 | Sierra | 60.2784 | 9.2929 | #N/A | 2053 | 1 | 12kV | 20.403 | 46.112 | 48.889 | 5.376 | 0 | 1.638 | 47.6367 | 85 | 12174 | 1178946 |  |  | 0.20429
022641104 | DALY CITY 1104 | 700 | Peninsula | 10.9931 | 9.6749 | #N/A | 4124 | 0 | 12kV | 20.3604 | 63.666 | 16.571 | 17.354 | 0 | 4.211 | 65.3912 | 58 | 39114 | 4030286 |  |  | 0.52529
014232116 | SAN RAMON 2116 | 701 | Mission | 0.0028409 | 15.8316 | #N/A | 900 | 1 | 21kV | 20.3446 | 25.266 | 40 | 0.236 | 0 | 36.221 | 26.5534 | 80 | 521 | 68905 |  |  | 4.5178
083182103 | LLAGAS 2103 | 702 | San Jose | 16.6906 | 45.1344 | #N/A | 5749 | 0 | 21kV | 20.3176 | 0 | 77.778 | 20.643 | 0 | 3.167 | 1 | 99 | 44397 | 7431962 |  |  | 0.395
082921107 | EL PATIO 1107 | 704 | De Anza | 15.646 | 6.6014 | #N/A | 6061 | 0 | 12kV | 20.2264 | 0 | 80.606 | 16.419 | 0 | 4.107 | 1 | 102 | 36998 | 3825178 |  |  | 0.51223
048011144 | CALPINE 1144 | 707 | Sonoma | 0 | 0.33769 | 30.4155 | 17 | 0 | 21kV | 20.0796 | 100 |  | 0 | 0 | 0.398 | 102.1389 |  | 0 | 0 |  |  | 0.049627
182082103 | LOS OSITOS 2103 | 709 | Central Coast | 157.6471 | 9.9215 | 44.5435 | 1428 | 0 | 21kV | 20.0196 | 83.5 | 8 | 8.214 | 0 | 0.384 | 85.4511 | 28 | 17520 | 3135930 |  |  | 0.047949
022101108 | SF H 1108 | 710 | Peninsula | 13.4256 | 3.5008 | #N/A | 5446 | 1 | 12kV | 19.9976 | 63.666 | 17.714 | 14.322 | 0 | 4.286 | 65.3912 | 62 | 32473 | 3086860 |  |  | 0.53462
022550403 | 21ST AVENUE 0403 | 711 | San Francisco | 1.8302 | 0.06127 | #N/A | 922 | 0 | 4.16kV | 19.9936 | 83.5 | 12.286 | 0.15 | 0 | 4.032 | 85.4511 | 43 | 302 | 78588 |  |  | 0.5029
182371111 | LAURELES 1111 | 712 | Central Coast | 106.7647 | 10.9369 | 105.4438 | 1596 | 2 | 12kV | 19.9856 | 83.5 | 6.857 | 8.924 | 0 | 0.647 | 85.4511 | 24 | 16721 | 6269381 |  |  | 0.080662
012111108 | OAKLAND L 1108 | 716 | East Bay | 0.0014205 | 10.2802 | #N/A | 4919 | 3 | 12kV | 19.9664 | 0 | 16.286 | 5.766 | 0 | 77.78 | 1 | 57 | 13027 | 1301377 |  |  | 9.7014
162881112 | TRACY 1112 | 717 | Stockton | 5.3007 | 20.5688 | #N/A | 3082 | 0 | 12kV | 19.9612 | 18.784 | 73.333 | 3.719 | 0 | 3.97 | 19.9979 | 97 | 8583 | 615269 |  |  | 0.49519
042151110 | SANTA ROSA A 1110 | 719 | Sonoma | 24.4777 | 10.6649 | #N/A | 5295 | 0 | 12kV | 19.9316 | 0 | 89.091 | 7.47 | 0 | 3.097 | 1 | 116 | 16825 | 1750591 |  |  | 0.38626
022331102 | HUNTERS POINT (P) 1102 | 721 | San Francisco | 8.252 | 11.7018 | #N/A | 3751 | 2 | 12kV | 19.9094 | 63.666 | 26.667 | 3.932 | 0 | 5.282 | 65.3912 | 74 | 9066 | 660254 |  |  | 0.65881
013840402 | STUART 0402 | 723 | East Bay | 3.6656 | 0.11131 | #N/A | 1606 | 0 | 4.16kV | 19.8524 | 83.5 | 11.143 | 0.677 | 0 | 3.942 | 85.4511 | 39 | 1437 | 267886 |  |  | 0.49164
022871116 | EMBARCADERO (Z) 1116 | 725 | San Francisco | 0.68791 | 3.4478 | #N/A | 2707 | 804 | 12kV | 19.7702 | 0 | 80.606 | 6.121 | 0 | 12.124 | 1 | 102 | 14143 | 993762 |  |  | 1.5122
162371106 | STOCKTON A 1106 | 734 | Stockton | 20.2523 | 4.7287 | #N/A | 2670 | 2 | 12kV | 19.6328 | 46.112 | 44.444 | 4.411 | 0 | 3.197 | 47.6367 | 83 | 9293 | 1827579 |  |  | 0.39877
153732107 | PLUMAS 2107 | 737 | Sierra | 40.0353 | 18.1879 | #N/A | 1885 | 0 | 21kV | 19.5828 | 83.5 | 10.857 | 2.523 | 0 | 1.034 | 85.4511 | 38 | 5807 | 436330 |  |  | 0.12891
014302105 | MEADOW LANE 2105 | 739 | Diablo | 14.535 | 7.764 | #N/A | 5322 | 0 | 21kV | 19.5164 | 63.666 | 16.857 | 12.551 | 0 | 4.508 | 65.3912 | 59 | 28246 | 2967924 |  |  | 0.56232
254461109 | NEWHALL 1109 | 740 | Yosemite | 73.3533 | 0.050341 | #N/A | 239 | 0 | 12kV | 19.5064 | 25.266 | 71.111 | 0.808 | 0 | 0.347 | 26.5534 | 96 | 1729 | 301219 |  |  | 0.043269
163481101 | WEBER 1101 | 741 | Stockton | 17.4957 | 5.3344 | #N/A | 908 | 6 | 12kV | 19.4722 | 13.794 | 80 | 1.128 | 0 | 2.439 | 14.9507 | 101 | 2601 | 189178 |  |  | 0.30421
022871123 | EMBARCADERO (Z) 1123 | 743 | San Francisco | 0.5732 | 10.1302 | #N/A | 5085 | 3 | 12kV | 19.4474 | 0 | 80 | 3.52 | 0 | 13.717 | 1 | 101 | 7895 | 865428 |  |  | 1.7109
163701110 | METTLER 1110 | 744 | Stockton | 39.0832 | 1.257 | #N/A | 896 | 0 | 12kV | 19.4386 | 83.5 | 9.714 | 2.47 | 0 | 1.509 | 85.4511 | 34 | 5431 | 742696 |  |  | 0.18817
252062112 | SHEPHERD 2112 | 746 | Fresno | 8.0413 | 18.2279 | #N/A | 1931 | 0 | 12kV | 19.3598 | 33.94 | 57.778 | 2.04 | 0 | 3.041 | 35.3263 | 89 | 4681 | 370740 |  |  | 0.37926
014472111 | DUMBARTON 2111 | 747 | Mission | 9.9496 | 25.0934 | #N/A | 2558 | 4 | 21kV | 19.3388 | 10.103 | 80 | 4.488 | 0 | 2.103 | 11.2183 | 100 | 10143 | 1009441 |  |  | 0.26225
022801111 | LARKIN (Y) 1111 | 749 | San Francisco | 0.11595 | 9.0581 | #N/A | 3953 | 0 | 12kV | 19.33 | 0 | 75.556 | 9.522 | 0 | 11.572 | 1 | 98 | 21719 | 1892202 |  |  | 1.4434
182811103 | SISQUOC 1103 | 752 | Los Padres | 50.6701 | 0.90475 | 27.7554 | 300 | 1 | 12kV | 19.2776 | 83.5 | 10.286 | 2.129 | 0 | 0.473 | 85.4511 | 36 | 4569 | 779553 |  |  | 0.059015
083371114 | SARATOGA 1114 | 753 | De Anza | 21.0926 | 10.4486 | #N/A | 5760 | 0 | 12kV | 19.2706 | 0 | 80.606 | 12.11 | 0 | 3.637 | 1 | 102 | 26962 | 3223176 |  |  | 0.45358
254601103 | SAND CREEK 1103 | 755 | Fresno | 149.9881 | 0.029815 | 149.2192 | 1677 | 0 | 12kV | 19.2144 | 63.666 | 26.667 | 4.943 | 0 | 0.796 | 65.3912 | 74 | 10688 | 1709954 |  |  | 0.099278
153761105 | CATLETT 1105 | 758 | Sierra | 54.1394 | 1.7768 | #N/A | 277 | 1 | 12kV | 19.0806 | 83.5 | 10.286 | 1.016 | 0 | 0.601 | 85.4511 | 36 | 2167 | 389293 |  |  | 0.074963
083531110 | MC KEE 1110 | 759 | San Jose | 1.6661 | 32.4009 | #N/A | 5632 | 1 | 12kV | 19.0778 | 0 | 80 | 9.211 | 0 | 6.178 | 1 | 101 | 20640 | 2287941 |  |  | 0.77059
182671112 | SANTA MARIA 1112 | 761 | Los Padres | 10.8517 | 13.0408 | #N/A | 3612 | 1 | 12kV | 19.0462 | 46.112 | 42.222 | 3.25 | 0 | 3.647 | 47.6367 | 82 | 6839 | 1357811 |  |  | 0.45485
022031114 | POTRERO PP (A) 1114 | 762 | San Francisco | 0.071214 | 7.0029 | #N/A | 1513 | 3 | 12kV | 19.0132 | 0 | 81.818 | 2 | 0 | 11.248 | 1 | 104 | 4515 | 455079 |  |  | 1.4029
182601104 | OCEANO 1104 | 765 | Los Padres | 112.4745 | 31.3692 | 87.6347 | 5298 | 0 | 12kV | 18.9272 | 46.112 | 18.857 | 28.074 | 0 | 1.593 | 47.6367 | 66 | 54345 | 17572902 |  |  | 0.19869
182601105 | OCEANO 1105 | 767 | Los Padres | 24.7483 | 17.9486 | 3.6627 | 6573 | 0 | 12kV | 18.9206 | 18.784 | 40 | 32.061 | 0 | 3.758 | 19.9979 | 81 | 70321 | 9847944 |  |  | 0.46878
022641108 | DALY CITY 1108 | 769 | Peninsula | 2.9123 | 10.0074 | #N/A | 2982 | 0 | 12kV | 18.8704 | 46.112 | 40 | 2.559 | 0 | 5.681 | 47.6367 | 81 | 5837 | 507145 |  |  | 0.70856
013840403 | STUART 0403 | 770 | East Bay | 3.1152 | 0.18661 | #N/A | 1307 | 0 | 4.16kV | 18.8582 | 83.5 | 6 | 0.785 | 0 | 4.006 | 85.4511 | 21 | 1681 | 291268 |  |  | 0.49972
182631101 | SAN LUIS OBISPO 1101 | 771 | Los Padres | 39.7547 | 3.5073 | 27.4591 | 2807 | 1 | 12kV | 18.8458 | 63.666 | 17.429 | 10.979 | 0 | 2.155 | 65.3912 | 61 | 24737 | 2561886 |  |  | 0.26879
083392108 | SWIFT 2108 | 773 | San Jose | 4.9161 | 51.7453 | #N/A | 6230 | 0 | 21kV | 18.7646 | 0 | 80.606 | 9.277 | 0 | 3.94 | 1 | 102 | 20855 | 2222030 |  |  | 0.4914
022781102 | MARINA (F) 1102 | 775 | San Francisco | 0.0014205 | 3.7257 | #N/A | 243 | 1 | 12kV | 18.7154 |  | 13.143 | 0.198 | 0 | 80.236 |  | 46 | 440 | 54497 |  |  | 10.0077
182551102 | CAYUCOS 1102 | 778 | Los Padres | 57.7399 | 3.4042 | 13.8993 | 4033 | 0 | 12kV | 18.6606 | 63.666 | 13.714 | 14.765 | 0 | 1.158 | 65.3912 | 48 | 33573 | 3064767 |  |  | 0.14445
252341101 | REEDLEY 1101 | 779 | Fresno | 27.4151 | 12.0745 | #N/A | 2419 | 0 | 12kV | 18.6582 | 63.666 | 22.222 | 5.177 | 0 | 2.226 | 65.3912 | 72 | 11454 | 1469130 |  |  | 0.27767
152581104 | DEL MAR 1104 | 780 | Sierra | 5.6917 | 16.8907 | #N/A | 1462 | 0 | 12kV | 18.6302 | 25.266 | 40 | 1.174 | 0 | 26.711 | 26.5534 | 80 | 2691 | 216327 |  |  | 3.3316
024011106 | BAY MEADOWS 1106 | 781 | Peninsula | 0.86263 | 32.0052 | #N/A | 6045 | 0 | 12kV | 18.63 | 0 | 73.333 | 14.516 | 0 | 5.301 | 1 | 97 | 32985 | 3039666 |  |  | 0.6612
013840404 | STUART 0404 | 783 | East Bay | 1.0368 | 0.1226 | #N/A | 332 | 1 | 4.16kV | 18.6004 | 83.5 | 4.571 | 0.038 | 0 | 4.893 | 85.4511 | 16 | 75 | 22610 |  |  | 0.6103
024130403 | MENLO 0403 | 784 | Peninsula | 8.4986 | 1.1541 | #N/A | 1120 | 0 | 4.16kV | 18.5906 | 0 | 87.879 | 1.526 | 0 | 3.548 | 1 | 114 | 3106 | 766695 |  |  | 0.44258
022011102 | MISSION (X) 1102 | 785 | San Francisco | 0.32467 | 4.9597 | #N/A | 1819 | 3 | 12kV | 18.5876 | 0 | 77.778 | 0.498 | 0 | 14.662 | 1 | 99 | 1111 | 130923 |  |  | 1.8288
182951102 | FOOTHILL 1102 | 786 | Los Padres | 25.2152 | 19.616 | 10.2766 | 4067 | 0 | 12kV | 18.5854 | 63.666 | 17.143 | 9.588 | 0 | 2.53 | 65.3912 | 60 | 21694 | 2122013 |  |  | 0.31558
162701701 | VIERRA 1701 | 787 | Stockton | 11.2408 | 22.947 | #N/A | 2875 | 4 | 17kV | 18.579 | 0 | 83.636 | 6.058 | 0 | 3.201 | 1 | 107 | 13732 | 1311020 |  |  | 0.39927
252311103 | MENDOTA 1103 | 790 | Yosemite | 19.0984 | 11.3035 | #N/A | 2196 | 0 | 12kV | 18.5418 | 63.666 | 24.444 | 3.099 | 0 | 1.5 | 65.3912 | 73 | 6478 | 1346602 |  |  | 0.18705
252341104 | REEDLEY 1104 | 791 | Fresno | 120.2749 | 2.7399 | 1.9028 | 2027 | 1 | 12kV | 18.535 | 63.666 | 20 | 7.914 | 0 | 1.095 | 65.3912 | 71 | 17980 | 1661178 |  |  | 0.13652
014091107 | CASTRO VALLEY 1107 | 792 | Mission | 3.9754 | 10.4026 | #N/A | 2607 | 0 | 12kV | 18.5306 | 46.112 | 31.111 | 9.904 | 0 | 5.526 | 47.6367 | 76 | 22224 | 2423635 |  |  | 0.68929
014232119 | SAN RAMON 2119 | 793 | Mission | 3.8096 | 27.1474 | 0.46097 | 2801 | 2 | 21kV | 18.51 | 63.666 | 19.429 | 6.19 | 0 | 3.265 | 65.3912 | 68 | 13463 | 2043147 |  |  | 0.40719
043301106 | MONROE 1106 | 794 | Sonoma | 14.6157 | 26.7827 | #N/A | 5994 | 0 | 12kV | 18.4956 | 0 | 75.556 | 12.702 | 0 | 4.22 | 1 | 98 | 28192 | 3489725 |  |  | 0.52637
014232111 | SAN RAMON 2111 | 796 | Mission | 9.4371 | 17.3095 | #N/A | 2117 | 0 | 21kV | 18.4862 | 33.94 | 53.333 | 2.227 | 0 | 2.931 | 35.3263 | 87 | 4823 | 760565 |  |  | 0.36552
022801109 | LARKIN (Y) 1109 | 798 | San Francisco | 0.29856 | 7.5631 | #N/A | 5233 | 4 | 12kV | 18.4832 | 0 | 81.212 | 4.66 | 0 | 6.544 | 1 | 103 | 10309 | 1322423 |  |  | 0.81621
252281103 | CALIFORNIA AVE 1103 | 799 | Fresno | 8.0687 | 1.0662 | #N/A | 394 | 1 | 12kV | 18.4752 | 83.5 | 5.429 | 0.422 | 0 | 3.025 | 85.4511 | 19 | 975 | 67842 |  |  | 0.37733
042151105 | SANTA ROSA A 1105 | 801 | Sonoma | 9.4702 | 4.09 | #N/A | 1886 | 5 | 12kV | 18.459 | 0 | 82.424 | 5.539 | 0 | 4.332 | 1 | 105 | 12011 | 1873153 |  |  | 0.54034
163191716 | RIVERBANK 1716 | 802 | Yosemite | 26.9205 | 15.4484 | #N/A | 3388 | 0 | 17kV | 18.4518 | 46.112 | 37.778 | 5.391 | 0 | 2.978 | 47.6367 | 79 | 12072 | 1349521 |  |  | 0.37139
083611105 | BRITTON 1105 | 803 | De Anza | 6.3448 | 11.0227 | #N/A | 3117 | 0 | 12kV | 18.422 | 0 | 85.455 | 2.481 | 0 | 4.174 | 1 | 110 | 5512 | 675604 |  |  | 0.52058
014091103 | CASTRO VALLEY 1103 | 804 | Mission | 7.3207 | 11.2212 | #N/A | 3190 | 1 | 12kV | 18.407 | 33.94 | 51.111 | 2.161 | 0 | 4.823 | 35.3263 | 86 | 4711 | 699233 |  |  | 0.60157
183071101 | PERRY 1101 | 805 | Los Padres | 78.5302 | 6.8417 | 67.3591 | 3557 | 0 | 12kV | 18.3698 | 63.666 | 12.571 | 14.306 | 0 | 1.306 | 65.3912 | 44 | 31591 | 4131650 |  |  | 0.16293
022871119 | EMBARCADERO (Z) 1119 | 806 | San Francisco | 0.6278 | 6.5675 | #N/A | 1770 | 4 | 12kV | 18.365 | 0 | 71.111 | 6.682 | 0 | 14.032 | 1 | 96 | 15339 | 1207371 |  |  | 1.7502
014452106 | KIRKER 2106 | 808 | Diablo | 17.0605 | 14.4107 | #N/A | 3087 | 10 | 21kV | 18.3254 | 63.666 | 18.571 | 6.32 | 0 | 3.07 | 65.3912 | 65 | 14095 | 1652322 |  |  | 0.3829
163481105 | WEBER 1105 | 809 | Stockton | 29.0246 | 3.1872 | #N/A | 4058 | 1 | 12kV | 18.3148 | 0 | 68.889 | 19.304 | 0 | 3.381 | 1 | 95 | 44899 | 2763366 |  |  | 0.42177
013652113 | CONTRA COSTA 2113 | 811 | Diablo | 14.804 | 53.7267 | #N/A | 4578 | 1 | 21kV | 18.2674 | 0 | 80 | 8.031 | 0 | 3.306 | 1 | 101 | 18564 | 1292779 |  |  | 0.41238
014592108 | BRENTWOOD 2108 | 812 | Diablo | 6.1265 | 35.3142 | #N/A | 3515 | 0 | 21kV | 18.2588 | 63.666 | 20 | 3.111 | 0 | 4.517 | 65.3912 | 70 | 7030 | 700096 |  |  | 0.56334
024020402 | BELLE HAVEN 0402 | 813 | Peninsula | 4.6675 | 1.8041 | #N/A | 958 | 0 | 4.16kV | 18.2404 | 0 | 86.667 | 1.325 | 0 | 3.21 | 1 | 112 | 3004 | 286860 |  |  | 0.40035
082160401 | LOYOLA 0401 | 815 | De Anza | 8.2421 | 0.15949 | #N/A | 863 | 0 | 4.16kV | 18.2286 | 0 | 86.061 | 2.025 | 0 | 3.057 | 1 | 111 | 4468 | 588207 |  |  | 0.38131
014261103 | POINT PINOLE 1103 | 816 | East Bay | 0.0071549 | 0.14421 | #N/A | 0 | 0 | 12kV | 18.226 | 83.5 | 0 | 0.105 | 0 | 7.525 | 85.4511 | 0 | 221 | 45039 |  |  | 0.93859
163621102 | WEST LANE 1102 | 817 | Stockton | 14.4481 | 6.8406 | #N/A | 2381 | 0 | 12kV | 18.219 | 63.666 | 20 | 4.026 | 0 | 3.403 | 65.3912 | 71 | 8868 | 1190848 |  |  | 0.42447
183041101 | BUELLTON 1101 | 818 | Los Padres | 105.1936 | 24.3812 | 77.7776 | 2560 | 0 | 12kV | 18.2136 | 63.666 | 22.222 | 4.48 | 0 | 0.7 | 65.3912 | 72 | 9790 | 1422307 |  |  | 0.087367
082311102 | ALMADEN 1102 | 820 | San Jose | 21.8349 | 3.8528 | #N/A | 3767 | 0 | 12kV | 18.191 | 0 | 77.778 | 9.916 | 0 | 3.261 | 1 | 99 | 21405 | 3471879 |  |  | 0.40673
012091103 | OAKLAND J 1103 | 821 | East Bay | 2.755 | 3.3193 | #N/A | 96 | 0 | 12kV | 18.1822 | 0 | 88.485 | 0.282 | 0 | 2.144 | 1 | 115 | 606 | 101986 |  |  | 0.26736
012222105 | NEWARK 2105 | 822 | Mission | 2.9625 | 20.2424 | #N/A | 1324 | 1 | 21kV | 18.1354 | 0 | 83.636 | 2.006 | 0 | 5.035 | 1 | 107 | 4469 | 531829 |  |  | 0.62796
162371105 | STOCKTON A 1105 | 823 | Stockton | 10.9447 | 2.9361 | #N/A | 1460 | 0 | 12kV | 18.132 | 46.112 | 37.778 | 3.136 | 0 | 3.634 | 47.6367 | 79 | 7126 | 658008 |  |  | 0.45323
182721102 | SANTA YNEZ 1102 | 825 | Los Padres | 33.6976 | 17.5599 | 6.558 | 2307 | 0 | 12kV | 18.1072 | 63.666 | 16.571 | 8.111 | 0 | 2.188 | 65.3912 | 58 | 17480 | 2876377 |  |  | 0.27285
163711701 | COTTLE 1701 | 826 | Yosemite | 82.4151 | 18.6804 | #N/A | 2375 | 0 | 17kV | 18.0964 | 63.666 | 20 | 6.02 | 0 | 0.796 | 65.3912 | 70 | 13256 | 1785223 |  |  | 0.099331
014402105 | LAS POSITAS 2105 | 827 | Mission | 3.7251 | 38.1247 | #N/A | 1986 | 1 | 21kV | 18.0384 | 63.666 | 19.143 | 3.878 | 0 | 3.505 | 65.3912 | 67 | 8866 | 746401 |  |  | 0.43713
253181101 | MC FARLAND 1101 | 828 | Kern | 20.3799 | 10.721 | #N/A | 2575 | 0 | 12kV | 18.016 | 0 | 85.455 | 2.473 | 0 | 2.152 | 1 | 110 | 5304 | 906941 |  |  | 0.26837
252241111 | KINGSBURG 1111 | 829 | Fresno | 112.2279 | 3.696 | #N/A | 1876 | 3 | 12kV | 18.0078 | 10.103 | 75.556 | 3.328 | 0 | 1.052 | 11.2183 | 98 | 7541 | 722494 |  |  | 0.1312
042561101 | FULTON 1101 | 830 | Sonoma | 6.2455 | 16.3214 | #N/A | 1325 | 1 | 12kV | 17.9844 | 0 | 82.424 | 3.976 | 0 | 3.522 | 1 | 105 | 9196 | 633898 |  |  | 0.43924
014471109 | DUMBARTON 1109 | 831 | Mission | 3.7149 | 25.4044 | #N/A | 3346 | 0 | 12kV | 17.9542 | 46.112 | 35.556 | 4.279 | 0 | 3.824 | 47.6367 | 78 | 9656 | 979157 |  |  | 0.47695
043301105 | MONROE 1105 | 833 | Sonoma | 11.0954 | 28.894 | #N/A | 5022 | 0 | 12kV | 17.9362 | 0 | 77.778 | 7.067 | 0 | 4.836 | 1 | 99 | 15636 | 2003911 |  |  | 0.6032
162611703 | MANTECA 1703 | 834 | Stockton | 16.2037 | 18.5179 | #N/A | 2687 | 0 | 17kV | 17.9292 | 63.666 | 17.429 | 4.014 | 0 | 4.537 | 65.3912 | 61 | 9354 | 552544 |  |  | 0.56591
014232118 | SAN RAMON 2118 | 835 | Mission | 0.86344 | 23.1856 | #N/A | 1621 | 0 | 21kV | 17.9258 | 63.666 | 20 | 2.876 | 0 | 3.087 | 65.3912 | 70 | 6237 | 970267 |  |  | 0.38502
024060401 | CAROLANDS 0401 | 836 | Peninsula | 4.4772 | 11.0708 | #N/A | 872 | 0 | 4.16kV | 17.9248 | 0 | 84.848 | 0.556 | 0 | 4.22 | 1 | 109 | 1171 | 230212 |  |  | 0.5264
153781105 | BOGUE 1105 | 837 | Sierra | 10.4555 | 23.9212 | #N/A | 3264 | 0 | 12kV | 17.9198 | 25.266 | 57.778 | 2.141 | 0 | 4.414 | 26.5534 | 89 | 4789 | 543469 |  |  | 0.55049
102491105 | CHICO B 1105 | 838 | North Valley | 10.8718 | 1.9696 | #N/A | 1884 | 2 | 12kV | 17.9104 | 0 | 83.636 | 1.895 | 0 | 4.021 | 1 | 107 | 4343 | 352439 |  |  | 0.50148
043251101 | BAHIA 1101 | 839 | North Bay | 3.0642 | 42.4789 | #N/A | 4361 | 0 | 12kV | 17.8898 | 0 | 80 | 6.64 | 0 | 2.809 | 1 | 100 | 14903 | 1619713 |  |  | 0.35031
082191106 | MABURY 1106 | 840 | San Jose | 15.0541 | 7.0523 | #N/A | 4657 | 1 | 12kV | 17.8804 | 0 | 84.848 | 0.036 | 0 | 4.518 | 1 | 109 | 73 | 19825 |  |  | 0.56347
083371111 | SARATOGA 1111 | 841 | De Anza | 24.231 | 8.2058 | #N/A | 5880 | 0 | 12kV | 17.8764 | 0 | 62.222 | 23.778 | 0 | 3.382 | 1 | 92 | 55138 | 3611644 |  |  | 0.42183
013761114 | MT EDEN 1114 | 842 | Mission | 3.478 | 6.4163 | #N/A | 318 | 1 | 12kV | 17.8618 | 0 | 86.667 | 0.524 | 0 | 2.118 | 1 | 112 | 1154 | 154145 |  |  | 0.2642
253372109 | BAKERSFIELD 2109 | 844 | Kern | 32.0008 | 4.2865 | #N/A | 5296 | 0 | 21kV | 17.858 | 0 | 60 | 25.514 | 0 | 3.776 | 1 | 91 | 59431 | 3543615 |  |  | 0.47097
083771103 | VASONA 1103 | 845 | De Anza | 15.3972 | 12.4734 | #N/A | 4200 | 0 | 12kV | 17.8438 | 0 | 75.556 | 9.567 | 0 | 4.096 | 1 | 98 | 20430 | 3623274 |  |  | 0.51086
013501105 | JARVIS 1105 | 846 | Mission | 7.9834 | 29.6158 | #N/A | 6376 | 0 | 12kV | 17.83 | 0 | 80.606 | 3.792 | 0 | 4.752 | 1 | 102 | 7775 | 1837205 |  |  | 0.59274
162881111 | TRACY 1111 | 847 | Stockton | 6.7868 | 5.5968 | #N/A | 1495 | 0 | 12kV | 17.8164 | 63.666 | 18 | 3.249 | 0 | 4.167 | 65.3912 | 63 | 7266 | 825298 |  |  | 0.51973
022261102 | SF L 1102 | 849 | San Francisco | 7.9491 | 2.6135 | #N/A | 3649 | 2 | 12kV | 17.801 | 0 | 80.606 | 3.129 | 0 | 5.27 | 1 | 102 | 6690 | 1174396 |  |  | 0.65731
083671105 | WOLFE 1105 | 850 | De Anza | 7.3068 | 6.0195 | #N/A | 2216 | 2 | 12kV | 17.788 | 0 | 80 | 5.487 | 0 | 3.453 | 1 | 101 | 12333 | 1317917 |  |  | 0.43068
083332101 | WATSONVILLE 2101 | 851 | Central Coast | 102.6634 | 8.5711 | #N/A | 3157 | 1 | 21kV | 17.7794 | 18.784 | 51.111 | 17.429 | 0 | 1.573 | 19.9979 | 86 | 36744 | 7188693 |  |  | 0.19622
152151103 | EAST NICOLAUS 1103 | 852 | Sierra | 116.9304 | 0.90351 | #N/A | 814 | 0 | 12kV | 17.7292 | 63.666 | 18.857 | 5.456 | 0 | 0.667 | 65.3912 | 66 | 11491 | 2265741 |  |  | 0.083232
252241108 | KINGSBURG 1108 | 853 | Fresno | 42.2004 | 8.1695 | #N/A | 1750 | 0 | 12kV | 17.719 | 63.666 | 18.857 | 4.627 | 0 | 1.445 | 65.3912 | 66 | 10590 | 876543 |  |  | 0.18029
182261101 | BUENA VISTA 1101 | 854 | Central Coast | 0.75741 | 0.33324 | #N/A | 32 | 1 | 12kV | 17.7126 | 0 | 84.848 | 0.038 | 0 | 3.677 | 1 | 109 | 69 | 29433 |  |  | 0.45867
013501112 | JARVIS 1112 | 855 | Mission | 7.2406 | 36.6729 | #N/A | 7012 | 0 | 12kV | 17.7084 | 0 | 68.889 | 13.728 | 0 | 5.925 | 1 | 95 | 30701 | 3485318 |  |  | 0.73899
083371109 | SARATOGA 1109 | 856 | De Anza | 25.6695 | 4.944 | #N/A | 4847 | 0 | 12kV | 17.695 | 0 | 81.818 | 3.132 | 0 | 3.525 | 1 | 104 | 6721 | 1147210 |  |  | 0.43963
012060401 | BERKELEY F 0401 | 857 | East Bay | 0.0014204 | 1.3477 | #N/A | 5 | 0 | 4.16kV | 17.682 | 0 | 3.143 | 0.004 | 0 | 85.263 | 1 | 11 | 6 | 3456 |  |  | 10.6347
182631104 | SAN LUIS OBISPO 1104 | 858 | Los Padres | 81.596 | 21.3945 | 50.6677 | 1259 | 37 | 12kV | 17.6688 | 63.666 | 16.857 | 6.833 | 0 | 0.988 | 65.3912 | 59 | 14099 | 3196972 |  |  | 0.12329
082031105 | MOUNTAIN VIEW 1105 | 859 | De Anza | 14.0507 | 6.8784 | #N/A | 6131 | 4 | 12kV | 17.6676 | 0 | 66.667 | 17.126 | 0 | 4.545 | 1 | 94 | 38590 | 3989693 |  |  | 0.56685
182671110 | SANTA MARIA 1110 | 861 | Los Padres | 52.4448 | 7.5034 | #N/A | 2321 | 2 | 12kV | 17.6604 | 33.94 | 48.889 | 4.322 | 0 | 1.151 | 35.3263 | 85 | 9782 | 952690 |  |  | 0.14356
252421109 | DAIRYLAND 1109 | 862 | Yosemite | 82.8881 | 1.4558 | #N/A | 511 | 0 | 12kV | 17.6426 | 0 | 86.061 | 1.548 | 0 | 0.604 | 1 | 111 | 3287 | 610332 |  |  | 0.07535
163481108 | WEBER 1108 | 864 | Stockton | 14.0536 | 9.7451 | #N/A | 454 | 4 | 12kV | 17.6236 | 0 | 84.848 | 1.763 | 0 | 1.507 | 1 | 109 | 4084 | 273583 |  |  | 0.18801
182291102 | HATTON 1102 | 866 | Central Coast | 22.3586 | 12.2473 | 10.7188 | 2130 | 0 | 12kV | 17.6032 | 63.666 | 11.143 | 11.19 | 0 | 2.017 | 65.3912 | 39 | 22655 | 5772879 |  |  | 0.25157
183052110 | TEMPLETON 2110 | 867 | Los Padres | 175.3235 | 34.9384 | 131.8393 | 3078 | 1 | 21kV | 17.5872 | 63.666 | 12.286 | 11.258 | 0 | 0.726 | 65.3912 | 43 | 24488 | 3711604 |  |  | 0.090523
252041101 | AIRWAYS 1101 | 869 | Fresno | 9.1847 | 36.4419 | #N/A | 3268 | 0 | 12kV | 17.5614 | 0 | 80.606 | 4.465 | 0 | 2.736 | 1 | 102 | 10195 | 874115 |  |  | 0.3412
024180405 | SAN CARLOS 0405 | 870 | Peninsula | 8.1804 | 0.76018 | #N/A | 1658 | 0 | 4.16kV | 17.5406 | 0 | 80 | 4.177 | 0 | 3.526 | 1 | 101 | 9553 | 797446 |  |  | 0.4398
022031119 | POTRERO PP (A) 1119 | 871 | San Francisco | 2.5011 | 3.1788 | #N/A | 1315 | 0 | 12kV | 17.5328 | 0 | 80 | 0.856 | 0 | 6.808 | 1 | 101 | 1947 | 177038 |  |  | 0.84921
252941107 | TIVY VALLEY 1107 | 872 | Fresno | 168.9072 | 5.3587 | 118.6456 | 1700 | 2 | 12kV | 17.4954 | 63.666 | 17.143 | 6.035 | 0 | 0.633 | 65.3912 | 60 | 13013 | 2131807 |  |  | 0.078907
183052108 | TEMPLETON 2108 | 873 | Los Padres | 36.1471 | 9.0659 | 2.5794 | 2991 | 0 | 21kV | 17.4718 | 63.666 | 12 | 9.383 | 0 | 2.31 | 65.3912 | 42 | 21659 | 1548281 |  |  | 0.28817
182631103 | SAN LUIS OBISPO 1103 | 874 | Los Padres | 38.5683 | 29.4717 | 17.0218 | 2941 | 15 | 12kV | 17.4536 | 63.666 | 18 | 4.202 | 0 | 1.4 | 65.3912 | 63 | 9047 | 1499315 |  |  | 0.17466
014452107 | KIRKER 2107 | 879 | Diablo | 8.4858 | 20.7925 | #N/A | 3325 | 3 | 21kV | 17.4044 | 63.666 | 15.429 | 4.339 | 0 | 3.588 | 65.3912 | 54 | 9169 | 1761930 |  |  | 0.44749
022641106 | DALY CITY 1106 | 882 | Peninsula | 9.984 | 12.387 | #N/A | 5150 | 1 | 12kV | 17.3674 | 46.112 | 18.857 | 17.208 | 0 | 4.66 | 47.6367 | 66 | 40093 | 2379378 |  |  | 0.58127
014402106 | LAS POSITAS 2106 | 884 | Mission | 16.1697 | 21.6876 | #N/A | 4711 | 0 | 21kV | 17.2596 | 46.112 | 20 | 16.68 | 0 | 3.506 | 47.6367 | 70 | 38445 | 2821520 |  |  | 0.43733
252161109 | COALINGA NO 1 1109 | 885 | Fresno | 27.3983 | 7.8166 | #N/A | 1308 | 2 | 12kV | 17.2578 | 63.666 | 20 | 1.692 | 0 | 0.931 | 65.3912 | 71 | 3725 | 503169 |  |  | 0.11618
182941102 | OTTER 1102 | 887 | Central Coast | 54.5826 | 10.4345 | 53.8017 | 529 | 1 | 12kV | 17.1968 | 46.112 | 28.889 | 10.315 | 0 | 0.668 | 47.6367 | 75 | 17729 | 9224724 |  |  | 0.083381
162981703 | VALLEY HOME 1703 | 888 | Yosemite | 122.6203 | 1.4106 | #N/A | 610 | 5 | 17kV | 17.1938 | 63.666 | 19.143 | 2.649 | 0 | 0.511 | 65.3912 | 67 | 5887 | 718190 |  |  | 0.063707
022011120 | MISSION (X) 1120 | 889 | San Francisco | 0 | 5.1979 | #N/A | 2385 | 1 | 12kV | 17.1824 | 0 | 12.857 | 4.143 | 0 | 68.912 | 1 | 45 | 8980 | 1404626 |  |  | 8.5953
042151103 | SANTA ROSA A 1103 | 890 | Sonoma | 11.0352 | 22.2616 | #N/A | 4767 | 1 | 12kV | 17.1688 | 0 | 75.556 | 5.688 | 0 | 4.6 | 1 | 98 | 12462 | 1764074 |  |  | 0.57369
024090404 | GLENWOOD 0404 | 893 | Peninsula | 6.0362 | 2.3868 | #N/A | 846 | 0 | 4.16kV | 17.1356 | 0 | 81.212 | 0.698 | 0 | 3.768 | 1 | 103 | 1522 | 225151 |  |  | 0.46995
082952109 | EDENVALE 2109 | 895 | San Jose | 2.4663 | 39.328 | #N/A | 5824 | 1 | 21kV | 17.102 | 0 | 68.889 | 12.021 | 0 | 4.6 | 1 | 95 | 27651 | 2102979 |  |  | 0.57373
014161105 | ROSSMOOR 1105 | 896 | Diablo | 4.2593 | 9.0484 | #N/A | 1668 | 0 | 12kV | 17.085 | 63.666 | 16 | 1.796 | 0 | 3.963 | 65.3912 | 56 | 3921 | 575295 |  |  | 0.49435
083701107 | STONE 1107 | 898 | San Jose | 16.1482 | 4.8083 | #N/A | 5538 | 7 | 12kV | 17.0572 | 0 | 60 | 20.273 | 0 | 5.013 | 1 | 90 | 47206 | 2835778 |  |  | 0.62527
182541101 | ATASCADERO 1101 | 900 | Los Padres | 63.206 | 8.9811 | 48.0205 | 3428 | 0 | 12kV | 16.9924 | 33.94 | 40 | 9.237 | 0 | 1.785 | 35.3263 | 80 | 20621 | 2389237 |  |  | 0.22264
014452109 | KIRKER 2109 | 901 | Diablo | 8.9614 | 32.6324 | #N/A | 3143 | 0 | 21kV | 16.9906 | 46.112 | 22.222 | 14.849 | 0 | 1.77 | 47.6367 | 72 | 34150 | 2604171 |  |  | 0.22072
083631109 | WHISMAN 1109 | 902 | De Anza | 0 | 4.2583 | #N/A | 20 | 3 | 12kV | 16.9712 | 0 | 84.848 | 0.008 | 0 |  | 1 | 109 | 15 | 5049
024180403 | SAN CARLOS 0403 | 903 | Peninsula | 6.8632 | 0.055735 | #N/A | 1220 | 0 | 4.16kV | 16.9434 | 0 | 77.778 | 3.503 | 0 | 3.436 | 1 | 99 | 7927 | 775843 |  |  | 0.42858
255361104 | LE GRAND 1104 | 904 | Yosemite | 79.5412 | 2.7057 | #N/A | 348 | 1 | 12kV | 16.9408 | 63.666 | 19.429 | 1.049 | 0 | 0.56 | 65.3912 | 68 | 2238 | 400952 |  |  | 0.069859
012091116 | OAKLAND J 1116 | 906 | East Bay | 23.5921 | 2.8011 | 0.031861 | 7624 | 1 | 12kV | 16.8984 | 0 | 55.556 | 24.974 | 0 | 3.962 | 1 | 88 | 57504 | 4297653 |  |  | 0.49423
183041102 | BUELLTON 1102 | 908 | Los Padres | 27.3936 | 20.5568 | 15.6243 | 2006 | 0 | 12kV | 16.8806 | 63.666 | 14 | 4.864 | 0 | 1.873 | 65.3912 | 49 | 11211 | 822405 |  |  | 0.23356
254082109 | CLOVIS 2109 | 910 | Fresno | 3.8956 | 23.8264 | #N/A | 2168 | 1 | 21kV | 16.8742 | 63.666 | 12.857 | 1.913 | 0 | 5.935 | 65.3912 | 45 | 4128 | 670539 |  |  | 0.74025
253981105 | EL PECO 1105 | 911 | Yosemite | 104.0001 | 0.44113 | #N/A | 502 | 0 | 12kV | 16.8734 | 0 | 82.424 | 1.471 | 0 | 0.472 | 1 | 105 | 3278 | 388075 |  |  | 0.058909
182562102 | CHOLAME 2102 | 912 | Los Padres | 211.0821 | 1.9039 | 58.4006 | 600 | 1 | 21kV | 16.8526 | 63.666 | 17.143 | 3.17 | 0 | 0.284 | 65.3912 | 60 | 5512 | 2757118 |  |  | 0.035362
082160403 | LOYOLA 0403 | 913 | De Anza | 8.8194 | 0.072941 | #N/A | 1102 | 0 | 4.16kV | 16.8474 | 0 | 80 | 1.364 | 0 | 2.873 | 1 | 101 | 2759 | 707926 |  |  | 0.3583
252261101 | LIVINGSTON 1101 | 914 | Yosemite | 99.5652 | 1.5882 | #N/A | 564 | 0 | 12kV | 16.8074 | 63.666 | 18.286 | 1.536 | 0 | 0.549 | 65.3912 | 64 | 3391 | 445750 |  |  | 0.068419
048011146 | CALPINE 1146 | 915 | Sonoma | 0 | 0 | 7.0108 | 0 | 0 | 21kV | 16.7864 | 83.5 |  | 0 | 0 | 0.432 | 85.4511 |  | 0 | 0 |  |  | 0.053905
162880402 | TRACY 0402 | 916 | Stockton | 2.9199 | 0.062884 | #N/A | 355 | 0 | 4.16kV | 16.7638 | 63.666 | 16.571 | 0.145 | 0 | 3.437 | 65.3912 | 58 | 292 | 76069 |  |  | 0.42873
158031101 | ECHO SUMMIT 1101 | 917 | Sierra | 14.8265 | 4.1278 | 6.1677 | 407 | 0 | 12kV | 16.756 | 63.666 | 5.429 | 13.598 | 0 | 1.087 | 65.3912 | 19 | 19831 | 16542721 |  |  | 0.13561
153751101 | PEASE 1101 | 918 | Sierra | 6.7591 | 14.5084 | #N/A | 1556 | 0 | 12kV | 16.7364 | 63.666 | 16.857 | 1.065 | 0 | 2.094 | 65.3912 | 59 | 2405 | 241934 |  |  | 0.26113
258591101 | TULE POWER HOUSE 1101 | 919 | Fresno | 4.2032 | 0 | 4.0927 | 1 | 0 | 12kV | 16.734 | 83.5 |  | 0 | 0 | 0.17 | 85.4511 |  | 0 | 0 |  |  | 0.02125
252321103 | CARNERAS 1103 | 922 | Kern | 39.5092 | 0.039913 | #N/A | 35 | 6 | 12kV | 16.6886 | 63.666 | 19.429 | 0.145 | 0 | 0.203 | 65.3912 | 68 | 282 | 87625 |  |  | 0.025278
024161103 | REDWOOD CITY 1103 | 924 | Peninsula | 1.5972 | 9.9883 | #N/A | 2650 | 2 | 12kV | 16.6742 | 0 | 73.333 | 3.178 | 0 | 6.86 | 1 | 97 | 7251 | 627656 |  |  | 0.85559
014371105 | SAN PABLO 1105 | 925 | East Bay | 15.6299 | 13.3528 | #N/A | 4094 | 0 | 12kV | 16.6708 | 46.112 | 16.571 | 17.578 | 0 | 3.093 | 47.6367 | 58 | 39590 | 4117524 |  |  | 0.38583
183031101 | PALMER 1101 | 927 | Los Padres | 62.2137 | 9.1017 | 37.0218 | 897 | 8 | 12kV | 16.6452 | 63.666 | 14 | 4.961 | 0 | 0.599 | 65.3912 | 49 | 10950 | 1440238 |  |  | 0.074774
043182101 | BELLEVUE 2101 | 928 | Sonoma | 13.2194 | 23.3633 | #N/A | 4061 | 1 | 21kV | 16.644 | 0 | 68.889 | 10.707 | 0 | 3.624 | 1 | 95 | 23889 | 2788177 |  |  | 0.45207
162611701 | MANTECA 1701 | 929 | Stockton | 6.1426 | 39.8661 | #N/A | 4566 | 0 | 17kV | 16.644 | 0 | 71.111 | 7.936 | 0 | 4.173 | 1 | 96 | 18113 | 1562252 |  |  | 0.52052
024160406 | REDWOOD CITY 0406 | 930 | Peninsula | 6.8258 | 1.8507 | #N/A | 1139 | 0 | 4.16kV | 16.6376 | 0 | 75.556 | 3.642 | 0 | 3.99 | 1 | 98 | 8161 | 904557 |  |  | 0.49767
082311111 | ALMADEN 1111 | 931 | San Jose | 9.7982 | 16.5641 | #N/A | 4128 | 0 | 12kV | 16.6374 | 0 | 71.111 | 7.9 | 0 | 4.176 | 1 | 96 | 17729 | 1928519 |  |  | 0.5209
024190404 | SAN MATEO 0404 | 932 | Peninsula | 5.1007 | 0.74769 | #N/A | 1863 | 0 | 4.16kV | 16.6344 | 0 | 77.778 | 0.649 | 0 | 4.745 | 1 | 99 | 1419 | 204987 |  |  | 0.59178
014302109 | MEADOW LANE 2109 | 933 | Diablo | 0.58444 | 13.0271 | #N/A | 492 | 0 | 21kV | 16.6196 | 46.112 | 28.889 | 0.805 | 0 | 7.292 | 47.6367 | 75 | 1740 | 277819 |  |  | 0.90947
014261101 | POINT PINOLE 1101 | 934 | East Bay | 21.1042 | 15.5232 | #N/A | 5240 | 0 | 12kV | 16.6166 | 46.112 | 20 | 13.956 | 0 | 3.015 | 47.6367 | 71 | 32248 | 2261252 |  |  | 0.37602
182561101 | CHOLAME 1101 | 935 | Los Padres | 92.7538 | 4.6541 | #N/A | 957 | 0 | 12kV | 16.5832 | 63.666 | 15.714 | 2.971 | 0 | 0.565 | 65.3912 | 55 | 6640 | 759794 |  |  | 0.070473
022801136 | LARKIN (Y) 1136 | 936 | San Francisco | 1.0428 | 6.3348 | #N/A | 1778 | 4 | 12kV | 16.5818 | 0 | 73.333 | 1.002 | 0 | 8.574 | 1 | 97 | 2168 | 344495 |  |  | 1.0694
253142102 | CUYAMA 2102 | 940 | Kern | 35.7635 | 0.67428 | #N/A | 106 | 0 | 21kV | 16.4744 | 63.666 | 18 | 0.428 | 0 | 0.278 | 65.3912 | 63 | 831 | 266102 |  |  | 0.034711
254051104 | SANTA NELLA 1104 | 941 | Yosemite | 52.0677 | 7.589 | #N/A | 997 | 1 | 12kV | 16.4594 | 10.103 | 68.889 | 2.546 | 0 | 0.759 | 11.2183 | 95 | 5689 | 651550 |  |  | 0.094642
182611108 | PASO ROBLES 1108 | 942 | Los Padres | 12.475 | 28.8885 | #N/A | 3035 | 0 | 21kV | 16.458 | 33.94 | 42.222 | 3.786 | 0 | 2.342 | 35.3263 | 82 | 8190 | 1302581 |  |  | 0.29207
022031113 | POTRERO PP (A) 1113 | 943 | San Francisco | 1.8459 | 5.8807 | #N/A | 1160 | 0 | 12kV | 16.4518 | 0 | 73.333 | 1.278 | 0 | 7.648 | 1 | 97 | 2761 | 443998 |  |  | 0.95389
153612110 | CLARKSVILLE 2110 | 944 | Sierra | 7.0811 | 51.3143 | 0.17765 | 3929 | 0 | 21kV | 16.4492 | 33.94 | 33.333 | 12.046 | 0 | 2.927 | 35.3263 | 77 | 27063 | 2905492 |  |  | 0.36503
083531104 | MC KEE 1104 | 946 | San Jose | 15.5711 | 11.8124 | #N/A | 4514 | 2 | 12kV | 16.4336 | 0 | 64.444 | 14.092 | 0 | 3.632 | 1 | 93 | 30314 | 5064697 |  |  | 0.45297
042051103 | PARKWAY 1103 | 948 | North Bay | 6.8093 | 22.9558 | #N/A | 3911 | 0 | 12kV | 16.3512 | 0 | 75.556 | 2.267 | 0 | 3.933 | 1 | 98 | 4768 | 947823 |  |  | 0.49051
252091104 | CANAL 1104 | 949 | Yosemite | 13.0012 | 3.4409 | #N/A | 2116 | 1 | 12kV | 16.3282 | 0 | 73.333 | 4.013 | 0 | 4.295 | 1 | 97 | 9163 | 784554 |  |  | 0.53565
022801137 | LARKIN (Y) 1137 | 950 | San Francisco | 0.012003 | 9.2195 | #N/A | 4784 | 2 | 12kV | 16.3268 | 0 | 40 | 2.158 | 0 | 39.476 | 1 | 81 | 4770 | 616352 |  |  | 4.9238
013681101 | EDES 1101 | 951 | East Bay | 8.5479 | 2.0488 | #N/A | 1828 | 3 | 12kV | 16.3234 | 0 | 73.333 | 3.961 | 0 | 4.323 | 1 | 97 | 8859 | 1006478 |  |  | 0.53917
182731101 | RESERVATION ROAD 1101 | 952 | Central Coast | 31.9126 | 14.8066 | 25.5742 | 1695 | 0 | 12kV | 16.3138 | 63.666 | 11.429 | 4.851 | 0 | 1.623 | 65.3912 | 40 | 9226 | 3239138 |  |  | 0.2024
083611113 | BRITTON 1113 | 953 | De Anza | 1.504 | 7.9268 | #N/A | 1334 | 0 | 12kV | 16.3024 | 0 | 75.556 | 0.833 | 0 | 5.123 | 1 | 98 | 1802 | 287847 |  |  | 0.63896
083481111 | STELLING 1111 | 954 | De Anza | 26.9837 | 11.0359 | #N/A | 3773 | 0 | 12kV | 16.2944 | 0 | 68.889 | 9.271 | 0 | 3.312 | 1 | 95 | 20815 | 2253869 |  |  | 0.41309
254441105 | RAINBOW 1105 | 956 | Fresno | 27.8656 | 10.4864 | #N/A | 2205 | 2 | 12kV | 16.283 | 0 | 73.333 | 6.08 | 0 | 2.002 | 1 | 97 | 13901 | 1168285 |  |  | 0.24965
252772108 | MAGUNDEN 2108 | 957 | Kern | 45.2507 | 24.877 | #N/A | 4511 | 5 | 21kV | 16.26 | 0 | 64.444 | 14.47 | 0 | 2.386 | 1 | 93 | 32351 | 3685325 |  |  | 0.29755
012221103 | NEWARK 1103 | 958 | Mission | 18.3151 | 14.753 | #N/A | 4299 | 0 | 12kV | 16.2454 | 0 | 66.667 | 11.187 | 0 | 3.373 | 1 | 94 | 24943 | 2932881 |  |  | 0.42073
163682102 | LOCKEFORD 2102 | 959 | Stockton | 248.9378 | 5.006 | #N/A | 2533 | 5 | 21kV | 16.2434 | 46.112 | 18.857 | 15.444 | 0 | 0.804 | 47.6367 | 66 | 34476 | 4000501 |  |  | 0.10026
182151101 | LOS COCHES 1101 | 960 | Central Coast | 30.3533 | 0.29843 | 2.6219 | 143 | 1 | 12kV | 16.2418 | 63.666 | 16.571 | 0.533 | 0 | 0.439 | 65.3912 | 58 | 1128 | 213262 |  |  | 0.054757
103211101 | HONCUT 1101 | 961 | North Valley | 115.6892 | 0.77328 | #N/A | 1451 | 1 | 12kV | 16.2408 | 33.94 | 42.222 | 4.15 | 0 | 0.892 | 35.3263 | 82 | 9169 | 1192415 |  |  | 0.11124
083611110 | BRITTON 1110 | 962 | De Anza | 14.266 | 12.3197 | #N/A | 5943 | 0 | 12kV | 16.2252 | 0 | 66.667 | 10.244 | 0 | 4.215 | 1 | 94 | 22860 | 2663136 |  |  | 0.52576
182222104 | DEL MONTE 2104 | 963 | Central Coast | 79.4885 | 103.1008 | 60.5977 | 6523 | 0 | 21kV | 16.212 | 33.94 | 18.571 | 26.774 | 0 | 1.775 | 35.3263 | 65 | 56515 | 10959361 |  |  | 0.22136
182571101 | DIVIDE 1101 | 965 | Los Padres | 16.6922 | 3.1926 | #N/A | 654 | 2 | 12kV | 16.1904 | 63.666 | 16.286 | 0.044 | 0 | 0.956 | 65.3912 | 57 | 88 | 24033 |  |  | 0.11919
062131104 | SUISUN 1104 | 968 | Sacramento | 4.8085 | 19.8602 | #N/A | 3249 | 0 | 12kV | 16.1562 | 0 | 64.444 | 11.875 | 0 | 4.462 | 1 | 93 | 26907 | 2583141 |  |  | 0.55657
022011118 | MISSION (X) 1118 | 969 | San Francisco | 0.60134 | 9.8485 | #N/A | 1770 | 2 | 12kV | 16.134 | 0 | 75.556 | 0.344 | 0 | 4.77 | 1 | 98 | 654 | 228640 |  |  | 0.59498
022131101 | SF K 1101 | 970 | San Francisco | 6.7365 | 3.3928 | #N/A | 4389 | 4 | 12kV | 16.1298 | 46.112 | 26.667 | 2.73 | 0 | 5.14 | 47.6367 | 74 | 6211 | 561149 |  |  | 0.64111
043371101 | LAKEVILLE 1101 | 971 | Sonoma | 19.6637 | 16.2664 | #N/A | 1598 | 3 | 12kV | 16.1194 | 33.94 | 44.444 | 1.292 | 0 | 0.921 | 35.3263 | 83 | 2809 | 429059 |  |  | 0.11492
024012103 | BAY MEADOWS 2103 | 974 | Peninsula | 0.0028409 | 8.5006 | #N/A | 1144 | 2 | 21kV | 16.092 |  | 35.556 | 5.644 | 0 | 39.26 |  | 78 | 12965 | 1010169 |  |  | 4.8969
063131106 | WEST SACRAMENTO 1106 | 975 | Sacramento | 2.8536 | 4.9332 | #N/A | 364 | 2 | 12kV | 16.058 | 0 | 75.556 | 1.039 | 0 | 3.695 | 1 | 98 | 2413 | 153535 |  |  | 0.46086
183101104 | CABRILLO 1104 | 977 | Los Padres | 76.6044 | 5.6738 | 30.2749 | 1460 | 2 | 12kV | 16.0154 | 63.666 | 12.571 | 3.21 | 0 | 0.63 | 65.3912 | 44 | 6990 | 1048541 |  |  | 0.078568
024180402 | SAN CARLOS 0402 | 978 | Peninsula | 4.2683 | 0.76991 | #N/A | 1361 | 0 | 4.16kV | 15.9864 | 0 | 73.333 | 2.319 | 0 | 4.28 | 1 | 97 | 5233 | 532343 |  |  | 0.53389
022801107 | LARKIN (Y) 1107 | 979 | San Francisco | 2.3558 | 10.1182 | #N/A | 4000 | 1 | 12kV | 15.9818 | 25.266 | 44.444 | 1.704 | 0 | 8.495 | 26.5534 | 83 | 3760 | 496949 |  |  | 1.0595
162071101 | LINDEN 1101 | 981 | Stockton | 34.3895 | 1.3849 | #N/A | 482 | 0 | 12kV | 15.9046 | 63.666 | 14 | 0.882 | 0 | 0.975 | 65.3912 | 49 | 1971 | 225174 |  |  | 0.12164
183101103 | CABRILLO 1103 | 982 | Los Padres | 102.5601 | 7.9275 | 53.8552 | 1699 | 2 | 12kV | 15.9022 | 63.666 | 10.571 | 4.688 | 0 | 0.586 | 65.3912 | 37 | 9669 | 2198747 |  |  | 0.073038
252281108 | CALIFORNIA AVE 1108 | 983 | Fresno | 9.6901 | 3.6329 | #N/A | 1497 | 0 | 12kV | 15.8928 | 13.794 | 60 | 2.47 | 0 | 3.2 | 14.9507 | 90 | 5715 | 390367 |  |  | 0.39912
182151102 | LOS COCHES 1102 | 984 | Central Coast | 34.0171 | 1.9831 | #N/A | 579 | 1 | 12kV | 15.875 | 46.112 | 31.111 | 1.449 | 0 | 0.703 | 47.6367 | 76 | 3279 | 319436 |  |  | 0.087732
062131101 | SUISUN 1101 | 985 | Sacramento | 6.9226 | 9.51 | #N/A | 1030 | 1 | 12kV | 15.87 | 0 | 75.556 | 1.725 | 0 | 2.069 | 1 | 98 | 3989 | 276302 |  |  | 0.25803
162981704 | VALLEY HOME 1704 | 986 | Yosemite | 39.1905 | 0.18568 | #N/A | 459 | 0 | 17kV | 15.8486 | 63.666 | 12.857 | 1.897 | 0 | 0.823 | 65.3912 | 45 | 4262 | 457376 |  |  | 0.10264
183052109 | TEMPLETON 2109 | 987 | Los Padres | 212.6376 | 27.8133 | #N/A | 3576 | 0 | 21kV | 15.8468 | 46.112 | 18.857 | 13.365 | 0 | 0.9 | 47.6367 | 66 | 27818 | 5957097 |  |  | 0.11226
252841101 | OROSI 1101 | 988 | Fresno | 50.6686 | 3.958 | #N/A | 1854 | 0 | 12kV | 15.8024 | 13.794 | 57.778 | 6.015 | 0 | 1.425 | 14.9507 | 89 | 13781 | 1121485 |  |  | 0.17775
022691101 | MILLBRAE 1101 | 989 | Peninsula | 4.039 | 3.1588 | #N/A | 337 | 1 | 12kV | 15.7782 | 0 | 73.333 | 0.573 | 0 | 4.985 | 1 | 97 | 1281 | 145902 |  |  | 0.62174
083701101 | STONE 1101 | 990 | San Jose | 20.0076 | 4.2692 | #N/A | 3591 | 2 | 12kV | 15.7452 | 0 | 68.889 | 5.956 | 0 | 3.881 | 1 | 95 | 12791 | 2167734 |  |  | 0.48408
013090402 | BRYANT 0402 | 991 | Diablo | 7.7156 | 0.43231 | 1.2282 | 589 | 0 | 4.16kV | 15.7242 | 46.112 | 28.889 | 1.019 | 0 | 2.601 | 47.6367 | 75 | 2141 | 430806 |  |  | 0.32437
013111105 | SAN LEANDRO U 1105 | 992 | Mission | 7.7419 | 5.8533 | #N/A | 2390 | 1 | 12kV | 15.696 | 0 | 73.333 | 1.762 | 0 | 3.385 | 1 | 97 | 3908 | 488544 |  |  | 0.4222
163741103 | HERDLYN 1103 | 994 | Stockton | 121.8683 | 0.28783 | #N/A | 388 | 0 | 12kV | 15.6718 | 13.794 | 62.222 | 1.985 | 0 | 0.358 | 14.9507 | 92 | 3950 | 1110696 |  |  | 0.044611
162881105 | TRACY 1105 | 996 | Stockton | 4.7267 | 19.9733 | #N/A | 2800 | 0 | 12kV | 15.6412 | 0 | 71.111 | 2.962 | 0 | 4.133 | 1 | 96 | 6741 | 608953 |  |  | 0.51548
182031103 | KING CITY 1103 | 997 | Central Coast | 27.4526 | 13.1913 | 17.5881 | 2004 | 0 | 12kV | 15.633 | 63.666 | 10.286 | 2.963 | 0 | 1.25 | 65.3912 | 36 | 6810 | 525140 |  |  | 0.15593
014722102 | DIXON LANDING 2102 | 999 | Mission | 10.868 | 6.6325 | #N/A | 2000 | 0 | 21kV | 15.5932 | 63.666 | 8.286 | 2.862 | 0 | 3.152 | 65.3912 | 29 | 6573 | 513773 |  |  | 0.39318
153771101 | LIVE OAK 1101 | 1000 | Sierra | 25.6025 | 4.5717 | #N/A | 1110 | 0 | 12kV | 15.5788 | 63.666 | 10 | 2.697 | 0 | 1.531 | 65.3912 | 35 | 6179 | 502005 |  |  | 0.1909
152151101 | EAST NICOLAUS 1101 | 1001 | Sierra | 68.271 | 0.39558 | #N/A | 469 | 0 | 12kV | 15.5446 | 63.666 | 12 | 1.493 | 0 | 0.564 | 65.3912 | 42 | 3272 | 461429 |  |  | 0.07033
024011104 | BAY MEADOWS 1104 | 1002 | Peninsula | 16.6881 | 3.0878 | #N/A | 3711 | 0 | 12kV | 15.5248 | 0 | 64.444 | 9.559 | 0 | 3.621 | 1 | 93 | 21620 | 2128449 |  |  | 0.4517
252281114 | CALIFORNIA AVE 1114 | 1003 | Fresno | 20.6985 | 2.3544 | #N/A | 3430 | 0 | 12kV | 15.5006 | 0 | 66.667 | 7.537 | 0 | 3.299 | 1 | 94 | 17609 | 980774 |  |  | 0.41143
083531106 | MC KEE 1106 | 1006 | San Jose | 15.1971 | 10.817 | #N/A | 5309 | 0 | 12kV | 15.4638 | 0 | 60 | 12.698 | 0 | 4.621 | 1 | 90 | 27772 | 3998764 |  |  | 0.57642
254072112 | STOCKDALE 2112 | 1007 | Kern | 30.6265 | 44.8313 | #N/A | 4905 | 5 | 21kV | 15.4612 | 0 | 68.889 | 6.737 | 0 | 1.68 | 1 | 95 | 14958 | 1845989 |  |  | 0.20959
252281104 | CALIFORNIA AVE 1104 | 1009 | Fresno | 3.5628 | 0.12298 | #N/A | 132 | 1 | 12kV | 15.4446 | 63.666 | 9.429 | 0.503 | 0 | 3.625 | 65.3912 | 33 | 1145 | 103116 |  |  | 0.45209
163701109 | METTLER 1109 | 1010 | Stockton | 20.057 | 2.6561 | #N/A | 583 | 0 | 12kV | 15.442 | 63.666 | 10.857 | 1.036 | 0 | 1.651 | 65.3912 | 38 | 2156 | 461316 |  |  | 0.20589
013652112 | CONTRA COSTA 2112 | 1011 | Diablo | 0.037845 | 58.062 | #N/A | 4645 | 0 | 21kV | 15.4328 | 0 | 64.444 | 7.546 | 0 | 5.174 | 1 | 93 | 17103 | 1634202 |  |  | 0.64532
022011110 | MISSION (X) 1110 | 1012 | San Francisco | 5.7074 | 11.2086 | #N/A | 5212 | 1 | 12kV | 15.3836 | 46.112 | 17.429 | 7.787 | 0 | 5.59 | 47.6367 | 61 | 17839 | 1452617 |  |  | 0.6972
014471110 | DUMBARTON 1110 | 1013 | Mission | 6.9431 | 17.5858 | #N/A | 2359 | 1 | 12kV | 15.3678 | 46.112 | 24.444 | 2.694 | 0 | 3.589 | 47.6367 | 73 | 5923 | 811198 |  |  | 0.44762
082012104 | EVERGREEN 2104 | 1014 | San Jose | 4.2383 | 15.357 | #N/A | 2155 | 2 | 21kV | 15.3408 | 0 | 68.889 | 3.281 | 0 | 4.534 | 1 | 95 | 7535 | 588977 |  |  | 0.56548
042281104 | POTTER VALLEY P H 1104 | 1016 | Humboldt | 18.6186 | 0.028409 | 6.4746 | 308 | 0 | 12kV | 15.3378 | 63.666 | 11.429 | 0.608 | 0 | 0.986 | 65.3912 | 40 | 821 | 821411 |  |  | 0.12297
254641110 | WRIGHT 1110 | 1017 | Yosemite | 90.7372 | 0.64448 | #N/A | 765 | 4 | 12kV | 15.3134 | 0 | 73.333 | 2.617 | 0 | 0.617 | 1 | 97 | 5814 | 712673 |  |  | 0.076976
152442107 | PLEASANT GROVE 2107 | 1018 | Sierra | 0.016356 | 31.4749 | #N/A | 3230 | 1 | 21kV | 15.2984 |  | 42.222 | 6.328 | 0 | 27.942 |  | 82 | 14300 | 1423521 |  |  | 3.4852
014722101 | DIXON LANDING 2101 | 1020 | Mission | 10.6592 | 17.7686 | #N/A | 4055 | 3 | 21kV | 15.2728 | 46.112 | 16.571 | 9.799 | 0 | 3.882 | 47.6367 | 58 | 20943 | 3689162 |  |  | 0.48418
153701102 | LINCOLN 1102 | 1022 | Sierra | 10.1041 | 22.0785 | #N/A | 3305 | 1 | 12kV | 15.2352 | 33.94 | 33.333 | 5.508 | 0 | 3.395 | 35.3263 | 77 | 12513 | 1156327 |  |  | 0.42341
158041101 | WASHINGTON CITY GEN. 1101 | 1023 | Sierra | 0.016196 | 0.01322 | 0.016194 | 0 | 0 | 12kV | 15.233 | 63.666 |  | 0.46 | 0 | 12.039 | 65.3912 |  | 1109 | 16366 |  |  | 1.5016
022260402 | SF L 0402 | 1024 | San Francisco | 0.0019886 | 3.6382 | #N/A | 1617 | 0 | 4.16kV | 15.1754 | 0 | 8.571 | 4.655 | 0 | 62.651 | 1 | 30 | 10502 | 1067304 |  |  | 7.8144
082342108 | RIVER OAKS 2108 | 1025 | San Jose | 0 | 6.102 | #N/A | 1999 | 4 | 21kV | 15.1436 |  | 75.556 | 0.162 | 0 |  |  | 98 | 379 | 21908
014402107 | LAS POSITAS 2107 | 1027 | Mission | 8.3692 | 44.0084 | #N/A | 3315 | 0 | 21kV | 15.1336 | 18.784 | 51.111 | 3.757 | 0 | 2.016 | 19.9979 | 86 | 8085 | 1345988 |  |  | 0.25141
182492103 | HOLLISTER 2103 | 1029 | Central Coast | 13.5099 | 38.9449 | #N/A | 5882 | 1 | 21kV | 15.1054 | 33.94 | 31.111 | 5.914 | 0 | 4.562 | 35.3263 | 76 | 13365 | 1331124 |  |  | 0.56899
254121105 | MC CALL 1105 | 1030 | Fresno | 16.1922 | 11.6617 | #N/A | 1942 | 2 | 12kV | 15.0954 | 0 | 68.889 | 3.569 | 0 | 3.019 | 1 | 95 | 8366 | 429390 |  |  | 0.37661
082261112 | SAN JOSE B 1112 | 1031 | San Jose | 12.7734 | 9.3022 | #N/A | 4710 | 0 | 12kV | 15.094 | 0 | 64.444 | 5.952 | 0 | 5.074 | 1 | 93 | 13575 | 1185600 |  |  | 0.63286
082261108 | SAN JOSE B 1108 | 1032 | San Jose | 8.0446 | 6.5274 | #N/A | 1508 | 0 | 12kV | 15.0842 | 0 | 64.444 | 5.399 | 0 | 5.578 | 1 | 93 | 12107 | 1329123 |  |  | 0.6957
083481108 | STELLING 1108 | 1033 | De Anza | 31.7588 | 7.074 | #N/A | 3993 | 0 | 12kV | 15.081 | 0 | 60 | 12.147 | 0 | 3.258 | 1 | 91 | 27144 | 3110435 |  |  | 0.4064
254091105 | DINUBA 1105 | 1034 | Fresno | 100.2701 | 4.7057 | #N/A | 1868 | 1 | 12kV | 15.0788 | 0 | 68.889 | 5.522 | 0 | 0.983 | 1 | 95 | 12521 | 1190420 |  |  | 0.12265
152011108 | MARYSVILLE 1108 | 1035 | Sierra | 54.1067 | 5.8933 | #N/A | 2477 | 2 | 12kV | 15.0778 | 0 | 64.444 | 9.54 | 0 | 1.405 | 1 | 93 | 21560 | 2145389 |  |  | 0.17524
013840401 | STUART 0401 | 1036 | East Bay | 2.9385 | 0.022672 | #N/A | 1281 | 0 | 4.16kV | 15.0622 | 63.666 | 7.143 | 0.616 | 0 | 3.886 | 65.3912 | 25 | 1405 | 123483 |  |  | 0.48476
083371110 | SARATOGA 1110 | 1038 | De Anza | 19.9774 | 3.5602 | #N/A | 4973 | 0 | 12kV | 14.9866 | 0 | 62.222 | 8.968 | 0 | 3.743 | 1 | 92 | 20410 | 1837813 |  |  | 0.46684
183011101 | MORRO BAY 1101 | 1040 | Los Padres | 46.0993 | 7.8671 | 6.3279 | 4966 | 0 | 12kV | 14.968 | 46.112 | 13.429 | 13.302 | 0 | 1.997 | 47.6367 | 47 | 28895 | 4434598 |  |  | 0.2491
022691108 | MILLBRAE 1108 | 1041 | Peninsula | 14.1525 | 4.9564 | #N/A | 2698 | 3 | 12kV | 14.9652 | 46.112 | 19.429 | 5.905 | 0 | 3.38 | 47.6367 | 68 | 13403 | 1255740 |  |  | 0.4216
014452103 | KIRKER 2103 | 1042 | Diablo | 8.0791 | 49.1681 | #N/A | 6458 | 4 | 21kV | 14.9584 | 33.94 | 24.444 | 11.857 | 0 | 4.551 | 35.3263 | 73 | 27059 | 2338849 |  |  | 0.56758
163291103 | FRENCH CAMP 1103 | 1043 | Stockton | 1.2266 | 0.19406 | #N/A | 14 | 2 | 12kV | 14.9488 | 63.666 | 8.571 | 0.046 | 0 | 2.461 | 65.3912 | 30 | 102 | 12224 |  |  | 0.30692
253142101 | CUYAMA 2101 | 1044 | Kern | 62.1712 | 1.0946 | #N/A | 292 | 1 | 21kV | 14.9474 | 63.666 | 9.429 | 1.251 | 0 | 0.391 | 65.3912 | 33 | 2558 | 613674 |  |  | 0.048716
182551101 | CAYUCOS 1101 | 1045 | Los Padres | 44.7005 | 5.8106 | 2.0954 | 811 | 0 | 12kV | 14.9326 | 63.666 | 5.429 | 4.949 | 0 | 0.619 | 65.3912 | 19 | 9948 | 2642697 |  |  | 0.077249
083431109 | HICKS 1109 | 1046 | San Jose | 14.9381 | 7.4498 | #N/A | 2958 | 0 | 12kV | 14.9318 | 0 | 62.222 | 9.026 | 0 | 3.411 | 1 | 92 | 19970 | 2557789 |  |  | 0.42539
182981103 | JOLON 1103 | 1048 | Central Coast | 8.7541 | 0.22378 | 14.8367 | 16 | 3 | 12kV | 14.9136 | 63.666 | 10.571 | 0.007 | 0 | 0.324 | 65.3912 | 37 | 16 | 1873 |  |  | 0.040359
014161103 | ROSSMOOR 1103 | 1049 | Diablo | 2.4775 | 16.8846 | #N/A | 2931 | 0 | 12kV | 14.9122 | 0 | 66.667 | 3.361 | 0 | 4.533 | 1 | 94 | 7144 | 1315755 |  |  | 0.56538
252261106 | LIVINGSTON 1106 | 1051 | Yosemite | 56.2463 | 8.3138 | #N/A | 2506 | 0 | 12kV | 14.8952 | 46.112 | 18.571 | 8.238 | 0 | 1.555 | 47.6367 | 65 | 18487 | 2013349 |  |  | 0.19395
182191101 | SAN ARDO 1101 | 1052 | Central Coast | 54.0873 | 0.29756 | 2.6646 | 152 | 0 | 12kV | 14.8788 | 63.666 | 10 | 0.416 | 0 | 0.312 | 65.3912 | 35 | 901 | 142020 |  |  | 0.038915
014592110 | BRENTWOOD 2110 | 1053 | Diablo | 3.4424 | 0.71188 | #N/A | 3 | 1 | 21kV | 14.8688 | 63.666 | 10.286 | 0.007 | 0 | 0.385 | 65.3912 | 36 | 14 | 5276 |  |  | 0.048011
153771102 | LIVE OAK 1102 | 1054 | Sierra | 26.4853 | 2.7671 | #N/A | 882 | 1 | 12kV | 14.8622 | 63.666 | 8.286 | 0.879 | 0 | 1.48 | 65.3912 | 29 | 1953 | 240055 |  |  | 0.18459
252941106 | TIVY VALLEY 1106 | 1056 | Fresno | 26.3934 | 6.0599 | #N/A | 463 | 1 | 12kV | 14.8574 | 63.666 | 8.286 | 1.338 | 0 | 0.997 | 65.3912 | 29 | 2988 | 346179 |  |  | 0.12437
063131111 | WEST SACRAMENTO 1111 | 1057 | Sacramento | 0.0056819 | 10.1309 | #N/A | 176 | 2 | 12kV | 14.8132 |  | 48.889 | 0.167 | 0 | 25.01 |  | 85 | 355 | 64153 |  |  | 3.1194
252291104 | PARLIER 1104 | 1058 | Fresno | 49.6048 | 5.855 | #N/A | 1747 | 1 | 12kV | 14.8068 | 33.94 | 33.333 | 5.412 | 0 | 1.349 | 35.3263 | 77 | 12429 | 970484 |  |  | 0.16823
253671103 | PANOCHE 1103 | 1059 | Yosemite | 121.149 | 4.0456 | 45.8174 | 336 | 1 | 12kV | 14.8036 | 63.666 | 9.714 | 0.416 | 0 | 0.222 | 65.3912 | 34 | 845 | 210598 |  |  | 0.027709
014592109 | BRENTWOOD 2109 | 1060 | Diablo | 1.3137 | 32.9733 | #N/A | 2648 | 0 | 21kV | 14.7986 | 46.112 | 20 | 4.568 | 0 | 3.313 | 47.6367 | 70 | 10681 | 584615 |  |  | 0.41326
024040404 | BERESFORD 0404 | 1061 | Peninsula | 5.7447 | 0.7768 | #N/A | 1220 | 0 | 4.16kV | 14.7722 | 0 | 68.889 | 1.264 | 0 | 3.708 | 1 | 95 | 2705 | 470415 |  |  | 0.46254
082462109 | NORTECH 2109 | 1062 | San Jose | 3.151 | 3.3259 | #N/A | 87 | 5 | 21kV | 14.769 | 0 | 71.111 | 1.038 | 0 | 1.696 | 1 | 96 | 2272 | 325337 |  |  | 0.21155
152151102 | EAST NICOLAUS 1102 | 1063 | Sierra | 58.366 | 0.88191 | #N/A | 570 | 0 | 12kV | 14.7568 | 63.666 | 8 | 1.385 | 0 | 0.733 | 65.3912 | 28 | 2991 | 484448 |  |  | 0.091365
252051112 | ASHLAN AVE 1112 | 1064 | Fresno | 9.5338 | 15.7139 | #N/A | 2789 | 0 | 12kV | 14.751 | 0 | 64.444 | 4.523 | 0 | 4.788 | 1 | 93 | 10547 | 614367 |  |  | 0.59719
012041106 | OAKLAND D 1106 | 1066 | East Bay | 8.7729 | 2.2766 | #N/A | 3205 | 0 | 12kV | 14.7282 | 0 | 66.667 | 2.593 | 0 | 4.381 | 1 | 94 | 5847 | 600134 |  |  | 0.54648
252291102 | PARLIER 1102 | 1067 | Fresno | 10.9295 | 9.5451 | #N/A | 1937 | 0 | 12kV | 14.7276 | 0 | 68.889 | 1.75 | 0 | 2.999 | 1 | 95 | 3831 | 545900 |  |  | 0.37411
102851101 | JACINTO 1101 | 1068 | North Valley | 78.5321 | 1.2425 | #N/A | 413 | 0 | 12kV | 14.7014 | 0 | 71.111 | 1.868 | 0 | 0.528 | 1 | 96 | 3985 | 711241 |  |  | 0.065868
014321101 | BALFOUR 1101 | 1069 | Diablo | 50.9516 | 4.3371 | #N/A | 818 | 0 | 12kV | 14.6924 | 46.112 | 24.444 | 1.77 | 0 | 1.136 | 47.6367 | 73 | 3794 | 654035 |  |  | 0.14169
082921108 | EL PATIO 1108 | 1070 | De Anza | 6.9041 | 4.4319 | #N/A | 1976 | 0 | 12kV | 14.674 | 0 | 57.778 | 11.921 | 0 | 3.671 | 1 | 89 | 25851 | 4027188 |  |  | 0.45785
014452108 | KIRKER 2108 | 1071 | Diablo | 9.5644 | 8.8528 | #N/A | 1653 | 0 | 21kV | 14.6516 | 46.112 | 20 | 2.734 | 0 | 4.412 | 47.6367 | 71 | 6095 | 719128 |  |  | 0.55032
252711106 | KERMAN 1106 | 1072 | Fresno | 75.2211 | 0.27432 | #N/A | 331 | 3 | 12kV | 14.6506 | 0 | 71.111 | 1.59 | 0 | 0.552 | 1 | 96 | 3612 | 333641 |  |  | 0.068829
182631102 | SAN LUIS OBISPO 1102 | 1075 | Los Padres | 12.8011 | 8.3228 | 0.61698 | 3511 | 1 | 12kV | 14.6354 | 10.103 | 48.889 | 9.837 | 0 | 4.348 | 11.2183 | 85 | 22650 | 1694255 |  |  | 0.54227
252311104 | MENDOTA 1104 | 1076 | Yosemite | 43.186 | 0.47327 | #N/A | 161 | 0 | 12kV | 14.6354 | 63.666 | 8.571 | 0.592 | 0 | 0.348 | 65.3912 | 30 | 1336 | 135997 |  |  | 0.043418
014302107 | MEADOW LANE 2107 | 1077 | Diablo | 8.7203 | 6.7028 | #N/A | 3445 | 0 | 21kV | 14.6352 | 46.112 | 14.286 | 6.988 | 0 | 5.79 | 47.6367 | 50 | 15980 | 1337399 |  |  | 0.72214
182941101 | OTTER 1101 | 1078 | Central Coast | 26.9249 | 3.0059 | 24.3091 | 583 | 0 | 12kV | 14.6206 | 63.666 | 4.571 | 3.987 | 0 | 0.879 | 65.3912 | 16 | 7182 | 3157686 |  |  | 0.10959
254441106 | RAINBOW 1106 | 1079 | Fresno | 119.5081 | 10.4662 | #N/A | 2183 | 1 | 12kV | 14.6018 | 46.112 | 17.143 | 8.635 | 0 | 1.119 | 47.6367 | 60 | 19630 | 1798129 |  |  | 0.13962
182981102 | JOLON 1102 | 1080 | Central Coast | 104.6358 | 3.1657 | 66.2788 | 606 | 2 | 12kV | 14.5966 | 63.666 | 8 | 0.907 | 0 | 0.41 | 65.3912 | 28 | 1880 | 414627 |  |  | 0.051095
182571102 | DIVIDE 1102 | 1082 | Los Padres | 47.8 | 28.5667 | #N/A | 5793 | 1 | 12kV | 14.5724 | 46.112 | 16.571 | 8.093 | 0 | 2.086 | 47.6367 | 58 | 18112 | 2037626 |  |  | 0.26022
014502109 | VINEYARD 2109 | 1083 | Mission | 4.6762 | 27.289 | #N/A | 4364 | 1 | 21kV | 14.5712 | 46.112 | 19.143 | 3.463 | 0 | 4.138 | 47.6367 | 67 | 7573 | 1091054 |  |  | 0.51608
082031111 | MOUNTAIN VIEW 1111 | 1084 | De Anza | 1.7288 | 7.3352 | #N/A | 972 | 0 | 12kV | 14.5538 | 0 | 66.667 | 0.681 | 0 | 5.421 | 1 | 94 | 1233 | 532397 |  |  | 0.67619
253141103 | CUYAMA 1103 | 1085 | Kern | 71.1344 | 0.72402 | 2.3769 | 391 | 0 | 12kV | 14.5536 | 63.666 | 8 | 0.86 | 0 | 0.242 | 65.3912 | 28 | 1443 | 813541 |  |  | 0.030122
012022217 | CLAYTON 2217 | 1087 | Diablo | 20.0552 | 22.3933 | #N/A | 4448 | 0 | 21kV | 14.5502 | 0 | 57.778 | 11.328 | 0 | 3.645 | 1 | 89 | 26085 | 1946054 |  |  | 0.4546
252761119 | MADERA 1119 | 1088 | Yosemite | 127.288 | 5.6743 | #N/A | 1662 | 2 | 12kV | 14.5494 | 0 | 64.444 | 7.457 | 0 | 0.846 | 1 | 93 | 16968 | 1531812 |  |  | 0.10547
182821101 | MESA 1101 | 1089 | Los Padres | 81.9975 | 9.0406 | 48.6265 | 2004 | 0 | 12kV | 14.5366 | 46.112 | 15.429 | 10.233 | 0 | 0.909 | 47.6367 | 54 | 22174 | 3478330 |  |  | 0.1134
251511101 | WISHON 1101 | 1090 | Yosemite | 7.6606 | 0 | 7.7822 | 16 | 0 | 12kV | 14.5248 | 63.666 | 8.571 | 0.013 | 0 | 0.374 | 65.3912 | 30 | 30 | 3076 |  |  | 0.046683
252721103 | KERN OIL 1103 | 1091 | Kern | 11.3533 | 3.2882 | #N/A | 1949 | 1 | 12kV | 14.5198 | 0 | 66.667 | 2.325 | 0 | 3.607 | 1 | 94 | 5238 | 543916 |  |  | 0.4499
012221108 | NEWARK 1108 | 1092 | Mission | 1.0727 | 8.3382 | #N/A | 231 | 0 | 12kV | 14.517 | 0 | 68.889 | 0.067 | 0 | 3.629 | 1 | 95 | 135 | 35649 |  |  | 0.45263
103211102 | HONCUT 1102 | 1093 | North Valley | 118.3089 | 3.0487 | #N/A | 1109 | 0 | 12kV | 14.508 | 46.112 | 20 | 5.693 | 0 | 0.735 | 47.6367 | 70 | 12606 | 1602081 |  |  | 0.091623
162881102 | TRACY 1102 | 1095 | Stockton | 5.7161 | 8.6985 | #N/A | 997 | 1 | 12kV | 14.4944 | 46.112 | 18.857 | 4.522 | 0 | 2.981 | 47.6367 | 66 | 9888 | 1426961 |  |  | 0.37177
252721109 | KERN OIL 1109 | 1097 | Kern | 11.3218 | 8.5 | #N/A | 1890 | 1 | 12kV | 14.481 | 0 | 66.667 | 1.781 | 0 | 3.957 | 1 | 94 | 4023 | 402535 |  |  | 0.49352
254552102 | FIGARDEN 2102 | 1098 | Fresno | 24.9462 | 36.8625 | #N/A | 4809 | 1 | 21kV | 14.4724 | 0 | 55.556 | 14.168 | 0 | 2.638 | 1 | 88 | 32969 | 2007972 |  |  | 0.32897
083631111 | WHISMAN 1111 | 1100 | De Anza | 2.1908 | 4.417 | #N/A | 508 | 2 | 12kV | 14.466 | 0 | 66.667 | 0.09 | 0 | 5.573 | 1 | 94 | 175 | 56508 |  |  | 0.69513
252451104 | EL NIDO 1104 | 1102 | Yosemite | 86.6881 | 0.82426 | #N/A | 477 | 0 | 12kV | 14.4364 | 0 | 68.889 | 2.783 | 0 | 0.51 | 1 | 95 | 5923 | 1079651 |  |  | 0.063606
063621109 | DEEPWATER 1109 | 1103 | Sacramento | 4.1572 | 21.3603 | #N/A | 2833 | 0 | 12kV | 14.3894 | 0 | 68.889 | 1.037 | 0 | 2.021 | 1 | 95 | 2333 | 247285 |  |  | 0.25211
255121101 | BORDEN 1101 | 1106 | Yosemite | 58.989 | 3.6126 | #N/A | 1073 | 0 | 12kV | 14.3774 | 33.94 | 35.556 | 1.369 | 0 | 1.022 | 35.3263 | 78 | 3135 | 257804 |  |  | 0.12746
252301103 | CAMDEN 1103 | 1108 | Fresno | 134.606 | 0.91314 | #N/A | 1712 | 1 | 12kV | 14.368 | 46.112 | 22.222 | 2.619 | 0 | 0.887 | 47.6367 | 72 | 5783 | 756237 |  |  | 0.11064
182681101 | ZACA 1101 | 1112 | Los Padres | 25.7239 | 4.8047 | 18.6848 | 161 | 2 | 12kV | 14.2898 | 63.666 | 7.143 | 0.18 | 0 | 0.46 | 65.3912 | 25 | 353 | 108496 |  |  | 0.057381
063801101 | JAMESON 1101 | 1114 | Sacramento | 0.0056818 | 16.8574 | #N/A | 1074 | 1 | 12kV | 14.2828 | 0 | 40 | 0.051 | 0 | 31.363 | 1 | 80 | 105 | 23091 |  |  | 3.9118
022691107 | MILLBRAE 1107 | 1115 | Peninsula | 4.7439 | 1.5895 | #N/A | 661 | 1 | 12kV | 14.2762 | 46.112 | 20 | 1.091 | 0 | 4.178 | 47.6367 | 70 | 2333 | 410732 |  |  | 0.5211
012111107 | OAKLAND L 1107 | 1117 | East Bay | 1.4609 | 1.8713 | #N/A | 645 | 1 | 12kV | 14.2632 | 0 | 64.444 | 0.601 | 0 | 6.271 | 1 | 93 | 1370 | 119512 |  |  | 0.7822
014652110 | TIDEWATER 2110 | 1120 | Diablo | 10.1729 | 17.8877 | #N/A | 2693 | 4 | 21kV | 14.246 | 46.112 | 14.571 | 7.201 | 0 | 3.346 | 47.6367 | 51 | 16011 | 1942983 |  |  | 0.41738
022641107 | DALY CITY 1107 | 1121 | Peninsula | 5.2981 | 5.7801 | #N/A | 2667 | 4 | 12kV | 14.2456 | 46.112 | 18.571 | 2.045 | 0 | 4.5 | 47.6367 | 65 | 4603 | 481472 |  |  | 0.56122
182661105 | SAN MIGUEL 1105 | 1122 | Los Padres | 20.132 | 5.0095 | 0.96596 | 1071 | 0 | 12kV | 14.2448 | 13.794 | 55.556 | 0.815 | 0 | 1.059 | 14.9507 | 88 | 1790 | 246426 |  |  | 0.13206
182031102 | KING CITY 1102 | 1125 | Central Coast | 21.656 | 2.2764 | #N/A | 197 | 1 | 12kV | 14.2322 | 63.666 | 6.286 | 0.55 | 0 | 0.659 | 65.3912 | 22 | 1133 | 259731 |  |  | 0.082223
082251113 | SAN JOSE A 1113 | 1126 | San Jose | 0 | 1.5719 | #N/A | 29 | 4 | 12kV | 14.2228 | 0 | 71.111 | 0.003 | 0 |  | 1 | 96 | 5 | 2391
022871118 | EMBARCADERO (Z) 1118 | 1127 | San Francisco | 0.43322 | 5.9626 | #N/A | 1662 | 583 | 12kV | 14.2126 | 0 | 60 | 0.45 | 0 | 10.613 | 1 | 90 | 1019 | 98513 |  |  | 1.3237
254081101 | CLOVIS 1101 | 1128 | Fresno | 4.046 | 29.188 | #N/A | 2576 | 0 | 12kV | 14.212 | 0 | 64.444 | 2.723 | 0 | 3.893 | 1 | 93 | 5848 | 990578 |  |  | 0.48556
082832110 | MILPITAS 2110 | 1129 | San Jose | 10.3646 | 24.9806 | #N/A | 4960 | 0 | 12kV | 14.1922 | 0 | 51.111 | 15.629 | 0 | 4.221 | 1 | 86 | 35175 | 3691954 |  |  | 0.52653
182671107 | SANTA MARIA 1107 | 1130 | Los Padres | 4.9627 | 2.0481 | #N/A | 1355 | 1 | 12kV | 14.1296 | 46.112 | 15.714 | 5.587 | 0 | 3.235 | 47.6367 | 55 | 12688 | 1178303 |  |  | 0.40351
024180406 | SAN CARLOS 0406 | 1131 | Peninsula | 6.5569 | 0.36957 | #N/A | 1191 | 0 | 4.16kV | 14.1234 | 0 | 64.444 | 2.771 | 0 | 3.402 | 1 | 93 | 6293 | 584358 |  |  | 0.42436
253731110 | WEST FRESNO 1110 | 1132 | Fresno | 5.7514 | 4.9194 | #N/A | 411 | 1 | 12kV | 14.1088 | 0 | 66.667 | 1.143 | 0 | 2.734 | 1 | 94 | 2588 | 250469 |  |  | 0.34105
254531107 | WAHTOKE 1107 | 1133 | Fresno | 19.415 | 10.2833 | #N/A | 2236 | 0 | 12kV | 14.0992 | 0 | 62.222 | 5.553 | 0 | 2.721 | 1 | 92 | 12604 | 1180383 |  |  | 0.33939
163120402 | COUNTRY CLUB 0402 | 1134 | Stockton | 5.1291 | 1.535 | #N/A | 781 | 0 | 4.16kV | 14.0862 | 0 | 66.667 | 0.152 | 0 | 3.612 | 1 | 94 | 314 | 70051 |  |  | 0.45049
252961104 | WASCO 1104 | 1135 | Kern | 11.7671 | 0.60483 | #N/A | 1918 | 0 | 12kV | 14.0856 | 0 | 64.444 | 2.362 | 0 | 3.622 | 1 | 93 | 5197 | 704906 |  |  | 0.45183
042021105 | NAPA 1105 | 1136 | North Bay | 15.6821 | 3.9619 | #N/A | 2767 | 0 | 12kV | 14.0844 | 0 | 60 | 6.378 | 0 | 4.044 | 1 | 90 | 11978 | 4447595 |  |  | 0.50435
182581105 | GOLDTREE 1105 | 1137 | Los Padres | 14.6339 | 3.6284 | 7.1045 | 2491 | 2 | 12kV | 14.0812 | 46.112 | 12.286 | 8.22 | 0 | 3.788 | 47.6367 | 43 | 18825 | 1540731 |  |  | 0.47247
253871104 | COPUS 1104 | 1138 | Kern | 39.1201 | 0.23241 | #N/A | 98 | 4 | 12kV | 14.08 | 18.784 | 51.111 | 0.123 | 0 | 0.382 | 19.9979 | 86 | 251 | 60677 |  |  | 0.047661
022031109 | POTRERO PP (A) 1109 | 1139 | San Francisco | 5.1358 | 8.3182 | #N/A | 4596 | 0 | 12kV | 14.0778 | 33.94 | 31.111 | 0.902 | 0 | 4.436 | 35.3263 | 76 | 1865 | 415935 |  |  | 0.55329
083771101 | VASONA 1101 | 1140 | De Anza | 10.4328 | 10.3458 | #N/A | 2797 | 0 | 12kV | 14.0726 | 0 | 60 | 6.398 | 0 | 3.965 | 1 | 91 | 13962 | 2053036 |  |  | 0.49449
024021105 | BELLE HAVEN 1105 | 1141 | Peninsula | 10.6116 | 11.3709 | #N/A | 4712 | 2 | 12kV | 14.0488 | 0 | 60 | 6.091 | 0 | 4.153 | 1 | 91 | 13676 | 1480092 |  |  | 0.51796
082952106 | EDENVALE 2106 | 1142 | San Jose | 16.8873 | 22.7764 | #N/A | 6090 | 1 | 21kV | 14.0276 | 0 | 51.111 | 15.334 | 0 | 3.693 | 1 | 86 | 34178 | 4035394 |  |  | 0.46066
163651101 | CHEROKEE 1101 | 1144 | Stockton | 19.8436 | 7.198 | #N/A | 1270 | 0 | 12kV | 13.9876 | 46.112 | 19.429 | 1.91 | 0 | 2.487 | 47.6367 | 68 | 4208 | 562548 |  |  | 0.31024
022691102 | MILLBRAE 1102 | 1146 | Peninsula | 4.7534 | 9.1044 | #N/A | 2940 | 3 | 12kV | 13.96 | 0 | 55.556 | 10.152 | 0 | 4.092 | 1 | 88 | 22972 | 2244536 |  |  | 0.51033
162371107 | STOCKTON A 1107 | 1148 | Stockton | 17.6481 | 14.1649 | #N/A | 3296 | 1 | 12kV | 13.9482 | 0 | 60 | 6.406 | 0 | 3.335 | 1 | 91 | 14325 | 1629700 |  |  | 0.41595
022101106 | SF H 1106 | 1149 | Peninsula | 9.0604 | 3.2847 | #N/A | 3987 | 2 | 12kV | 13.9124 | 46.112 | 12.286 | 6.293 | 0 | 4.871 | 47.6367 | 43 | 14547 | 1012711 |  |  | 0.6075
254531106 | WAHTOKE 1106 | 1150 | Fresno | 13.9327 | 9.59 | #N/A | 2994 | 0 | 12kV | 13.9026 | 0 | 60 | 5.233 | 0 | 4.28 | 1 | 90 | 11940 | 1034647 |  |  | 0.53382
083392106 | SWIFT 2106 | 1151 | San Jose | 21.2898 | 16.0132 | #N/A | 5795 | 0 | 21kV | 13.891 | 0 | 40 | 25.921 | 0 | 3.534 | 1 | 81 | 59794 | 4325658 |  |  | 0.44076
182661104 | SAN MIGUEL 1104 | 1152 | Los Padres | 138.0904 | 9.4958 | 25.5295 | 1272 | 1 | 12kV | 13.8588 | 46.112 | 19.714 | 2.845 | 0 | 0.623 | 47.6367 | 69 | 6036 | 1126106 |  |  | 0.077737
083892109 | MONTAGUE 2109 | 1154 | San Jose | 0.81133 | 8.361 | #N/A | 436 | 7 | 21kV | 13.8488 |  | 66.667 | 1.197 | 0 | 1.38 |  | 94 | 2712 | 260462 |  |  | 0.17212
083631106 | WHISMAN 1106 | 1156 | De Anza | 7.1153 | 4.2745 | #N/A | 1690 | 1 | 12kV | 13.844 | 0 | 60 | 3.929 | 0 | 5.291 | 1 | 90 | 8850 | 919971 |  |  | 0.65993
062131109 | SUISUN 1109 | 1157 | Sacramento | 8.0735 | 11.9211 | #N/A | 2423 | 0 | 12kV | 13.8122 | 0 | 60 | 4.858 | 0 | 4.203 | 1 | 91 | 10865 | 1233442 |  |  | 0.52417
152901103 | OLIVEHURST 1103 | 1158 | Sierra | 52.4733 | 17.3141 | #N/A | 3319 | 0 | 12kV | 13.8106 | 13.794 | 48.889 | 5.057 | 0 | 1.313 | 14.9507 | 85 | 11725 | 769552 |  |  | 0.16376
163481103 | WEBER 1103 | 1159 | Stockton | 2.4307 | 3.2297 | #N/A | 130 | 2 | 12kV | 13.7978 | 0 | 64.444 | 0.935 | 0 | 3.61 | 1 | 93 | 2122 | 200078 |  |  | 0.45024
252062111 | SHEPHERD 2111 | 1160 | Fresno | 58.0567 | 4.1062 | 19.9144 | 552 | 0 | 21kV | 13.7786 | 63.666 | 2.857 | 1.579 | 0 | 0.791 | 65.3912 | 10 | 3322 | 661291 |  |  | 0.098616
254251103 | MALAGA 1103 | 1161 | Fresno | 23.6275 | 17.3623 | #N/A | 2342 | 0 | 12kV | 13.7638 | 0 | 60 | 6.676 | 0 | 2.143 | 1 | 90 | 15500 | 989482 |  |  | 0.26732
022281102 | SF N 1102 | 1162 | San Francisco | 6.0851 | 4.237 | #N/A | 6093 | 1 | 12kV | 13.756 | 46.112 | 17.714 | 0 | 0 | 4.954 | 47.6367 | 62 | 0 | 0 |  |  | 0.61788
102111101 | CAPAY 1101 | 1163 | North Valley | 56.5565 | 0.010484 | #N/A | 620 | 0 | 12kV | 13.7548 | 0 | 66.667 | 1.293 | 0 | 0.814 | 1 | 94 | 2836 | 397934 |  |  | 0.10148
012222109 | NEWARK 2109 | 1164 | Mission | 0.0056968 | 16.7221 | #N/A | 315 | 1 | 21kV | 13.7446 | 0 | 42.222 | 0.715 | 0 | 25.786 | 1 | 82 | 1585 | 197691 |  |  | 3.2162
022571113 | EAST GRAND 1113 | 1165 | Peninsula | 0.28423 | 6.6609 | #N/A | 120 | 1 | 12kV | 13.7438 | 0 | 62.222 | 0.118 | 0 | 6.379 | 1 | 92 | 241 | 57998 |  |  | 0.7956
253391104 | FRUITVALE 1104 | 1166 | Kern | 13.5238 | 18.7696 | #N/A | 2666 | 0 | 12kV | 13.7394 | 0 | 60 | 5.309 | 0 | 3.388 | 1 | 91 | 12357 | 748171 |  |  | 0.42261
252961102 | WASCO 1102 | 1168 | Kern | 6.6302 | 8.1776 | #N/A | 1181 | 1 | 12kV | 13.718 | 0 | 60 | 4.604 | 0 | 3.986 | 1 | 91 | 10048 | 1475560 |  |  | 0.49712
018120401 | PIPER BANK 0401 | 1169 | Diablo | 1.5609 | 0 | #N/A | 79 | 0 | 4.16kV | 13.6988 | 0 | 66.667 | 0.075 | 0 | 1.752 | 1 | 94 | 162 | 25663 |  |  | 0.21853
182031106 | KING CITY 1106 | 1170 | Central Coast | 71.8728 | 2.296 | #N/A | 340 | 0 | 12kV | 13.694 | 46.112 | 20 | 2.023 | 0 | 0.335 | 47.6367 | 71 | 4401 | 665701 |  |  | 0.041808
253151102 | GIFFEN 1102 | 1171 | Fresno | 43.3568 | 0.6967 | #N/A | 130 | 2 | 12kV | 13.6818 | 33.94 | 33.333 | 0.78 | 0 | 0.356 | 35.3263 | 77 | 1700 | 252492 |  |  | 0.044449
014351103 | FREMONT 1103 | 1172 | Mission | 3.2338 | 21.5591 | #N/A | 5180 | 4 | 12kV | 13.6678 | 33.94 | 19.143 | 8.835 | 0 | 6.421 | 35.3263 | 67 | 20264 | 1618229 |  |  | 0.80086
152442104 | PLEASANT GROVE 2104 | 1173 | Sierra | 2.4413 | 40.5513 | #N/A | 4446 | 1 | 21kV | 13.6298 | 0 | 57.778 | 7.178 | 0 | 3.193 | 1 | 89 | 16160 | 1689124 |  |  | 0.39827
183011102 | MORRO BAY 1102 | 1174 | Los Padres | 57.4902 | 11.0828 | 21.4127 | 6755 | 0 | 12kV | 13.6222 | 33.94 | 16.571 | 15.425 | 0 | 2.175 | 35.3263 | 58 | 34075 | 4438058 |  |  | 0.27125
022090414 | SF G 0414 | 1175 | San Francisco | 0.90166 | 1.1365 | #N/A | 1196 | 0 | 4.16kV | 13.6094 | 0 | 60 | 0.125 | 0 | 7.922 | 1 | 91 | 260 | 55561 |  |  | 0.9881
014381107 | GRANT 1107 | 1177 | Mission | 3.6928 | 6.3446 | #N/A | 1121 | 1 | 12kV | 13.5816 | 46.112 | 18.286 | 0.138 | 0 | 3.372 | 47.6367 | 64 | 298 | 49039 |  |  | 0.42062
013652116 | CONTRA COSTA 2116 | 1178 | Diablo | 23.1808 | 19.6637 | #N/A | 5338 | 3 | 21kV | 13.5626 | 0 | 46.667 | 17.64 | 0 | 3.506 | 1 | 84 | 39667 | 4210259 |  |  | 0.43725
024091102 | GLENWOOD 1102 | 1179 | Peninsula | 7.1228 | 5.3812 | #N/A | 2290 | 0 | 12kV | 13.548 | 0 | 55.556 | 7.121 | 0 | 5.063 | 1 | 88 | 16189 | 1480932 |  |  | 0.63146
152571106 | HORSESHOE 1106 | 1180 | Sierra | 15.2713 | 19.3084 | #N/A | 1652 | 0 | 12kV | 13.5398 | 33.94 | 28.889 | 1.585 | 0 | 3.285 | 35.3263 | 75 | 3409 | 571432 |  |  | 0.40974
183052112 | TEMPLETON 2112 | 1181 | Los Padres | 37.7517 | 15.9641 | 2.5848 | 1106 | 2 | 21kV | 13.5388 | 46.112 | 15.429 | 4.863 | 0 | 1.29 | 47.6367 | 54 | 11430 | 547981 |  |  | 0.16086
022641112 | DALY CITY 1112 | 1182 | Peninsula | 14.0405 | 7.4413 | #N/A | 5172 | 0 | 12kV | 13.5268 | 33.94 | 15.429 | 12.67 | 0 | 5.595 | 35.3263 | 54 | 27785 | 3897494 |  |  | 0.69786
182571103 | DIVIDE 1103 | 1184 | Los Padres | 20.38 | 0 | 2.2423 | 115 | 8 | 12kV | 13.4668 | 63.666 | 2.857 | 0.334 | 0 | 0.477 | 65.3912 | 10 | 622 | 239854 |  |  | 0.059548
082342101 | RIVER OAKS 2101 | 1185 | San Jose | 0 | 2.9232 | #N/A | 105 | 7 | 21kV | 13.4208 |  | 66.667 | 0.437 | 0 |  |  | 94 | 1033 | 41865
083431108 | HICKS 1108 | 1188 | San Jose | 12.0582 | 7.1301 | #N/A | 3454 | 0 | 12kV | 13.4128 | 0 | 60 | 3.643 | 0 | 3.421 | 1 | 91 | 8282 | 758351 |  |  | 0.42665
014351111 | FREMONT 1111 | 1189 | Mission | 0.15654 | 7.6608 | #N/A | 565 | 1 | 12kV | 13.4074 | 0 | 55.556 | 2.209 | 0 | 9.272 | 1 | 88 | 4702 | 857141 |  |  | 1.1565
163481107 | WEBER 1107 | 1190 | Stockton | 0.0049459 | 7.031 | #N/A | 503 | 2 | 12kV | 13.389 |  | 15.714 | 0.157 | 0 | 51.074 |  | 55 | 356 | 34144 |  |  | 6.3704
062031109 | WOODLAND 1109 | 1192 | Sacramento | 10.659 | 9.2651 | #N/A | 3495 | 0 | 12kV | 13.349 | 0 | 57.778 | 4.421 | 0 | 4.546 | 1 | 89 | 10255 | 666610 |  |  | 0.56705
022871121 | EMBARCADERO (Z) 1121 | 1194 | San Francisco | 0 | 2.2533 | #N/A | 25 | 9 | 12kV | 13.344 |  | 66.667 | 0.053 | 0 |  |  | 94 | 116 | 17562
253571108 | BARTON 1108 | 1195 | Fresno | 18.7768 | 3.3946 | #N/A | 3845 | 0 | 12kV | 13.3416 | 0 | 51.111 | 11.503 | 0 | 4.094 | 1 | 86 | 25969 | 2617946 |  |  | 0.51066
252351118 | SANGER 1118 | 1197 | Fresno | 26.4522 | 14.7955 | #N/A | 1846 | 0 | 12kV | 13.3106 | 10.103 | 51.111 | 3.854 | 0 | 1.485 | 11.2183 | 86 | 8897 | 633210 |  |  | 0.18519
012670401 | 8TH AVENUE 0401 | 1199 | East Bay | 4.8857 | 0.017867 | #N/A | 1862 | 0 | 4.16kV | 13.2992 | 0 | 60 | 3.099 | 0 | 3.397 | 1 | 91 | 7288 | 344556 |  |  | 0.42369
103081107 | BUTTE 1107 | 1200 | North Valley | 109.2598 | 2.4379 | #N/A | 1407 | 2 | 12kV | 13.2972 | 0 | 60 | 5.526 | 0 | 0.96 | 1 | 90 | 12579 | 1130974 |  |  | 0.11971
022031102 | POTRERO PP (A) 1102 | 1201 | San Francisco | 0.6352 | 2.054 | #N/A | 843 | 1 | 12kV | 13.2934 | 0 | 60 | 0.949 | 0 | 5.518 | 1 | 90 | 2055 | 323019 |  |  | 0.68825
254091102 | DINUBA 1102 | 1203 | Fresno | 22.6008 | 11.3185 | #N/A | 2938 | 0 | 12kV | 13.2856 | 0 | 60 | 3.387 | 0 | 3.041 | 1 | 90 | 7758 | 632488 |  |  | 0.37935
182611107 | PASO ROBLES 1107 | 1204 | Los Padres | 37.3068 | 17.6275 | 0.069192 | 2131 | 2 | 12kV | 13.2786 | 25.266 | 35.556 | 4.335 | 0 | 1.236 | 26.5534 | 78 | 9766 | 1014104 |  |  | 0.15415
012061102 | BERKELEY F 1102 | 1205 | East Bay | 0.26871 | 6.1563 | #N/A | 1585 | 0 | 12kV | 13.2686 | 0 | 53.333 | 2.472 | 0 | 10.538 | 1 | 87 | 5467 | 704587 |  |  | 1.3144
083371113 | SARATOGA 1113 | 1206 | De Anza | 25.8992 | 8.0464 | #N/A | 4549 | 0 | 12kV | 13.2654 | 0 | 55.556 | 7.505 | 0 | 3.266 | 1 | 88 | 16754 | 1942829 |  |  | 0.40736
042151106 | SANTA ROSA A 1106 | 1208 | Sonoma | 9.9633 | 12.0812 | #N/A | 3353 | 0 | 12kV | 13.2614 | 0 | 57.778 | 4.572 | 0 | 3.957 | 1 | 89 | 9807 | 1678369 |  |  | 0.49349
254452102 | MARIPOSA 2102 | 1209 | Yosemite | 260.2957 | 3.7881 | 245.1385 | 3305 | 1 | 21kV | 13.225 | 33.94 | 16.286 | 15.098 | 0 | 0.801 | 35.3263 | 57 | 33987 | 3558143 |  |  | 0.099866
163211102 | MORMON 1102 | 1210 | Stockton | 87.5221 | 1.9507 | #N/A | 1096 | 0 | 12kV | 13.2168 | 0 | 62.222 | 2.977 | 0 | 0.885 | 1 | 92 | 6704 | 699811 |  |  | 0.11039
152442109 | PLEASANT GROVE 2109 | 1211 | Sierra | 0 | 42.0161 | #N/A | 3789 | 2 | 21kV | 13.2054 |  | 60 | 6.027 | 0 |  |  | 90 | 13797 | 1137764
022100404 | SF H 0404 | 1213 | Peninsula | 2.7098 | 0.14875 | #N/A | 824 | 0 | 4.16kV | 13.189 | 46.112 | 16.571 | 0.505 | 0 | 2.757 | 47.6367 | 58 | 1061 | 212407 |  |  | 0.3439
182742101 | SAN BENITO 2101 | 1214 | Central Coast | 48.5412 | 12.3836 | 2.942 | 1625 | 7 | 21kV | 13.1858 | 46.112 | 13.429 | 5.155 | 0 | 1.233 | 47.6367 | 47 | 11708 | 1087130 |  |  | 0.15374
063601107 | VACAVILLE 1107 | 1215 | Sacramento | 1.9063 | 19.9579 | #N/A | 2436 | 0 | 12kV | 13.1742 | 0 | 57.778 | 1.576 | 0 | 6.517 | 1 | 89 | 3485 | 447931 |  |  | 0.81282
182082102 | LOS OSITOS 2102 | 1216 | Central Coast | 51.1502 | 0.23422 | 2.5834 | 237 | 0 | 21kV | 13.1596 | 46.112 | 17.714 | 1.484 | 0 | 0.488 | 47.6367 | 62 | 3194 | 531237 |  |  | 0.06084
254301103 | WILSON 1103 | 1217 | Yosemite | 94.4277 | 4.8666 | #N/A | 2134 | 3 | 12kV | 13.1482 | 25.266 | 33.333 | 6.308 | 0 | 0.834 | 26.5534 | 77 | 14272 | 1397967 |  |  | 0.10408
253371114 | BAKERSFIELD 1114 | 1218 | Kern | 15.8943 | 0.35569 | #N/A | 3691 | 1 | 12kV | 13.142 | 0 | 57.778 | 4.068 | 0 | 3.864 | 1 | 89 | 9222 | 878836 |  |  | 0.48195
253571115 | BARTON 1115 | 1220 | Fresno | 15.2938 | 19.8068 | #N/A | 2973 | 0 | 12kV | 13.104 | 0 | 55.556 | 6.398 | 0 | 3.566 | 1 | 88 | 14694 | 1146432 |  |  | 0.44473
252371104 | CARUTHERS 1104 | 1222 | Fresno | 82.8588 | 0.54383 | #N/A | 944 | 1 | 12kV | 13.0756 | 0 | 60 | 4.434 | 0 | 0.944 | 1 | 90 | 9837 | 1222527 |  |  | 0.11772
253731109 | WEST FRESNO 1109 | 1224 | Fresno | 20.5757 | 1.7916 | #N/A | 3408 | 0 | 12kV | 13.062 | 0 | 57.778 | 3.917 | 0 | 3.615 | 1 | 89 | 8988 | 712607 |  |  | 0.45091
182391103 | OILFIELDS 1103 | 1225 | Central Coast | 140.3059 | 21.2022 | 115.2449 | 1814 | 2 | 12kV | 13.0404 | 46.112 | 7.143 | 11.549 | 0 | 0.398 | 47.6367 | 25 | 24484 | 4594908 |  |  | 0.049621
254091104 | DINUBA 1104 | 1227 | Fresno | 83.7067 | 2.355 | #N/A | 1587 | 0 | 12kV | 13.0064 | 0 | 60 | 3.915 | 0 | 1.117 | 1 | 91 | 8925 | 783259 |  |  | 0.13932
252311102 | MENDOTA 1102 | 1229 | Yosemite | 83.5829 | 3.4122 | #N/A | 1211 | 3 | 12kV | 12.9912 | 46.112 | 15.143 | 3.068 | 0 | 0.633 | 47.6367 | 53 | 6890 | 743273 |  |  | 0.078908
082921101 | EL PATIO 1101 | 1230 | De Anza | 0.0028409 | 2.1852 | #N/A | 3 | 2 | 12kV | 12.986 | 0 | 24.444 | 0 | 0 | 40.486 | 1 | 73 | 0 | 0 |  |  | 5.0498
062031103 | WOODLAND 1103 | 1231 | Sacramento | 1.2269 | 16.7454 | #N/A | 2050 | 0 | 12kV | 12.9786 | 0 | 57.778 | 2.466 | 0 | 4.649 | 1 | 89 | 5274 | 923851 |  |  | 0.5798
103501101 | PIT NO 7 1101 | 1232 | North Valley | 2.7078 | 0 | 2.7098 | 2 | 0 | 480V | 12.9778 | 63.666 | 1.143 | 0.003 | 0 | 0.077 | 65.3912 | 4 | 6 | 1716 |  |  | 0.0095892
083140401 | FELTON 0401 | 1233 | Central Coast | 2.5688 | 0.65142 | 2.2987 | 46 | 0 | 4.16kV | 12.9768 | 46.112 | 11.429 | 5.276 | 0 | 2.067 | 47.6367 | 40 | 11064 | 2248217 |  |  | 0.25778
062031110 | WOODLAND 1110 | 1234 | Sacramento | 10.8295 | 9.9142 | #N/A | 1544 | 0 | 12kV | 12.9718 | 0 | 60 | 2.535 | 0 | 2.324 | 1 | 90 | 5309 | 1089932 |  |  | 0.28986
253611103 | ATWATER 1103 | 1235 | Yosemite | 37.4942 | 14.4761 | #N/A | 2824 | 0 | 12kV | 12.9676 | 0 | 57.778 | 5.225 | 0 | 1.835 | 1 | 89 | 11628 | 1397944 |  |  | 0.22884
254251104 | MALAGA 1104 | 1236 | Fresno | 15.5258 | 23.2464 | #N/A | 2690 | 0 | 12kV | 12.9656 | 0 | 53.333 | 8.419 | 0 | 3.076 | 1 | 87 | 19602 | 1180147 |  |  | 0.38361
252051109 | ASHLAN AVE 1109 | 1237 | Fresno | 15.6891 | 9.6037 | #N/A | 3458 | 0 | 12kV | 12.9634 | 0 | 53.333 | 7.783 | 0 | 3.701 | 1 | 87 | 17942 | 1313825 |  |  | 0.46166
062131108 | SUISUN 1108 | 1238 | Sacramento | 6.594 | 15.0879 | #N/A | 2764 | 0 | 12kV | 12.9584 | 0 | 53.333 | 7.263 | 0 | 4.196 | 1 | 87 | 16467 | 1567502 |  |  | 0.5234
022031101 | POTRERO PP (A) 1101 | 1239 | San Francisco | 8.1664 | 5.7627 | #N/A | 5687 | 0 | 12kV | 12.944 | 0 | 53.333 | 4.467 | 0 | 6.92 | 1 | 87 | 10104 | 991982 |  |  | 0.86315
083802116 | TRIMBLE 2116 | 1241 | San Jose | 3.3857 | 15.3866 | #N/A | 593 | 5 | 21kV | 12.9226 | 0 | 60 | 0.947 | 0 | 3.666 | 1 | 90 | 2038 | 339206 |  |  | 0.45724
083421112 | LAWRENCE 1112 | 1242 | De Anza | 11.093 | 7.968 | #N/A | 4495 | 1 | 12kV | 12.8788 | 0 | 46.667 | 13.779 | 0 | 3.948 | 1 | 84 | 31703 | 2401631 |  |  | 0.49239
022801110 | LARKIN (Y) 1110 | 1243 | San Francisco | 1.1849 | 10.7863 | #N/A | 6271 | 0 | 12kV | 12.8772 | 0 | 51.111 | 1.499 | 0 | 11.776 | 1 | 86 | 3299 | 446890 |  |  | 1.4688
014452105 | KIRKER 2105 | 1244 | Diablo | 9.8742 | 43.1577 | #N/A | 4235 | 1 | 21kV | 12.8564 | 0 | 51.111 | 11.272 | 0 | 1.899 | 1 | 86 | 25412 | 2609088 |  |  | 0.23688
153702108 | LINCOLN 2108 | 1246 | Sierra | 1.8068 | 19.6058 | #N/A | 1665 | 0 | 21kV | 12.8518 | 0 | 60 | 1.971 | 0 | 2.288 | 1 | 90 | 4494 | 392758 |  |  | 0.28539
024131104 | MENLO 1104 | 1247 | Peninsula | 16.6389 | 10.5948 | #N/A | 3466 | 0 | 12kV | 12.8498 | 0 | 55.556 | 5.091 | 0 | 3.602 | 1 | 88 | 11439 | 1225043 |  |  | 0.44925
062041111 | DAVIS 1111 | 1248 | Sacramento | 7.3166 | 8.8999 | #N/A | 3125 | 0 | 12kV | 12.8388 | 0 | 46.667 | 12.526 | 0 | 5.001 | 1 | 84 | 28221 | 2922676 |  |  | 0.62374
254611106 | STOREY 1106 | 1249 | Yosemite | 13.433 | 10.5926 | #N/A | 3060 | 1 | 12kV | 12.8362 | 0 | 57.778 | 2.86 | 0 | 3.543 | 1 | 89 | 6329 | 808314 |  |  | 0.44197
252721116 | KERN OIL 1116 | 1250 | Kern | 4.594 | 20.4934 | #N/A | 1084 | 2 | 12kV | 12.817 | 0 | 60 | 0.787 | 0 | 3.298 | 1 | 90 | 1681 | 296313 |  |  | 0.41138
022571106 | EAST GRAND 1106 | 1251 | Peninsula | 3.7233 | 5.4415 | #N/A | 159 | 3 | 12kV | 12.814 | 0 | 60 | 0.254 | 0 | 3.816 | 1 | 91 | 572 | 60707 |  |  | 0.47593
083701110 | STONE 1110 | 1252 | San Jose | 11.7959 | 6.643 | #N/A | 3565 | 0 | 12kV | 12.8132 | 0 | 55.556 | 3.67 | 0 | 4.84 | 1 | 88 | 7912 | 1297773 |  |  | 0.6037
252711102 | KERMAN 1102 | 1253 | Fresno | 59.1958 | 16.865 | #N/A | 2525 | 1 | 12kV | 12.8112 | 0 | 55.556 | 7.441 | 0 | 1.059 | 1 | 88 | 16833 | 1650611 |  |  | 0.13215
252091103 | CANAL 1103 | 1254 | Yosemite | 55.293 | 23.3415 | #N/A | 3045 | 1 | 12kV | 12.806 | 0 | 57.778 | 5.527 | 0 | 0.725 | 1 | 89 | 12618 | 1083831 |  |  | 0.090445
252281110 | CALIFORNIA AVE 1110 | 1255 | Fresno | 12.5274 | 1.7112 | #N/A | 2119 | 1 | 12kV | 12.7866 | 0 | 55.556 | 4.62 | 0 | 3.757 | 1 | 88 | 10703 | 713116 |  |  | 0.46864
083431110 | HICKS 1110 | 1256 | San Jose | 7.9931 | 13.2297 | #N/A | 2830 | 0 | 12kV | 12.7352 | 0 | 53.333 | 6.66 | 0 | 3.683 | 1 | 87 | 15177 | 1339908 |  |  | 0.45938
182611106 | PASO ROBLES 1106 | 1257 | Los Padres | 12.0497 | 29.0073 | #N/A | 3587 | 0 | 21kV | 12.721 | 13.794 | 44.444 | 3.244 | 0 | 2.123 | 14.9507 | 83 | 7270 | 804718 |  |  | 0.26486
254572103 | RENFRO 2103 | 1258 | Kern | 28.6242 | 16.6671 | #N/A | 2328 | 0 | 21kV | 12.7134 | 0 | 60 | 1.631 | 0 | 1.936 | 1 | 91 | 3501 | 596564 |  |  | 0.24144
022641110 | DALY CITY 1110 | 1259 | Peninsula | 1.804 | 15.2087 | #N/A | 2000 | 0 | 12kV | 12.7116 | 25.266 | 28.889 | 5.181 | 0 | 4.222 | 26.5534 | 75 | 11615 | 1281051 |  |  | 0.52657
182631105 | SAN LUIS OBISPO 1105 | 1260 | Los Padres | 11.6909 | 3.9455 | 1.9887 | 2987 | 0 | 12kV | 12.6966 | 33.94 | 17.714 | 8.02 | 0 | 3.809 | 35.3263 | 62 | 17963 | 2002472 |  |  | 0.47514
252281111 | CALIFORNIA AVE 1111 | 1261 | Fresno | 7.2551 | 1.966 | #N/A | 167 | 1 | 12kV | 12.6932 | 0 | 60 | 0.502 | 0 | 2.964 | 1 | 91 | 1138 | 108561 |  |  | 0.36967
254611105 | STOREY 1105 | 1262 | Yosemite | 14.5371 | 24.2055 | #N/A | 2456 | 0 | 12kV | 12.6918 | 0 | 53.333 | 8.067 | 0 | 2.059 | 1 | 87 | 18066 | 2018313 |  |  | 0.25676
253921111 | MANCHESTER 1111 | 1263 | Fresno | 14.3461 | 2.9549 | #N/A | 2160 | 0 | 12kV | 12.6876 | 0 | 55.556 | 4.469 | 0 | 3.413 | 1 | 88 | 10205 | 875639 |  |  | 0.42567
024031109 | BELMONT 1109 | 1264 | Peninsula | 0.0033713 | 16.9946 | #N/A | 2007 | 3 | 12kV | 12.6858 | 0 | 31.111 | 3.781 | 0 | 28.537 | 1 | 76 | 8484 | 923783 |  |  | 3.5594
013532110 | LAKEWOOD 2110 | 1265 | Diablo | 22.7301 | 27.8961 | 0.42837 | 4165 | 0 | 21kV | 12.6828 | 0 | 46.667 | 12.96 | 0 | 3.787 | 1 | 84 | 29862 | 2204954 |  |  | 0.47238
022031117 | POTRERO PP (A) 1117 | 1266 | San Francisco | 4.8744 | 3.6597 | #N/A | 3203 | 0 | 12kV | 12.673 | 33.94 | 11.714 | 12.117 | 0 | 5.594 | 35.3263 | 41 | 28300 | 1589151 |  |  | 0.69776
022390402 | 18TH STREET 0402 | 1267 | San Francisco | 1.8168 | 2.5727 | #N/A | 1866 | 0 | 4.16kV | 12.662 | 25.266 | 31.111 | 1.007 | 0 | 5.926 | 26.5534 | 76 | 2334 | 155776 |  |  | 0.73918
022691106 | MILLBRAE 1106 | 1268 | Peninsula | 3.6748 | 2.2934 | #N/A | 376 | 2 | 12kV | 12.6426 | 0 | 57.778 | 0.527 | 0 | 4.908 | 1 | 89 | 1205 | 99975 |  |  | 0.61216
102971102 | SYCAMORE CREEK 1102 | 1269 | North Valley | 7.5603 | 9.9828 | #N/A | 2429 | 0 | 12kV | 12.6394 | 0 | 55.556 | 2.679 | 0 | 4.962 | 1 | 88 | 6133 | 505552 |  |  | 0.61885
253911106 | LAMONT 1106 | 1270 | Kern | 22.3591 | 4.8363 | #N/A | 1749 | 1 | 12kV | 12.627 | 0 | 53.333 | 7.687 | 0 | 2.115 | 1 | 87 | 17985 | 969036 |  |  | 0.26382
022780407 | MARINA (F) 0407 | 1271 | San Francisco | 1.3973 | 1.141 | #N/A | 2514 | 0 | 4.16kV | 12.588 | 18.784 | 35.556 | 0.608 | 0 | 7.992 | 19.9979 | 78 | 1250 | 291389 |  |  | 0.99689
062051102 | WILLIAMS 1102 | 1272 | Sacramento | 98.558 | 10.452 | #N/A | 2243 | 2 | 12kV | 12.5816 | 33.94 | 22.222 | 6.02 | 0 | 0.726 | 35.3263 | 72 | 13356 | 1661697 |  |  | 0.090558
083001108 | LOCKHEED NO 2 1108 | 1273 | De Anza | 1.2539 | 5.5711 | #N/A | 56 | 1 | 12kV | 12.5676 | 0 | 62.222 | 0.045 | 0 | 0.571 | 1 | 92 | 96 | 17251 |  |  | 0.071247
182261102 | BUENA VISTA 1102 | 1274 | Central Coast | 11.3346 | 4.0104 | #N/A | 512 | 0 | 12kV | 12.5644 | 0 | 60 | 1.287 | 0 | 1.535 | 1 | 91 | 2493 | 803503 |  |  | 0.19149
022801135 | LARKIN (Y) 1135 | 1275 | San Francisco | 1.6789 | 12.9517 | #N/A | 4696 | 6 | 12kV | 12.5066 | 0 | 46.667 | 7.135 | 0 | 8.731 | 1 | 84 | 16629 | 979631 |  |  | 1.089
182201102 | SPENCE 1102 | 1276 | Central Coast | 33.3457 | 0.62441 | #N/A | 278 | 0 | 12kV | 12.4796 | 46.112 | 16.286 | 0 | 0 |  | 47.6367 | 57 | 0 | 0
012041111 | OAKLAND D 1111 | 1277 | East Bay | 7.6838 | 1.8924 | #N/A | 2215 | 1 | 12kV | 12.4686 | 0 | 55.556 | 2.195 | 0 | 4.592 | 1 | 88 | 4945 | 512530 |  |  | 0.57272
063642112 | PEABODY 2112 | 1279 | Sacramento | 3.521 | 44.7453 | #N/A | 5299 | 0 | 21kV | 12.4508 | 0 | 40 | 20.13 | 0 | 2.124 | 1 | 80 | 46117 | 3750963 |  |  | 0.26492
252281113 | CALIFORNIA AVE 1113 | 1280 | Fresno | 5.0957 | 11.3636 | #N/A | 1665 | 0 | 12kV | 12.4472 | 0 | 55.556 | 1.882 | 0 | 4.798 | 1 | 88 | 4276 | 395445 |  |  | 0.59846
083611107 | BRITTON 1107 | 1281 | De Anza | 2.9296 | 9.6231 | #N/A | 2309 | 2 | 12kV | 12.4426 | 0 | 51.111 | 6.297 | 0 | 4.805 | 1 | 86 | 14134 | 1533845 |  |  | 0.59937
042041104 | NORTH TOWER 1104 | 1283 | North Bay | 19.6868 | 18.4279 | #N/A | 4753 | 3 | 12kV | 12.4312 | 0 | 44.444 | 14.469 | 0 | 3.243 | 1 | 83 | 32219 | 3845396 |  |  | 0.40449
083531105 | MC KEE 1105 | 1284 | San Jose | 8.3224 | 12.1972 | #N/A | 3606 | 5 | 12kV | 12.4184 | 0 | 51.111 | 7.264 | 0 | 3.717 | 1 | 86 | 16380 | 1678409 |  |  | 0.46363
182661106 | SAN MIGUEL 1106 | 1286 | Los Padres | 76.3757 | 1.5822 | 37.1788 | 328 | 1 | 12kV | 12.3926 | 46.112 | 15.143 | 0.383 | 0 | 0.325 | 47.6367 | 53 | 766 | 209249 |  |  | 0.040501
182402107 | FORT ORD 2107 | 1287 | Central Coast | 19.3306 | 13.2445 | 2.9621 | 3305 | 0 | 21kV | 12.379 | 10.103 | 42.222 | 6.572 | 0 | 2.998 | 11.2183 | 82 | 14676 | 1695232 |  |  | 0.37396
163481113 | WEBER 1113 | 1288 | Stockton | 2.1222 | 11.4275 | #N/A | 203 | 1 | 12kV | 12.3634 | 0 | 60 | 0.35 | 0 | 1.467 | 1 | 90 | 750 | 127939 |  |  | 0.18293
153781104 | BOGUE 1104 | 1289 | Sierra | 4.602 | 19.403 | #N/A | 2202 | 4 | 12kV | 12.3462 | 25.266 | 33.333 | 0.266 | 0 | 2.866 | 26.5534 | 77 | 608 | 50146 |  |  | 0.3575
082261114 | SAN JOSE B 1114 | 1290 | San Jose | 0.68321 | 4.6282 | #N/A | 2161 | 7 | 12kV | 12.3438 | 0 | 55.556 | 0.516 | 0 | 5.647 | 1 | 88 | 968 | 361906 |  |  | 0.70435
255371117 | ORO LOMA 1117 | 1291 | Yosemite | 129.5794 | 0.92522 | #N/A | 577 | 3 | 12kV | 12.312 | 0 | 60 | 1.15 | 0 | 0.41 | 1 | 91 | 2538 | 334183 |  |  | 0.051178
163881101 | IONE 1101 | 1292 | Stockton | 28.7768 | 11.8607 | 15.6336 | 835 | 1 | 12kV | 12.2846 | 46.112 | 12.571 | 2.128 | 0 | 0.612 | 47.6367 | 44 | 4843 | 437690 |  |  | 0.076332
162771107 | LAMMERS 1107 | 1293 | Stockton | 9.1569 | 14.2971 | #N/A | 1660 | 0 | 12kV | 12.2688 | 10.103 | 48.889 | 1.052 | 0 | 1.3 | 11.2183 | 85 | 2326 | 299939 |  |  | 0.1622
022071103 | SF E 1103 | 1294 | San Francisco | 3.4219 | 8.7641 | #N/A | 6277 | 0 | 12kV | 12.247 | 0 | 33.333 | 19.644 | 0 | 8.258 | 1 | 77 | 46329 | 2020163 |  |  | 1.0301
162081102 | NEW HOPE 1102 | 1295 | Stockton | 58.7404 | 0.26336 | #N/A | 415 | 1 | 12kV | 12.246 | 46.112 | 13.429 | 1.053 | 0 | 0.636 | 47.6367 | 47 | 2376 | 242313 |  |  | 0.079274
082261110 | SAN JOSE B 1110 | 1296 | San Jose | 13.3047 | 7.8166 | #N/A | 3912 | 0 | 12kV | 12.2402 | 0 | 51.111 | 5.758 | 0 | 4.332 | 1 | 86 | 13180 | 1087925 |  |  | 0.54031
063601106 | VACAVILLE 1106 | 1297 | Sacramento | 1.7558 | 16.7969 | #N/A | 2571 | 2 | 12kV | 12.239 | 0 | 53.333 | 2.552 | 0 | 5.31 | 1 | 87 | 5744 | 602445 |  |  | 0.66235
013652110 | CONTRA COSTA 2110 | 1299 | Diablo | 0.55395 | 37.8163 | #N/A | 3361 | 0 | 21kV | 12.1724 | 0 | 48.889 | 6.197 | 0 | 5.776 | 1 | 85 | 13971 | 1433624 |  |  | 0.72048
253141104 | CUYAMA 1104 | 1300 | Kern | 17.8956 | 0.15358 | #N/A | 42 | 2 | 12kV | 12.16 | 46.112 | 14.286 | 0.155 | 0 | 0.247 | 47.6367 | 50 | 306 | 90991 |  |  | 0.030848
182771102 | CAMBRIA 1102 | 1301 | Los Padres | 26.868 | 7.2533 | 17.1255 | 1252 | 1 | 12kV | 12.1526 | 46.112 | 7.714 | 5.944 | 0 | 0.993 | 47.6367 | 27 | 12927 | 1961687 |  |  | 0.12389
083631101 | WHISMAN 1101 | 1302 | De Anza | 5.1523 | 3.1704 | #N/A | 28 | 0 | 12kV | 12.1274 | 0 | 60 | 0.024 | 0 | 0.613 | 1 | 91 | 42 | 20315 |  |  | 0.076436
083192103 | GREEN VALLEY 2103 | 1304 | Central Coast | 82.9512 | 22.1454 | #N/A | 7026 | 4 | 21kV | 12.1158 | 0 | 18.286 | 40.291 | 0 | 2.002 | 1 | 64 | 90331 | 9951901 |  |  | 0.24976
082921112 | EL PATIO 1112 | 1305 | De Anza | 19.5812 | 3.7558 | #N/A | 4400 | 1 | 12kV | 12.1092 | 0 | 46.667 | 10.095 | 0 | 3.784 | 1 | 84 | 22752 | 2346736 |  |  | 0.47203
022610401 | PORTOLA 0401 | 1306 | San Francisco | 2.4066 | 2.668 | #N/A | 1160 | 0 | 4.16kV | 12.0812 | 33.94 | 18 | 0.351 | 0 | 8.115 | 35.3263 | 63 | 673 | 226882 |  |  | 1.0122
253611105 | ATWATER 1105 | 1307 | Yosemite | 13.1126 | 17.9862 | #N/A | 3101 | 1 | 12kV | 12.068 | 0 | 53.333 | 3.591 | 0 | 3.416 | 1 | 87 | 8048 | 890735 |  |  | 0.42608
083421102 | LAWRENCE 1102 | 1308 | De Anza | 0.084996 | 3.5382 | #N/A | 540 | 1 | 12kV | 12.0594 | 0 | 53.333 | 0.251 | 0 | 6.713 | 1 | 87 | 548 | 81358 |  |  | 0.83726
163722104 | MOSHER 2104 | 1309 | Stockton | 0.014302 | 29.9564 | #N/A | 3465 | 0 | 21kV | 12.0474 | 0 | 18 | 10.829 | 0 | 31.408 | 1 | 63 | 24260 | 2697638 |  |  | 3.9175
063621107 | DEEPWATER 1107 | 1310 | Sacramento | 28.8217 | 20.9957 | #N/A | 3048 | 0 | 12kV | 12.0458 | 0 | 48.889 | 9.412 | 0 | 1.928 | 1 | 85 | 20566 | 2988104 |  |  | 0.24047
152571105 | HORSESHOE 1105 | 1311 | Sierra | 2.2654 | 21.3518 | #N/A | 1329 | 1 | 12kV | 12.0422 | 33.94 | 19.714 | 3.017 | 0 | 3.54 | 35.3263 | 69 | 6969 | 492144 |  |  | 0.44152
182801101 | BAYWOOD 1101 | 1312 | Los Padres | 30.0833 | 2.6616 | 1.4233 | 287 | 2 | 12kV | 12.038 | 46.112 | 12.857 | 0.518 | 0 | 0.703 | 47.6367 | 45 | 1022 | 301222 |  |  | 0.087674
163091103 | CARBONA 1103 | 1313 | Stockton | 4.536 | 18.565 | #N/A | 1769 | 0 | 12kV | 12.036 | 0 | 55.556 | 1.436 | 0 | 3.188 | 1 | 88 | 3257 | 307212 |  |  | 0.39758
083771105 | VASONA 1105 | 1314 | De Anza | 11.9677 | 6.987 | #N/A | 2671 | 0 | 12kV | 12.0228 | 0 | 51.111 | 4.78 | 0 | 4.223 | 1 | 86 | 10840 | 1026671 |  |  | 0.5267
182371112 | LAURELES 1112 | 1315 | Central Coast | 35.8938 | 8.5511 | 28.5944 | 1806 | 0 | 12kV | 12.0102 | 46.112 | 8.571 | 3.692 | 0 | 1.676 | 47.6367 | 30 | 7022 | 2465083 |  |  | 0.20902
013532112 | LAKEWOOD 2112 | 1317 | Diablo | 8.8889 | 16.6272 | #N/A | 2609 | 1 | 21kV | 12.0078 | 0 | 48.889 | 6.513 | 0 | 4.637 | 1 | 85 | 14141 | 2180722 |  |  | 0.57833
082251112 | SAN JOSE A 1112 | 1318 | San Jose | 10.6926 | 8.2051 | #N/A | 5129 | 3 | 12kV | 11.9782 | 0 | 53.333 | 1.252 | 0 | 5.306 | 1 | 87 | 2523 | 660964 |  |  | 0.6618
042051102 | PARKWAY 1102 | 1319 | North Bay | 0.0028409 | 23.2763 | #N/A | 2363 | 0 | 12kV | 11.9658 | 0 | 17.714 | 3.488 | 0 | 38.627 | 1 | 62 | 7628 | 1099609 |  |  | 4.8179
252801114 | MERCED 1114 | 1320 | Yosemite | 104.1681 | 2.731 | #N/A | 677 | 0 | 12kV | 11.9528 | 0 | 57.778 | 1.41 | 0 | 0.576 | 1 | 89 | 3121 | 398907 |  |  | 0.071824
162371110 | STOCKTON A 1110 | 1321 | Stockton | 10.0555 | 20.1148 | #N/A | 2878 | 0 | 12kV | 11.944 | 0 | 51.111 | 5.481 | 0 | 3.128 | 1 | 86 | 12826 | 688825 |  |  | 0.39015
022801120 | LARKIN (Y) 1120 | 1322 | San Francisco | 2.1201 | 7.5453 | #N/A | 4494 | 0 | 12kV | 11.9314 | 0 | 48.889 | 2.937 | 0 | 7.831 | 1 | 85 | 6734 | 541993 |  |  | 0.9768
083432105 | HICKS 2105 | 1323 | San Jose | 9.6867 | 28.0207 | #N/A | 4327 | 0 | 21kV | 11.928 | 0 | 44.444 | 11.204 | 0 | 3.992 | 1 | 83 | 24472 | 3567913 |  |  | 0.49797
022571103 | EAST GRAND 1103 | 1325 | Peninsula | 1.4881 | 4.8393 | #N/A | 225 | 0 | 12kV | 11.918 | 0 | 53.333 | 0.074 | 0 | 6.183 | 1 | 87 | 153 | 33900 |  |  | 0.77118
254611104 | STOREY 1104 | 1327 | Yosemite | 80.5783 | 6.1764 | #N/A | 1981 | 0 | 12kV | 11.9126 | 0 | 51.111 | 6.977 | 0 | 1.475 | 1 | 86 | 15916 | 1385905 |  |  | 0.18403
182821103 | MESA 1103 | 1329 | Los Padres | 75.6461 | 55.9666 | 10.94 | 7531 | 0 | 12kV | 11.8972 | 10.103 | 28.889 | 18.281 | 0 | 2.213 | 11.2183 | 75 | 40862 | 4667261 |  |  | 0.27608
012222104 | NEWARK 2104 | 1330 | Mission | 6.6494 | 14.009 | #N/A | 310 | 2 | 21kV | 11.8918 | 0 | 57.778 | 0.509 | 0 | 1.172 | 1 | 89 | 1138 | 130198 |  |  | 0.14616
182601103 | OCEANO 1103 | 1331 | Los Padres | 11.417 | 29.5871 | 1.291 | 4114 | 0 | 12kV | 11.8478 | 25.266 | 18.286 | 12.174 | 0 | 3.513 | 26.5534 | 64 | 27121 | 3220661 |  |  | 0.43819
014381103 | GRANT 1103 | 1332 | Mission | 4.458 | 10.7184 | #N/A | 587 | 0 | 12kV | 11.8206 | 0 | 55.556 | 0.379 | 0 | 3.168 | 1 | 88 | 838 | 109296 |  |  | 0.39509
182300411 | INDUSTRIAL ACRES 0411 | 1333 | Central Coast | 1.9869 | 0.1713 | #N/A | 112 | 1 | 4.16kV | 11.8156 | 46.112 | 9.143 | 0.88 | 0 | 2.943 | 47.6367 | 32 | 2003 | 181496 |  |  | 0.36705
024161104 | REDWOOD CITY 1104 | 1334 | Peninsula | 1.5571 | 5.3822 | #N/A | 1945 | 1 | 12kV | 11.815 | 0 | 48.889 | 2.816 | 0 | 7.37 | 1 | 85 | 6196 | 841955 |  |  | 0.91921
013501110 | JARVIS 1110 | 1335 | Mission | 6.0003 | 19.6548 | 0.094443 | 2830 | 0 | 12kV | 11.7752 | 13.794 | 35.556 | 6.434 | 0 | 3.092 | 14.9507 | 78 | 13341 | 2930376 |  |  | 0.38572
254251110 | MALAGA 1110 | 1336 | Fresno | 15.874 | 11.4448 | #N/A | 1789 | 0 | 12kV | 11.7662 | 0 | 48.889 | 6.964 | 0 | 2.978 | 1 | 85 | 15771 | 1524329 |  |  | 0.37144
042561105 | FULTON 1105 | 1337 | Sonoma | 41.2652 | 15.6224 | #N/A | 1868 | 1 | 12kV | 11.7334 | 0 | 51.111 | 6.098 | 0 | 1.458 | 1 | 86 | 9201 | 7038883 |  |  | 0.1819
022590402 | RANDOLPH 0402 | 1338 | San Francisco | 1.265 | 3.9222 | #N/A | 1767 | 0 | 4.16kV | 11.7192 | 33.94 | 17.143 | 2.221 | 0 | 5.292 | 35.3263 | 60 | 4834 | 727389 |  |  | 0.66011
182581108 | GOLDTREE 1108 | 1339 | Los Padres | 14.6808 | 5.9812 | 2.5563 | 3328 | 0 | 12kV | 11.719 | 33.94 | 14.286 | 7.08 | 0 | 3.289 | 35.3263 | 50 | 15524 | 2181907 |  |  | 0.41022
254531109 | WAHTOKE 1109 | 1340 | Fresno | 7.6472 | 9.1305 | #N/A | 1472 | 2 | 12kV | 11.6936 | 0 | 53.333 | 1.382 | 0 | 3.753 | 1 | 87 | 3227 | 181831 |  |  | 0.46809
083431111 | HICKS 1111 | 1341 | San Jose | 21.8242 | 3.3416 | #N/A | 3526 | 0 | 12kV | 11.6724 | 0 | 46.667 | 8.815 | 0 | 2.88 | 1 | 84 | 19455 | 2557387 |  |  | 0.35925
253961101 | BULLARD 1101 | 1342 | Fresno | 14.3144 | 8.9799 | #N/A | 3099 | 0 | 12kV | 11.6716 | 0 | 51.111 | 3.062 | 0 | 4.185 | 1 | 86 | 7003 | 584696 |  |  | 0.52195
182671111 | SANTA MARIA 1111 | 1343 | Los Padres | 13.4863 | 10.671 | #N/A | 4060 | 0 | 12kV | 11.6692 | 0 | 51.111 | 3.12 | 0 | 4.115 | 1 | 86 | 7075 | 670537 |  |  | 0.51326
022470402 | ACTON 0402 | 1344 | San Francisco | 4.4156 | 0.20485 | #N/A | 1939 | 0 | 4.16kV | 11.6462 | 0 | 51.111 | 2.646 | 0 | 4.474 | 1 | 86 | 5998 | 571602 |  |  | 0.55798
103331104 | CORNING 1104 | 1345 | North Valley | 111.3959 | 5.3592 | #N/A | 2150 | 2 | 12kV | 11.6246 | 18.784 | 31.111 | 7.123 | 0 | 1.105 | 19.9979 | 76 | 15279 | 2613729 |  |  | 0.13785
254072107 | STOCKDALE 2107 | 1346 | Kern | 1.8489 | 36.5552 | #N/A | 4158 | 0 | 21kV | 11.6018 | 0 | 44.444 | 6.905 | 0 | 6.66 | 1 | 83 | 15715 | 1415454 |  |  | 0.83075
252081104 | TAFT 1104 | 1347 | Kern | 13.3685 | 12.2344 | #N/A | 2986 | 0 | 12kV | 11.5758 | 0 | 51.111 | 2.589 | 0 | 4.179 | 1 | 86 | 5251 | 1324454 |  |  | 0.52129
022580402 | OCEAN 0402 | 1348 | San Francisco | 2.9709 | 3.3648 | #N/A | 1223 | 0 | 4.16kV | 11.5712 | 33.94 | 14.571 | 2.175 | 0 | 7.17 | 35.3263 | 51 | 4782 | 653237 |  |  | 0.89433
253701107 | WESTPARK 1107 | 1349 | Kern | 5.4034 | 5.4146 | #N/A | 394 | 1 | 12kV | 11.571 | 0 | 53.333 | 0.478 | 0 | 4.044 | 1 | 87 | 1044 | 153583 |  |  | 0.50445
252771101 | MAGUNDEN 1101 | 1350 | Kern | 20.6963 | 6.0615 | #N/A | 3541 | 0 | 12kV | 11.5392 | 0 | 37.778 | 16.074 | 0 | 3.844 | 1 | 79 | 36495 | 3403796 |  |  | 0.4795
022100405 | SF H 0405 | 1351 | Peninsula | 2.4492 | 0.41636 | #N/A | 620 | 1 | 4.16kV | 11.5174 | 33.94 | 19.714 | 0.657 | 0 | 3.276 | 35.3263 | 69 | 1479 | 155597 |  |  | 0.40861
182011105 | SALINAS 1105 | 1352 | Central Coast | 10.749 | 25.1627 | #N/A | 5701 | 1 | 12kV | 11.5162 | 0 | 42.222 | 11.509 | 0 | 3.85 | 1 | 82 | 25960 | 2649787 |  |  | 0.48015
022031116 | POTRERO PP (A) 1116 | 1353 | San Francisco | 2.1376 | 0.6012 | #N/A | 1533 | 5 | 12kV | 11.5076 | 0 | 51.111 | 0.265 | 0 | 6.162 | 1 | 86 | 526 | 150158 |  |  | 0.76857
252921110 | STONE CORRAL 1110 | 1354 | Fresno | 62.8844 | 0.33845 | 2.3189 | 774 | 0 | 12kV | 11.485 | 25.266 | 28.889 | 2.462 | 0 | 0.808 | 26.5534 | 75 | 5517 | 611178 |  |  | 0.1008
252171108 | CORCORAN 1108 | 1355 | Fresno | 25.0521 | 5.3501 | #N/A | 2442 | 0 | 12kV | 11.471 | 0 | 51.111 | 3.906 | 0 | 2.338 | 1 | 86 | 8270 | 1566587 |  |  | 0.29162
162701707 | VIERRA 1707 | 1356 | Stockton | 48.1609 | 31.3463 | #N/A | 3991 | 2 | 17kV | 11.4702 | 0 | 48.889 | 7.284 | 0 | 1.178 | 1 | 85 | 16463 | 1634784 |  |  | 0.14694
022130410 | SF K 0410 | 1357 | San Francisco | 2.0289 | 0.89689 | #N/A | 1770 | 0 | 4.16kV | 11.4616 | 33.94 | 17.429 | 0.957 | 0 | 4.982 | 35.3263 | 61 | 2136 | 247705 |  |  | 0.62145
163071101 | CHANNEL 1101 | 1358 | Stockton | 9.8047 | 1.1063 | #N/A | 686 | 5 | 12kV | 11.4536 | 25.266 | 26.667 | 1.849 | 0 | 3.486 | 26.5534 | 74 | 4096 | 518606 |  |  | 0.43482
162091101 | MIDDLE RIVER 1101 | 1359 | Stockton | 31.3294 | 0.19761 | #N/A | 56 | 0 | 12kV | 11.4466 | 46.112 | 10.571 | 0.221 | 0 | 0.329 | 47.6367 | 37 | 456 | 104147 |  |  | 0.040995
013532223 | LAKEWOOD 2223 | 1360 | Diablo | 9.1119 | 11.3253 | #N/A | 2288 | 3 | 21kV | 11.4368 | 0 | 51.111 | 2.179 | 0 | 3.894 | 1 | 86 | 4847 | 585095 |  |  | 0.48574
254072109 | STOCKDALE 2109 | 1361 | Kern | 8.4476 | 33.902 | #N/A | 3930 | 0 | 21kV | 11.4352 | 0 | 48.889 | 4.556 | 0 | 3.731 | 1 | 85 | 10026 | 1357489 |  |  | 0.46531
255322102 | TEVIS 2102 | 1362 | Kern | 2.2849 | 34.8484 | #N/A | 3752 | 0 | 21kV | 11.4332 | 0 | 51.111 | 1.229 | 0 | 4.826 | 1 | 86 | 2814 | 231422 |  |  | 0.60195
083701104 | STONE 1104 | 1363 | San Jose | 5.6796 | 7.5022 | #N/A | 2304 | 4 | 12kV | 11.43 | 0 | 51.111 | 0.515 | 0 | 5.524 | 1 | 86 | 1049 | 257466 |  |  | 0.68903
012221107 | NEWARK 1107 | 1364 | Mission | 21.4647 | 7.6255 | #N/A | 4314 | 2 | 12kV | 11.4192 | 0 | 42.222 | 11.633 | 0 | 3.241 | 1 | 82 | 25251 | 3900457 |  |  | 0.40425
255361110 | LE GRAND 1110 | 1365 | Yosemite | 96.717 | 2.4998 | #N/A | 1035 | 1 | 12kV | 11.3912 | 25.266 | 28.889 | 2.193 | 0 | 0.608 | 26.5534 | 75 | 5059 | 365098 |  |  | 0.075893
024021103 | BELLE HAVEN 1103 | 1366 | Peninsula | 4.2643 | 3.4908 | #N/A | 864 | 0 | 12kV | 11.3894 | 0 | 55.556 | 0.219 | 0 | 1.172 | 1 | 88 | 427 | 133010 |  |  | 0.14616
254411106 | MC MULLIN 1106 | 1367 | Fresno | 100.789 | 0.56339 | #N/A | 1024 | 0 | 12kV | 11.3824 | 13.794 | 40 | 2.335 | 0 | 0.783 | 14.9507 | 81 | 5229 | 582851 |  |  | 0.097659
082251110 | SAN JOSE A 1110 | 1368 | San Jose | 9.5802 | 8.893 | #N/A | 5130 | 1 | 12kV | 11.3814 | 0 | 46.667 | 5.121 | 0 | 5.119 | 1 | 84 | 11100 | 1737949 |  |  | 0.63844
254072105 | STOCKDALE 2105 | 1369 | Kern | 4.8435 | 36.9844 | #N/A | 4098 | 0 | 21kV | 11.3778 | 0 | 48.889 | 2.762 | 0 | 5.238 | 1 | 85 | 5914 | 1027669 |  |  | 0.65338
252041103 | AIRWAYS 1103 | 1370 | Fresno | 8.2367 | 20.1466 | #N/A | 2238 | 2 | 12kV | 11.3776 | 0 | 48.889 | 4.078 | 0 | 3.921 | 1 | 85 | 9472 | 599184 |  |  | 0.48902
022031103 | POTRERO PP (A) 1103 | 1371 | San Francisco | 1.8072 | 3.7617 | #N/A | 954 | 0 | 12kV | 11.374 | 33.94 | 14.857 | 1.113 | 0 | 6.96 | 35.3263 | 52 | 2548 | 209951 |  |  | 0.86806
014161102 | ROSSMOOR 1102 | 1372 | Diablo | 1.4368 | 22.7645 | 0.0028423 | 3094 | 0 | 12kV | 11.3704 | 33.94 | 15.714 | 4.594 | 0 | 2.604 | 35.3263 | 55 | 10210 | 1246853 |  |  | 0.32475
013111116 | SAN LEANDRO U 1116 | 1373 | Mission | 7.955 | 6.4937 | #N/A | 2687 | 1 | 12kV | 11.3542 | 0 | 48.889 | 3.15 | 0 | 4.732 | 1 | 85 | 6757 | 1154392 |  |  | 0.59023
252051106 | ASHLAN AVE 1106 | 1374 | Fresno | 18.7496 | 3.349 | #N/A | 2351 | 0 | 12kV | 11.305 | 0 | 51.111 | 2.005 | 0 | 3.409 | 1 | 86 | 4543 | 435443 |  |  | 0.42514
254912101 | WOODCHUCK 2101 | 1375 | Fresno | 5.4856 | 2.5507 | #N/A | 71 | 0 | 21kV | 11.2934 | 46.112 | 9.429 | 0.17 | 0 | 0.756 | 47.6367 | 33 | 330 | 104824 |  |  | 0.09431
102971101 | SYCAMORE CREEK 1101 | 1376 | North Valley | 4.7687 | 15.4587 | #N/A | 3013 | 0 | 12kV | 11.2788 | 0 | 48.889 | 1.916 | 0 | 5.589 | 1 | 85 | 4294 | 475380 |  |  | 0.69716
063441106 | PLAINFIELD 1106 | 1377 | Sacramento | 47.5457 | 28.2088 | #N/A | 3147 | 0 | 12kV | 11.2768 | 0 | 53.333 | 2.044 | 0 | 1.007 | 1 | 87 | 4274 | 887373 |  |  | 0.12555
253731104 | WEST FRESNO 1104 | 1378 | Fresno | 16.4234 | 12.8719 | #N/A | 3078 | 0 | 12kV | 11.2312 | 0 | 51.111 | 1.628 | 0 | 3.417 | 1 | 86 | 3480 | 610994 |  |  | 0.42622
252261102 | LIVINGSTON 1102 | 1379 | Yosemite | 13.6221 | 0.1122 | #N/A | 79 | 0 | 12kV | 11.2298 | 46.112 | 9.143 | 0.185 | 0 | 0.709 | 47.6367 | 32 | 402 | 61350 |  |  | 0.088388
022101102 | SF H 1102 | 1380 | Peninsula | 6.9354 | 10.4213 | #N/A | 2260 | 1 | 12kV | 11.206 | 18.784 | 22.222 | 9.582 | 0 | 5.442 | 19.9979 | 72 | 21417 | 2449550 |  |  | 0.67882
252091106 | CANAL 1106 | 1381 | Yosemite | 7.5565 | 11.695 | #N/A | 1734 | 0 | 12kV | 11.171 | 0 | 51.111 | 1.104 | 0 | 3.64 | 1 | 86 | 2492 | 251011 |  |  | 0.45401
022680401 | PLYMOUTH 0401 | 1382 | San Francisco | 4.5186 | 0.21736 | #N/A | 1991 | 0 | 4.16kV | 11.143 | 25.266 | 24.444 | 2.183 | 0 | 3.822 | 26.5534 | 73 | 4802 | 654259 |  |  | 0.47667
163021102 | TERMINOUS 1102 | 1383 | Stockton | 22.7043 | 1.8346 | #N/A | 319 | 0 | 12kV | 11.1328 | 46.112 | 8.286 | 0.841 | 0 | 0.425 | 47.6367 | 29 | 1834 | 270105 |  |  | 0.052975
252411106 | COPPERMINE 1106 | 1384 | Fresno | 7.9854 | 6.6049 | #N/A | 599 | 0 | 12kV | 11.1282 | 46.112 | 7.429 | 0.472 | 0 | 1.628 | 47.6367 | 26 | 968 | 229147 |  |  | 0.2031
062041102 | DAVIS 1102 | 1385 | Sacramento | 6.4686 | 18.2159 | #N/A | 3389 | 0 | 12kV | 11.1278 | 0 | 44.444 | 6.503 | 0 | 4.692 | 1 | 83 | 14331 | 1913981 |  |  | 0.58523
022871115 | EMBARCADERO (Z) 1115 | 1386 | San Francisco | 0.30755 | 5.8806 | #N/A | 2088 | 651 | 12kV | 11.121 | 0 | 40 | 2.343 | 0 | 13.262 | 1 | 80 | 5434 | 353838 |  |  | 1.6541
252421113 | DAIRYLAND 1113 | 1387 | Yosemite | 83.0234 | 0.95182 | #N/A | 635 | 2 | 12kV | 11.119 | 0 | 53.333 | 1.525 | 0 | 0.737 | 1 | 87 | 3424 | 369762 |  |  | 0.091933
082261117 | SAN JOSE B 1117 | 1388 | San Jose | 3.6288 | 7.013 | #N/A | 700 | 7 | 12kV | 11.1174 | 0 | 48.889 | 1.803 | 0 | 4.895 | 1 | 85 | 4113 | 356632 |  |  | 0.61055
163741102 | HERDLYN 1102 | 1389 | Stockton | 67.9547 | 15.8061 | #N/A | 904 | 2 | 12kV | 11.1114 | 33.94 | 15.429 | 5.438 | 0 | 0.75 | 35.3263 | 54 | 11993 | 1590077 |  |  | 0.093498
253541102 | SANTA RITA 1102 | 1390 | Yosemite | 86.0313 | 0.28595 | #N/A | 532 | 1 | 12kV | 11.1106 | 0 | 53.333 | 1.7 | 0 | 0.52 | 1 | 87 | 3574 | 713944 |  |  | 0.064879
083611111 | BRITTON 1111 | 1391 | De Anza | 1.2714 | 6.8275 | #N/A | 848 | 1 | 12kV | 11.0852 | 0 | 46.667 | 2.469 | 0 | 6.29 | 1 | 84 | 5508 | 643411 |  |  | 0.7845
022641102 | DALY CITY 1102 | 1392 | Peninsula | 7.5526 | 8.1411 | #N/A | 4415 | 1 | 12kV | 11.0626 | 0 | 40 | 8.497 | 0 | 6.816 | 1 | 80 | 18812 | 2392750 |  |  | 0.85019
252721110 | KERN OIL 1110 | 1393 | Kern | 8.5422 | 8.0358 | #N/A | 2665 | 0 | 12kV | 11.022 | 0 | 46.667 | 4.302 | 0 | 4.141 | 1 | 84 | 9526 | 1210478 |  |  | 0.51653
252091101 | CANAL 1101 | 1394 | Yosemite | 68.7783 | 17.9417 | #N/A | 2512 | 1 | 12kV | 11.0178 | 0 | 48.889 | 5.56 | 0 | 0.64 | 1 | 85 | 12677 | 1112793 |  |  | 0.079846
252411112 | COPPERMINE 1112 | 1395 | Fresno | 15.6752 | 0.010814 | #N/A | 247 | 0 | 12kV | 11.0062 | 46.112 | 7.429 | 0.38 | 0 | 1.11 | 47.6367 | 26 | 850 | 95861 |  |  | 0.13846
042031123 | ALTO 1123 | 1397 | North Bay | 20.646 | 27.8772 | 2.3955 | 4800 | 0 | 12kV | 10.9704 | 0 | 42.222 | 9.594 | 0 | 3.036 | 1 | 82 | 20989 | 3012837 |  |  | 0.37873
013111107 | SAN LEANDRO U 1107 | 1398 | Mission | 15.0601 | 12.6241 | 0.061986 | 6382 | 0 | 12kV | 10.9648 | 0 | 42.222 | 7.771 | 0 | 4.831 | 1 | 82 | 17940 | 1278772 |  |  | 0.60262
102971109 | SYCAMORE CREEK 1109 | 1399 | North Valley | 13.4235 | 24.4481 | 0.58228 | 2565 | 0 | 12kV | 10.9638 | 0 | 51.111 | 0.853 | 0 | 2.855 | 1 | 86 | 1819 | 327413 |  |  | 0.35611
083432111 | HICKS 2111 | 1400 | San Jose | 4.6483 | 30.0365 | #N/A | 5452 | 2 | 21kV | 10.959 | 0 | 40 | 9.459 | 0 | 5.336 | 1 | 80 | 21357 | 2152126 |  |  | 0.6655
014232114 | SAN RAMON 2114 | 1401 | Mission | 1.6837 | 17.4488 | #N/A | 1035 | 2 | 21kV | 10.9434 | 25.266 | 24.444 | 0.893 | 0 | 4.114 | 26.5534 | 73 | 1934 | 304096 |  |  | 0.51307
083701109 | STONE 1109 | 1402 | San Jose | 8.3245 | 8.6157 | #N/A | 3581 | 1 | 12kV | 10.943 | 0 | 44.444 | 4.984 | 0 | 5.287 | 1 | 83 | 11332 | 1034719 |  |  | 0.6594
182951101 | FOOTHILL 1101 | 1403 | Los Padres | 37.8394 | 1.8035 | 17.8092 | 384 | 0 | 12kV | 10.936 | 46.112 | 2.286 | 5.653 | 0 | 0.629 | 47.6367 | 8 | 12391 | 1745758 |  |  | 0.078444
252211104 | BIOLA 1104 | 1404 | Fresno | 53.081 | 0.081415 | #N/A | 596 | 0 | 12kV | 10.9256 | 46.112 | 6 | 1.584 | 0 | 0.932 | 47.6367 | 21 | 3507 | 445648 |  |  | 0.11627
163801701 | RIPON 1701 | 1405 | Stockton | 63.9836 | 11.0665 | #N/A | 1951 | 0 | 17kV | 10.9076 | 33.94 | 17.143 | 2.098 | 0 | 1.357 | 35.3263 | 60 | 4682 | 544348 |  |  | 0.16923
252552103 | TEMBLOR 2103 | 1406 | Kern | 28.9289 | 0.11371 | #N/A | 36 | 9 | 21kV | 10.9052 | 33.94 | 20 | 0.329 | 0 | 0.257 | 35.3263 | 70 | 622 | 223003 |  |  | 0.032042
024031104 | BELMONT 1104 | 1407 | Peninsula | 7.1468 | 4.7182 | #N/A | 2649 | 1 | 12kV | 10.893 | 0 | 48.889 | 1.101 | 0 | 4.475 | 1 | 85 | 2354 | 412780 |  |  | 0.55819
253422102 | PANAMA 2102 | 1409 | Kern | 34.0963 | 24.4416 | #N/A | 5845 | 0 | 21kV | 10.8838 | 0 | 40 | 11.632 | 0 | 2.787 | 1 | 81 | 26250 | 2660228 |  |  | 0.3476
024020401 | BELLE HAVEN 0401 | 1410 | Peninsula | 9.4072 | 0.98566 | #N/A | 1628 | 0 | 4.16kV | 10.8766 | 0 | 48.889 | 1.864 | 0 | 3.63 | 1 | 85 | 4019 | 659368 |  |  | 0.45272
063131110 | WEST SACRAMENTO 1110 | 1411 | Sacramento | 9.1203 | 12.8515 | #N/A | 2881 | 0 | 12kV | 10.8582 | 0 | 46.667 | 3.098 | 0 | 4.526 | 1 | 84 | 6737 | 1022884 |  |  | 0.56457
254611111 | STOREY 1111 | 1412 | Yosemite | 29.4584 | 13.3776 | #N/A | 2841 | 0 | 12kV | 10.8578 | 10.103 | 40 | 1.319 | 0 | 2.867 | 11.2183 | 81 | 2860 | 446761 |  |  | 0.35757
082952108 | EDENVALE 2108 | 1413 | San Jose | 2.8657 | 29.6294 | #N/A | 6653 | 1 | 21kV | 10.8352 | 0 | 37.778 | 10.204 | 0 | 6.194 | 1 | 79 | 23173 | 2155223 |  |  | 0.77255
253961108 | BULLARD 1108 | 1414 | Fresno | 1.6016 | 3.0836 | #N/A | 847 | 1 | 12kV | 10.808 | 0 | 48.889 | 0.351 | 0 | 4.8 | 1 | 85 | 793 | 78802 |  |  | 0.59865
253881102 | EL CAPITAN 1102 | 1415 | Yosemite | 16.6131 | 14.5329 | #N/A | 1245 | 5 | 12kV | 10.8056 | 0 | 51.111 | 1.103 | 0 | 1.814 | 1 | 86 | 2431 | 323510 |  |  | 0.22622
083671110 | WOLFE 1110 | 1416 | De Anza | 2.0133 | 10.119 | #N/A | 1862 | 0 | 12kV | 10.793 | 0 | 46.667 | 2.518 | 0 | 4.78 | 1 | 84 | 5455 | 858646 |  |  | 0.59615
252731101 | KETTLEMAN HILLS 1101 | 1417 | Fresno | 38.5025 | 0.36178 | #N/A | 67 | 3 | 12kV | 10.7844 | 0 | 53.333 | 0.294 | 0 | 0.295 | 1 | 87 | 631 | 108885 |  |  | 0.036773
162771106 | LAMMERS 1106 | 1418 | Stockton | 2.4144 | 22.3375 | #N/A | 2350 | 0 | 12kV | 10.7788 | 0 | 51.111 | 0.193 | 0 | 2.59 | 1 | 86 | 411 | 74456 |  |  | 0.32299
252802101 | MERCED 2101 | 1419 | Yosemite | 30.5634 | 18.0491 | #N/A | 4801 | 0 | 21kV | 10.772 | 0 | 33.333 | 17.241 | 0 | 3.286 | 1 | 77 | 39313 | 3443112 |  |  | 0.40991
083901102 | AMES 1102 | 1420 | De Anza | 3.6162 | 4.2576 | #N/A | 95 | 1 | 12kV | 10.7514 | 0 | 51.111 | 0.054 | 0 | 2.592 | 1 | 86 | 101 | 38044 |  |  | 0.32331
253882110 | EL CAPITAN 2110 | 1421 | Yosemite | 14.7042 | 32.1503 | #N/A | 4660 | 0 | 21kV | 10.7418 | 0 | 40 | 9.659 | 0 | 4.05 | 1 | 80 | 22182 | 1732939 |  |  | 0.50513
253461101 | CARRIZO PLAINS 1101 | 1422 | Kern | 95.5763 | 0.5368 | #N/A | 333 | 1 | 12kV | 10.7154 | 46.112 | 5.714 | 1.524 | 0 | 0.227 | 47.6367 | 20 | 2608 | 1377338 |  |  | 0.028305
252801116 | MERCED 1116 | 1423 | Yosemite | 76.6311 | 4.5069 | #N/A | 1860 | 0 | 12kV | 10.7054 | 0 | 48.889 | 3.597 | 0 | 1.041 | 1 | 85 | 8125 | 813900 |  |  | 0.12983
102041103 | NOTRE DAME 1103 | 1424 | North Valley | 7.2099 | 17.0232 | #N/A | 1615 | 0 | 12kV | 10.6956 |  | 12.571 | 0.12 | 0 | 40.787 |  | 44 | 234 | 73143 |  |  | 5.0873
252761104 | MADERA 1104 | 1425 | Yosemite | 14.9094 | 7.7689 | #N/A | 2202 | 2 | 12kV | 10.6926 | 0 | 37.778 | 12.064 | 0 | 3.621 | 1 | 79 | 27588 | 2311355 |  |  | 0.45162
013761107 | MT EDEN 1107 | 1426 | Mission | 6.8381 | 18.0767 | #N/A | 1936 | 1 | 12kV | 10.6866 | 0 | 44.444 | 4.705 | 0 | 4.284 | 1 | 83 | 10448 | 1286057 |  |  | 0.53432
254552107 | FIGARDEN 2107 | 1427 | Fresno | 5.222 | 37.3362 | #N/A | 3739 | 0 | 21kV | 10.6674 | 0 | 40 | 10.283 | 0 | 3.054 | 1 | 81 | 23571 | 1900266 |  |  | 0.38086
252341112 | REEDLEY 1112 | 1428 | Fresno | 89.691 | 4.0234 | 0.0028032 | 3025 | 2 | 12kV | 10.6566 | 18.784 | 22.222 | 11.011 | 0 | 1.266 | 19.9979 | 72 | 24886 | 2472500 |  |  | 0.15796
022690403 | MILLBRAE 0403 | 1429 | Peninsula | 4.8578 | 0.83576 | #N/A | 1306 | 3 | 4.16kV | 10.65 | 0 | 48.889 | 0.167 | 0 | 4.194 | 1 | 85 | 310 | 122420 |  |  | 0.52307
083481103 | STELLING 1103 | 1430 | De Anza | 2.8512 | 5.5133 | #N/A | 1269 | 0 | 12kV | 10.6436 | 0 | 48.889 | 0.189 | 0 | 4.14 | 1 | 85 | 375 | 107248 |  |  | 0.51633
103251101 | TRES VIAS 1101 | 1431 | North Valley | 98.3305 | 3.8012 | #N/A | 1335 | 2 | 12kV | 10.636 | 0 | 48.889 | 3.573 | 0 | 0.718 | 1 | 85 | 8117 | 752303 |  |  | 0.089605
254121104 | MC CALL 1104 | 1432 | Fresno | 16.6479 | 10.7911 | #N/A | 2982 | 0 | 12kV | 10.6312 | 0 | 46.667 | 3.295 | 0 | 3.194 | 1 | 84 | 7546 | 618828 |  |  | 0.39833
042461101 | BASALT 1101 | 1433 | North Bay | 10.8683 | 8.172 | #N/A | 2063 | 4 | 12kV | 10.6312 | 10.103 | 35.556 | 3.693 | 0 | 3.804 | 11.2183 | 78 | 8019 | 1234910 |  |  | 0.47448
102831102 | PARADISE 1102 | 1434 | North Valley | 0.0027959 | 0.046101 | 15.078 | 0 | 0 | 12kV | 10.6296 |  | 0 | 53.148 | 0 |  |  | 0 | 24580 | 130155951
013471125 | RICHMOND R 1125 | 1435 | East Bay | 4.5931 | 12.9383 | #N/A | 2358 | 0 | 12kV | 10.623 | 0 | 40 | 7.393 | 0 | 5.722 | 1 | 81 | 16974 | 1333186 |  |  | 0.71374
082921104 | EL PATIO 1104 | 1436 | De Anza | 11.7697 | 6.9877 | #N/A | 3638 | 0 | 12kV | 10.5906 | 0 | 37.778 | 11.336 | 0 | 3.839 | 1 | 79 | 24786 | 3578974 |  |  | 0.47879
083371108 | SARATOGA 1108 | 1437 | De Anza | 18.5445 | 5.8762 | #N/A | 3517 | 0 | 12kV | 10.5878 | 0 | 46.667 | 2.5 | 0 | 3.772 | 1 | 84 | 5217 | 1096813 |  |  | 0.47053
014232110 | SAN RAMON 2110 | 1438 | Mission | 0.10253 | 29.0705 | #N/A | 3036 | 0 | 21kV | 10.5838 | 25.266 | 18.571 | 5.154 | 0 | 3.928 | 26.5534 | 65 | 11561 | 1265753 |  |  | 0.48999
013652114 | CONTRA COSTA 2114 | 1439 | Diablo | 1.7266 | 35.332 | #N/A | 3323 | 0 | 21kV | 10.5792 | 0 | 40 | 8.336 | 0 | 4.56 | 1 | 81 | 19565 | 973982 |  |  | 0.56881
252371101 | CARUTHERS 1101 | 1440 | Fresno | 81.5582 | 0.67864 | #N/A | 871 | 0 | 12kV | 10.577 | 0 | 48.889 | 3.044 | 0 | 0.952 | 1 | 85 | 6979 | 561095 |  |  | 0.11872
253731111 | WEST FRESNO 1111 | 1441 | Fresno | 34.0401 | 8.1047 | #N/A | 2631 | 0 | 12kV | 10.5682 | 0 | 42.222 | 7.923 | 0 | 2.696 | 1 | 82 | 18241 | 1364316 |  |  | 0.33632
182011102 | SALINAS 1102 | 1442 | Central Coast | 21.2312 | 15.1968 | #N/A | 6866 | 2 | 12kV | 10.567 | 0 | 26.667 | 22.257 | 0 | 3.911 | 1 | 74 | 49178 | 6391812 |  |  | 0.48783
062061106 | DIXON 1106 | 1443 | Sacramento | 10.2868 | 24.7639 | #N/A | 2588 | 0 | 12kV | 10.5552 | 0 | 51.111 | 0.622 | 0 | 1.043 | 1 | 86 | 1421 | 120579 |  |  | 0.13006
012960401 | CONCORD NO 1 0401 | 1445 | Diablo | 4.7524 | 0.72252 | #N/A | 782 | 0 | 4.16kV | 10.5522 | 0 | 48.889 | 0.242 | 0 | 3.63 | 1 | 85 | 532 | 71894 |  |  | 0.45275
014232101 | SAN RAMON 2101 | 1446 | Mission | 1.0724 | 51.9595 | 0.57317 | 6081 | 1 | 21kV | 10.5452 | 0 | 46.667 | 4.522 | 0 | 1.537 | 1 | 84 | 10287 | 933641 |  |  | 0.19176
252761118 | MADERA 1118 | 1447 | Yosemite | 9.1728 | 16.8284 | #N/A | 2339 | 0 | 12kV | 10.545 | 0 | 40 | 8.64 | 0 | 4.085 | 1 | 80 | 19334 | 2180105 |  |  | 0.50948
013111106 | SAN LEANDRO U 1106 | 1448 | Mission | 12.3187 | 5.6769 | #N/A | 2411 | 1 | 12kV | 10.51 | 0 | 46.667 | 2.247 | 0 | 3.636 | 1 | 84 | 5058 | 530979 |  |  | 0.45349
253571111 | BARTON 1111 | 1449 | Fresno | 15.4893 | 9.5277 | #N/A | 2748 | 0 | 12kV | 10.5028 | 0 | 42.222 | 6.307 | 0 | 3.985 | 1 | 82 | 14504 | 1106236 |  |  | 0.49703
082031108 | MOUNTAIN VIEW 1108 | 1450 | De Anza | 14.6664 | 7.2229 | #N/A | 5939 | 0 | 12kV | 10.4992 | 0 | 33.333 | 14.772 | 0 | 4.391 | 1 | 77 | 30473 | 6922700 |  |  | 0.54765
253601105 | LEMOORE 1105 | 1451 | Fresno | 12.1176 | 18.3275 | #N/A | 2748 | 1 | 12kV | 10.499 | 0 | 44.444 | 5.031 | 0 | 3.02 | 1 | 83 | 11428 | 1057826 |  |  | 0.37666
182011106 | SALINAS 1106 | 1452 | Central Coast | 18.5995 | 11.1424 | #N/A | 4562 | 1 | 12kV | 10.487 | 0 | 37.778 | 11.016 | 0 | 3.641 | 1 | 79 | 24708 | 2709156 |  |  | 0.45413
022340402 | BEACH (Q) 0402 | 1453 | San Francisco | 2.0354 | 2.8083 | #N/A | 1658 | 0 | 4.16kV | 10.4826 | 0 | 46.667 | 0.711 | 0 | 5.035 | 1 | 84 | 1369 | 455503 |  |  | 0.62798
062041105 | DAVIS 1105 | 1454 | Sacramento | 7.7763 | 8.9111 | #N/A | 3577 | 0 | 12kV | 10.4704 | 0 | 40 | 7.671 | 0 | 4.681 | 1 | 80 | 16801 | 2386683 |  |  | 0.58386
062041104 | DAVIS 1104 | 1455 | Sacramento | 5.6697 | 15.8054 | #N/A | 3062 | 0 | 12kV | 10.469 | 0 | 37.778 | 9.246 | 0 | 5.321 | 1 | 79 | 20782 | 2220142 |  |  | 0.66369
163481109 | WEBER 1109 | 1456 | Stockton | 61.1113 | 8.2298 | #N/A | 1556 | 3 | 12kV | 10.4626 | 0 | 46.667 | 4.434 | 0 | 1.212 | 1 | 84 | 9825 | 1239978 |  |  | 0.1512
083431113 | HICKS 1113 | 1457 | San Jose | 19.1937 | 4.8803 | #N/A | 3360 | 0 | 12kV | 10.4614 | 0 | 44.444 | 4.829 | 0 | 3.034 | 1 | 83 | 10568 | 1512588 |  |  | 0.37845
254552111 | FIGARDEN 2111 | 1458 | Fresno | 4.8771 | 25.1292 | #N/A | 2838 | 0 | 21kV | 10.4462 | 0 | 40 | 7.609 | 0 | 4.622 | 1 | 80 | 18044 | 661714 |  |  | 0.57646
083912111 | PIERCY 2111 | 1459 | San Jose | 0.91256 | 15.5642 | #N/A | 469 | 5 | 21kV | 10.4258 | 10.103 | 40 | 0.344 | 0 | 1.682 | 11.2183 | 81 | 710 | 159371 |  |  | 0.2098
253371116 | BAKERSFIELD 1116 | 1460 | Kern | 17.774 | 1.3349 | #N/A | 2968 | 0 | 12kV | 10.4132 | 0 | 44.444 | 3.745 | 0 | 3.877 | 1 | 83 | 8471 | 833481 |  |  | 0.48352
183221111 | TRES PINOS 1111 | 1461 | Central Coast | 32.8432 | 0.98337 | 0.10269 | 386 | 1 | 12kV | 10.4132 | 46.112 | 4.857 | 0.431 | 0 | 0.666 | 47.6367 | 17 | 770 | 348139 |  |  | 0.083095
162111102 | LODI 1102 | 1462 | Stockton | 122.0842 | 10.3578 | #N/A | 1948 | 4 | 12kV | 10.3892 | 0 | 42.222 | 8.639 | 0 | 1.085 | 1 | 82 | 18662 | 3009380 |  |  | 0.13537
252051116 | ASHLAN AVE 1116 | 1463 | Fresno | 19.1302 | 0.63077 | #N/A | 3182 | 0 | 12kV | 10.3812 | 0 | 44.444 | 4.132 | 0 | 3.33 | 1 | 83 | 9251 | 1035111 |  |  | 0.41531
022031112 | POTRERO PP (A) 1112 | 1464 | San Francisco | 0.92488 | 5.6602 | #N/A | 684 | 0 | 12kV | 10.379 | 0 | 40 | 0.848 | 0 | 11.047 | 1 | 81 | 2008 | 77243 |  |  | 1.3779
022490403 | YOSEMITE 0403 | 1465 | San Francisco | 0.0022313 | 0.032821 | #N/A | 0 | 0 | 4.16kV | 10.3786 | 0 |  | 0 | 0 | 51.893 | 1 |  | 0 | 0 |  |  | 6.4726
253921106 | MANCHESTER 1106 | 1466 | Fresno | 14.8658 | 1.3462 | #N/A | 2905 | 0 | 12kV | 10.327 | 0 | 40 | 8.082 | 0 | 3.553 | 1 | 80 | 18410 | 1636584 |  |  | 0.44313
163481102 | WEBER 1102 | 1467 | Stockton | 31.6281 | 9.5748 | #N/A | 893 | 1 | 12kV | 10.3238 | 0 | 48.889 | 1.775 | 0 | 0.955 | 1 | 85 | 3946 | 479065 |  |  | 0.11909
082311110 | ALMADEN 1110 | 1468 | San Jose | 12.9144 | 8.3272 | #N/A | 3414 | 0 | 12kV | 10.3094 | 0 | 35.556 | 12.904 | 0 | 3.087 | 1 | 78 | 29795 | 2116762 |  |  | 0.385
253571112 | BARTON 1112 | 1469 | Fresno | 3.3668 | 10.8825 | #N/A | 1601 | 0 | 12kV | 10.3042 | 0 | 44.444 | 1.843 | 0 | 5.234 | 1 | 83 | 4075 | 524761 |  |  | 0.65281
152442103 | PLEASANT GROVE 2103 | 1470 | Sierra | 1.8885 | 34.9136 | #N/A | 2010 | 2 | 21kV | 10.3038 | 33.94 | 14 | 2.365 | 0 | 1.214 | 35.3263 | 49 | 5299 | 588590 |  |  | 0.15148
253571110 | BARTON 1110 | 1471 | Fresno | 16.3439 | 4.0342 | #N/A | 3086 | 1 | 12kV | 10.2956 | 0 | 42.222 | 5.32 | 0 | 3.936 | 1 | 82 | 12112 | 1085560 |  |  | 0.49098
022610402 | PORTOLA 0402 | 1472 | San Francisco | 3.5879 | 2.752 | #N/A | 1103 | 0 | 4.16kV | 10.2924 | 25.266 | 19.429 | 0.975 | 0 | 5.792 | 26.5534 | 68 | 1886 | 613069 |  |  | 0.72237
253411103 | LAKEVIEW 1103 | 1473 | Kern | 22.4523 | 0.80291 | #N/A | 69 | 2 | 12kV | 10.2526 | 33.94 | 16.857 | 0.055 | 0 | 0.411 | 35.3263 | 59 | 104 | 37813 |  |  | 0.051289
182391104 | OILFIELDS 1104 | 1474 | Central Coast | 35.5342 | 0.19817 | #N/A | 106 | 6 | 12kV | 10.2406 | 46.112 | 4.571 | 0.217 | 0 | 0.303 | 47.6367 | 16 | 362 | 208102 |  |  | 0.037784
062031112 | WOODLAND 1112 | 1475 | Sacramento | 12.8464 | 8.1196 | #N/A | 2406 | 0 | 12kV | 10.24 | 0 | 42.222 | 5.049 | 0 | 3.929 | 1 | 82 | 10841 | 1838391 |  |  | 0.49
163711704 | COTTLE 1704 | 1476 | Yosemite | 14.7564 | 10.4743 | #N/A | 3328 | 0 | 17kV | 10.2016 | 18.784 | 19.429 | 8.045 | 0 | 4.75 | 19.9979 | 68 | 18254 | 1717773 |  |  | 0.5925
252261105 | LIVINGSTON 1105 | 1477 | Yosemite | 85.3447 | 1.6458 | #N/A | 927 | 0 | 12kV | 10.2008 | 33.94 | 13.143 | 3.122 | 0 | 0.799 | 35.3263 | 46 | 7019 | 747790 |  |  | 0.099715
022571104 | EAST GRAND 1104 | 1478 | Peninsula | 15.5882 | 10.1081 | #N/A | 4789 | 0 | 12kV | 10.1902 | 10.103 | 19.714 | 17.902 | 0 | 3.232 | 11.2183 | 69 | 41571 | 2647131 |  |  | 0.40313
082311101 | ALMADEN 1101 | 1479 | San Jose | 18.2447 | 3.1811 | #N/A | 2985 | 0 | 12kV | 10.1872 | 0 | 40 | 8.043 | 0 | 2.893 | 1 | 81 | 18222 | 1751494 |  |  | 0.36082
083421111 | LAWRENCE 1111 | 1480 | De Anza | 3.7103 | 8.8896 | #N/A | 1478 | 0 | 12kV | 10.1854 | 0 | 46.667 | 1.739 | 0 | 2.521 | 1 | 84 | 3899 | 430056 |  |  | 0.31446
254552110 | FIGARDEN 2110 | 1481 | Fresno | 15.617 | 35.1869 | #N/A | 3927 | 1 | 21kV | 10.1264 | 0 | 44.444 | 4.044 | 0 | 2.144 | 1 | 83 | 9496 | 468896 |  |  | 0.26737
152582105 | DEL MAR 2105 | 1482 | Sierra | 13.8837 | 19.6314 | #N/A | 3623 | 0 | 21kV | 10.1234 | 25.266 | 15.143 | 6.841 | 0 | 3.367 | 26.5534 | 53 | 15706 | 1232280 |  |  | 0.41993
014692101 | RESEARCH 2101 | 1483 | Diablo | 7.7874 | 34.4757 | #N/A | 3304 | 0 | 21kV | 10.1224 | 0 | 37.778 | 9.049 | 0 | 3.785 | 1 | 79 | 20483 | 1994536 |  |  | 0.47214
255292107 | WOODWARD 2107 | 1484 | Fresno | 9.6642 | 15.7673 | #N/A | 1503 | 1 | 21kV | 10.122 | 33.94 | 12 | 3.415 | 0 | 1.255 | 35.3263 | 42 | 7921 | 515779 |  |  | 0.1565
012080402 | OAKLAND I 0402 | 1485 | East Bay | 5.0993 | 0.42063 | #N/A | 1435 | 0 | 4.16kV | 10.1202 | 0 | 42.222 | 4.787 | 0 | 3.592 | 1 | 82 | 10807 | 1089154 |  |  | 0.44798
062131107 | SUISUN 1107 | 1486 | Sacramento | 9.6902 | 9.1898 | #N/A | 2951 | 0 | 12kV | 10.1174 | 0 | 42.222 | 4.019 | 0 | 4.346 | 1 | 82 | 8958 | 1058753 |  |  | 0.54212
082921116 | EL PATIO 1116 | 1487 | De Anza | 8.8183 | 8.2203 | #N/A | 2820 | 0 | 12kV | 10.1144 | 0 | 40 | 6.515 | 0 | 4.057 | 1 | 81 | 14719 | 1470818 |  |  | 0.50603
012501102 | EL CERRITO G 1102 | 1488 | East Bay | 8.2842 | 8.3378 | #N/A | 2310 | 5 | 12kV | 10.1002 | 0 | 44.444 | 2.871 | 0 | 3.186 | 1 | 83 | 6525 | 600526 |  |  | 0.39744
082261101 | SAN JOSE B 1101 | 1489 | San Jose | 0.15793 | 2.7786 | #N/A | 115 | 2 | 12kV | 10.0952 | 0 | 40 | 0.096 | 0 | 10.38 | 1 | 80 | 149 | 105861 |  |  | 1.2946
162091102 | MIDDLE RIVER 1102 | 1490 | Stockton | 36.4283 | 0.22099 | #N/A | 115 | 0 | 12kV | 10.0814 | 33.94 | 15.714 | 0.467 | 0 | 0.286 | 35.3263 | 55 | 835 | 376890 |  |  | 0.035695
024130402 | MENLO 0402 | 1491 | Peninsula | 7.5326 | 2.76 | #N/A | 530 | 0 | 4.16kV | 10.0532 | 0 | 46.667 | 0.206 | 0 | 3.393 | 1 | 84 | 418 | 106502 |  |  | 0.42322
062131103 | SUISUN 1103 | 1492 | Sacramento | 2.475 | 17.2233 | #N/A | 2079 | 1 | 12kV | 10.0386 | 0 | 44.444 | 2.534 | 0 | 3.215 | 1 | 83 | 5501 | 849062 |  |  | 0.40102
043491101 | CORONA 1101 | 1493 | Sonoma | 22.7584 | 16.6845 | #N/A | 2604 | 0 | 12kV | 10.0224 | 25.266 | 18 | 4.117 | 0 | 2.729 | 26.5534 | 63 | 9023 | 1271971 |  |  | 0.34041
254121102 | MC CALL 1102 | 1494 | Fresno | 26.0534 | 10.8786 | #N/A | 2725 | 0 | 12kV | 10.0082 | 0 | 40 | 7.62 | 0 | 2.421 | 1 | 81 | 16925 | 2077376 |  |  | 0.30191
163621103 | WEST LANE 1103 | 1495 | Stockton | 4.9879 | 9.4705 | #N/A | 2067 | 1 | 12kV | 10.008 | 25.266 | 18.286 | 1.883 | 0 | 4.605 | 26.5534 | 64 | 4103 | 612226 |  |  | 0.57438
253601102 | LEMOORE 1102 | 1496 | Fresno | 11.5353 | 14.6115 | #N/A | 2347 | 2 | 12kV | 10.0074 | 0 | 44.444 | 2.847 | 0 | 2.746 | 1 | 83 | 6205 | 924779 |  |  | 0.34246
103551101 | RISING RIVER 1101 | 1497 | North Valley | 59.4053 | 1.1858 | 46.3641 | 736 | 0 | 12kV | 9.9886 | 33.94 | 10 | 5.419 | 0 | 0.584 | 35.3263 | 35 | 8849 | 5421257 |  |  | 0.072802
254121107 | MC CALL 1107 | 1498 | Fresno | 97.9594 | 8.3201 | #N/A | 2130 | 1 | 12kV | 9.985 | 0 | 42.222 | 6.499 | 0 | 1.204 | 1 | 82 | 15014 | 1055476 |  |  | 0.15016
013432208 | FAIRVIEW 2208 | 1499 | Diablo | 9.9831 | 18.9308 | #N/A | 3296 | 0 | 21kV | 9.9814 | 0 | 40 | 5.719 | 0 | 4.188 | 1 | 80 | 12806 | 1432621 |  |  | 0.52233
022100403 | SF H 0403 | 1500 | Peninsula | 1.0716 | 0.63344 | #N/A | 214 | 1 | 4.16kV | 9.9802 | 33.94 | 10.857 | 0.132 | 0 | 4.972 | 35.3263 | 38 | 253 | 87181 |  |  | 0.62014
253372104 | BAKERSFIELD 2104 | 1501 | Kern | 34.8344 | 6.2853 | #N/A | 4359 | 1 | 21kV | 9.978 | 0 | 22.222 | 24.029 | 0 | 3.639 | 1 | 72 | 55620 | 3774185 |  |  | 0.45388
062041103 | DAVIS 1103 | 1502 | Sacramento | 5.8595 | 19.0024 | #N/A | 3627 | 0 | 12kV | 9.969 | 0 | 40 | 7.013 | 0 | 2.832 | 1 | 81 | 15323 | 2227063 |  |  | 0.35327
082031113 | MOUNTAIN VIEW 1113 | 1503 | De Anza | 3.957 | 10.7605 | #N/A | 3294 | 1 | 12kV | 9.9592 | 0 | 37.778 | 6.028 | 0 | 5.99 | 1 | 79 | 14009 | 877752 |  |  | 0.74709
252051104 | ASHLAN AVE 1104 | 1504 | Fresno | 13.9814 | 1.5573 | #N/A | 1714 | 1 | 12kV | 9.9372 | 0 | 42.222 | 3.764 | 0 | 3.7 | 1 | 82 | 8427 | 944426 |  |  | 0.46149
012011120 | OAKLAND C 1120 | 1505 | East Bay | 2.9691 | 3.5641 | #N/A | 213 | 3 | 12kV | 9.9236 | 0 | 46.667 | 0.383 | 0 | 2.568 | 1 | 84 | 842 | 115649 |  |  | 0.32032
063601103 | VACAVILLE 1103 | 1506 | Sacramento | 11.1155 | 6.1112 | #N/A | 2343 | 0 | 12kV | 9.8908 | 0 | 42.222 | 3.268 | 0 | 3.964 | 1 | 82 | 7292 | 849588 |  |  | 0.49446
063131107 | WEST SACRAMENTO 1107 | 1507 | Sacramento | 18.6976 | 3.865 | #N/A | 2802 | 0 | 12kV | 9.8774 | 0 | 33.333 | 12.498 | 0 | 3.556 | 1 | 77 | 28729 | 2208882 |  |  | 0.44349
252771105 | MAGUNDEN 1105 | 1508 | Kern | 13.5196 | 6.0622 | #N/A | 2247 | 0 | 12kV | 9.8728 | 0 | 40 | 5.811 | 0 | 3.553 | 1 | 81 | 13273 | 1132940 |  |  | 0.4432
254081103 | CLOVIS 1103 | 1509 | Fresno | 1.9417 | 23.6748 | #N/A | 1843 | 0 | 12kV | 9.8394 | 0 | 42.222 | 1.478 | 0 | 5.497 | 1 | 82 | 3327 | 348954 |  |  | 0.68569
163711707 | COTTLE 1707 | 1510 | Yosemite | 47.9148 | 10.6685 | #N/A | 1474 | 0 | 17kV | 9.8278 | 33.94 | 14 | 0 | 0 | 1.199 | 35.3263 | 49 | 0 | 0 |  |  | 0.14952
083771108 | VASONA 1108 | 1511 | De Anza | 10.9079 | 2.9634 | #N/A | 1904 | 2 | 12kV | 9.8232 | 0 | 44.444 | 0.89 | 0 | 3.782 | 1 | 83 | 1662 | 632282 |  |  | 0.47178
163071102 | CHANNEL 1102 | 1512 | Stockton | 8.3473 | 2.9465 | #N/A | 1840 | 0 | 12kV | 9.8184 | 25.266 | 13.143 | 6.46 | 0 | 4.223 | 26.5534 | 46 | 14446 | 1642858 |  |  | 0.52674
253701108 | WESTPARK 1108 | 1513 | Kern | 20.9814 | 0.95279 | #N/A | 2680 | 0 | 12kV | 9.8092 | 0 | 37.778 | 7.391 | 0 | 3.877 | 1 | 79 | 16362 | 2083600 |  |  | 0.48363
082012103 | EVERGREEN 2103 | 1514 | San Jose | 19.1089 | 22.0812 | #N/A | 5913 | 1 | 21kV | 9.8008 | 0 | 24.444 | 20.475 | 0 | 4.085 | 1 | 73 | 46829 | 3912814 |  |  | 0.50955
252761112 | MADERA 1112 | 1515 | Yosemite | 12.0331 | 6.9714 | #N/A | 624 | 1 | 12kV | 9.795 | 0 | 46.667 | 0.663 | 0 | 1.645 | 1 | 84 | 1490 | 159600 |  |  | 0.20523
013652107 | CONTRA COSTA 2107 | 1516 | Diablo | 13.1324 | 30.7725 | #N/A | 3734 | 1 | 21kV | 9.7946 | 0 | 37.778 | 7.555 | 0 | 3.64 | 1 | 79 | 17455 | 1225397 |  |  | 0.45404
014722109 | DIXON LANDING 2109 | 1517 | Mission | 10.5965 | 35.0479 | #N/A | 4004 | 0 | 21kV | 9.7872 | 10.103 | 26.667 | 8.097 | 0 | 4.069 | 11.2183 | 74 | 17727 | 2526884 |  |  | 0.50755
082031107 | MOUNTAIN VIEW 1107 | 1518 | De Anza | 19.2963 | 6.6726 | #N/A | 2716 | 0 | 12kV | 9.7822 | 0 | 42.222 | 3.486 | 0 | 3.203 | 1 | 82 | 7549 | 1189697 |  |  | 0.39954
252051108 | ASHLAN AVE 1108 | 1519 | Fresno | 15.5065 | 1.8577 | #N/A | 1319 | 0 | 12kV | 9.7794 | 0 | 42.222 | 3.309 | 0 | 3.366 | 1 | 82 | 7530 | 680970 |  |  | 0.41983
022031106 | POTRERO PP (A) 1106 | 1520 | San Francisco | 0 | 3.3189 | #N/A | 534 | 6 | 12kV | 9.7786 | 0 | 48.889 | 0.004 | 0 |  | 1 | 85 | 9 | 2209
182201104 | SPENCE 1104 | 1521 | Central Coast | 51.7307 | 2.816 | #N/A | 465 | 1 | 12kV | 9.7778 | 0 | 48.889 | 0 | 0 |  | 1 | 85 | 0 | 0
182492101 | HOLLISTER 2101 | 1522 | Central Coast | 25.2654 | 20.7734 | #N/A | 4754 | 3 | 21kV | 9.7704 | 25.266 | 14.286 | 6.487 | 0 | 2.813 | 26.5534 | 50 | 14768 | 1325366 |  |  | 0.35087
022641101 | DALY CITY 1101 | 1523 | Peninsula | 3.3649 | 5.04 | #N/A | 2042 | 3 | 12kV | 9.7666 | 25.266 | 15.714 | 1.925 | 0 | 5.928 | 26.5534 | 55 | 4031 | 828233 |  |  | 0.73936
042041102 | NORTH TOWER 1102 | 1524 | North Bay | 18.6878 | 28.6335 | #N/A | 4849 | 0 | 12kV | 9.766 | 0 | 40 | 5.722 | 0 | 3.108 | 1 | 81 | 12136 | 2270236 |  |  | 0.38766
082012105 | EVERGREEN 2105 | 1525 | San Jose | 4.5965 | 27.7286 | #N/A | 5936 | 3 | 21kV | 9.7544 | 0 | 28.889 | 15.071 | 0 | 4.812 | 1 | 75 | 33772 | 3742783 |  |  | 0.60016
063601105 | VACAVILLE 1105 | 1526 | Sacramento | 2.9687 | 12.411 | #N/A | 2288 | 0 | 12kV | 9.7446 | 0 | 42.222 | 2.157 | 0 | 4.344 | 1 | 82 | 4691 | 712414 |  |  | 0.54186
182061108 | FAIRWAY 1108 | 1527 | Los Padres | 12.7207 | 31.7279 | #N/A | 5582 | 2 | 12kV | 9.7434 | 13.794 | 19.714 | 11.896 | 0 | 3.313 | 14.9507 | 69 | 26092 | 3653668 |  |  | 0.41318
062031113 | WOODLAND 1113 | 1528 | Sacramento | 20.0653 | 4.4325 | #N/A | 210 | 5 | 12kV | 9.7348 | 0 | 46.667 | 0.987 | 0 | 1.02 | 1 | 84 | 2142 | 331667 |  |  | 0.12725
253601103 | LEMOORE 1103 | 1529 | Fresno | 14.5099 | 16.116 | #N/A | 3010 | 0 | 12kV | 9.7346 | 0 | 40 | 6.454 | 0 | 2.219 | 1 | 80 | 14316 | 1785484 |  |  | 0.27672
253371118 | BAKERSFIELD 1118 | 1530 | Kern | 11.8089 | 8.1484 | #N/A | 3021 | 0 | 12kV | 9.7172 | 0 | 40 | 4.35 | 0 | 4.236 | 1 | 81 | 9834 | 972819 |  |  | 0.52832
013761103 | MT EDEN 1103 | 1531 | Mission | 13.017 | 6.1005 | #N/A | 3481 | 1 | 12kV | 9.7134 | 0 | 42.222 | 2.588 | 0 | 3.757 | 1 | 82 | 4849 | 1819080 |  |  | 0.46859
083611114 | BRITTON 1114 | 1532 | De Anza | 5.1094 | 7.3391 | #N/A | 1320 | 1 | 12kV | 9.6996 | 0 | 42.222 | 1.64 | 0 | 4.636 | 1 | 82 | 3653 | 435779 |  |  | 0.57828
252091102 | CANAL 1102 | 1533 | Yosemite | 16.733 | 12.7615 | #N/A | 2261 | 0 | 12kV | 9.699 | 0 | 42.222 | 3.634 | 0 | 2.639 | 1 | 82 | 8481 | 483514 |  |  | 0.32914
062881102 | MAXWELL 1102 | 1534 | Sacramento | 59.8193 | 0.64104 | #N/A | 224 | 2 | 12kV | 9.6644 | 33.94 | 12.571 | 1.448 | 0 | 0.363 | 35.3263 | 44 | 3173 | 447894 |  |  | 0.045237
082161101 | LOYOLA 1101 | 1535 | De Anza | 20.1097 | 6.937 | #N/A | 1910 | 0 | 12kV | 9.662 | 0 | 40 | 5.232 | 0 | 3.078 | 1 | 80 | 11537 | 1529986 |  |  | 0.38387
062031107 | WOODLAND 1107 | 1536 | Sacramento | 11.1584 | 2.9752 | #N/A | 2135 | 1 | 12kV | 9.65 | 0 | 35.556 | 8.566 | 0 | 4.128 | 1 | 78 | 18846 | 2559897 |  |  | 0.51485
253371110 | BAKERSFIELD 1110 | 1537 | Kern | 6.2436 | 5.7928 | #N/A | 1463 | 2 | 12kV | 9.6472 | 0 | 40 | 2.947 | 0 | 5.289 | 1 | 80 | 6640 | 685881 |  |  | 0.65966
013471126 | RICHMOND R 1126 | 1538 | East Bay | 13.4045 | 8.5433 | #N/A | 3279 | 2 | 12kV | 9.6426 | 0 | 22.222 | 21.928 | 0 | 4.063 | 1 | 72 | 50699 | 3516110 |  |  | 0.50676
022780404 | MARINA (F) 0404 | 1539 | San Francisco | 0.36735 | 1.4478 | #N/A | 154 | 0 | 4.16kV | 9.6412 | 0 | 42.222 | 1.396 | 0 | 4.588 | 1 | 82 | 3216 | 237234 |  |  | 0.57222
042021109 | NAPA 1109 | 1540 | North Bay | 11.712 | 10.5054 | #N/A | 3216 | 0 | 12kV | 9.6304 | 0 | 35.556 | 7.823 | 0 | 4.773 | 1 | 78 | 16934 | 2681260 |  |  | 0.59531
253921109 | MANCHESTER 1109 | 1541 | Fresno | 16.0098 | 1.5931 | #N/A | 2354 | 0 | 12kV | 9.62 | 0 | 40 | 4.184 | 0 | 3.916 | 1 | 81 | 9441 | 958154 |  |  | 0.48841
182061107 | FAIRWAY 1107 | 1542 | Los Padres | 19.2987 | 11.0791 | #N/A | 971 | 3 | 12kV | 9.6082 | 25.266 | 19.143 | 2.157 | 0 | 1.475 | 26.5534 | 67 | 4750 | 639572 |  |  | 0.18393
152581103 | DEL MAR 1103 | 1543 | Sierra | 13.0004 | 6.1818 | #N/A | 808 | 0 | 12kV | 9.5996 | 33.94 | 10.857 | 0.837 | 0 | 2.364 | 35.3263 | 38 | 1857 | 232245 |  |  | 0.29488
013652109 | CONTRA COSTA 2109 | 1544 | Diablo | 14.3854 | 42.7059 | #N/A | 4873 | 1 | 21kV | 9.5978 | 0 | 40 | 4.334 | 0 | 3.655 | 1 | 80 | 9955 | 774373 |  |  | 0.45586
014502105 | VINEYARD 2105 | 1545 | Mission | 3.9224 | 32.6491 | #N/A | 3237 | 0 | 21kV | 9.5946 | 0 | 33.333 | 10.042 | 0 | 4.598 | 1 | 77 | 22242 | 2817031 |  |  | 0.5735
024180404 | SAN CARLOS 0404 | 1546 | Peninsula | 8.6668 | 0.2464 | #N/A | 1478 | 0 | 4.16kV | 9.5894 | 0 | 44.444 | 0.52 | 0 | 2.983 | 1 | 83 | 1122 | 181237 |  |  | 0.37202
252351106 | SANGER 1106 | 1547 | Fresno | 13.9543 | 4.6943 | #N/A | 1901 | 6 | 12kV | 9.5538 | 0 | 40 | 4.273 | 0 | 3.496 | 1 | 81 | 9987 | 552867 |  |  | 0.43604
022011104 | MISSION (X) 1104 | 1548 | San Francisco | 0 | 4.7391 | #N/A | 1458 | 1 | 12kV | 9.553 | 0 | 46.667 | 1.098 | 0 |  | 1 | 84 | 2472 | 257278
012060405 | BERKELEY F 0405 | 1549 | East Bay | 1.0556 | 0.24079 | #N/A | 609 | 0 | 4.16kV | 9.5368 | 0 | 40 | 0.474 | 0 | 7.21 | 1 | 81 | 1089 | 84205 |  |  | 0.89932
042631106 | PETALUMA C 1106 | 1550 | Sonoma | 8.986 | 16.9609 | #N/A | 3629 | 0 | 12kV | 9.5356 | 0 | 40 | 4.156 | 0 | 3.522 | 1 | 80 | 9084 | 1316250 |  |  | 0.43926
182671105 | SANTA MARIA 1105 | 1551 | Los Padres | 28.7622 | 18.3786 | #N/A | 4725 | 0 | 12kV | 9.5114 | 0 | 33.333 | 11.996 | 0 | 2.228 | 1 | 77 | 27030 | 2797072 |  |  | 0.27784
163912103 | EIGHT MILE 2103 | 1552 | Stockton | 0.0028409 | 16.8881 | #N/A | 1951 | 0 | 21kV | 9.5044 | 0 | 10.857 | 0.756 | 0 | 35.909 | 1 | 38 | 1629 | 267619 |  |  | 4.4789
182811104 | SISQUOC 1104 | 1553 | Los Padres | 32.0784 | 2.7398 | #N/A | 268 | 1 | 12kV | 9.4928 | 33.94 | 11.714 | 1.096 | 0 | 0.714 | 35.3263 | 41 | 2348 | 405287 |  |  | 0.089111
022571114 | EAST GRAND 1114 | 1554 | Peninsula | 0.0028409 | 1.6899 | #N/A | 0 | 1 | 12kV | 9.4856 | 0 | 16.286 | 0 | 0 | 31.142 | 1 | 57 | 0 | 0 |  |  | 3.8843
254531108 | WAHTOKE 1108 | 1555 | Fresno | 93.0747 | 0.86029 | #N/A | 1232 | 1 | 12kV | 9.4674 | 25.266 | 16.286 | 4.817 | 0 | 0.968 | 26.5534 | 57 | 11098 | 820701 |  |  | 0.12078
063811101 | DUNNIGAN 1101 | 1556 | Sacramento | 97.7672 | 3.388 | #N/A | 938 | 1 | 12kV | 9.4646 | 0 | 44.444 | 2.243 | 0 | 0.636 | 1 | 83 | 4693 | 969625 |  |  | 0.079276
253571105 | BARTON 1105 | 1557 | Fresno | 4.7719 | 13.8555 | #N/A | 1903 | 4 | 12kV | 9.4632 | 0 | 42.222 | 0.787 | 0 | 4.307 | 1 | 82 | 1733 | 233998 |  |  | 0.53717
183052111 | TEMPLETON 2111 | 1558 | Los Padres | 63.724 | 13.758 | 45.7387 | 2477 | 1 | 21kV | 9.4576 | 25.266 | 10.857 | 9.502 | 0 | 1.663 | 26.5534 | 38 | 21004 | 2716749 |  |  | 0.20748
252051102 | ASHLAN AVE 1102 | 1559 | Fresno | 13.9023 | 1.6078 | #N/A | 2234 | 0 | 12kV | 9.4442 | 0 | 42.222 | 1.946 | 0 | 3.053 | 1 | 82 | 4309 | 546101 |  |  | 0.3808
024190408 | SAN MATEO 0408 | 1560 | Peninsula | 5.5977 | 1.5696 | #N/A | 1384 | 0 | 4.16kV | 9.4372 | 0 | 40 | 3.279 | 0 | 3.907 | 1 | 81 | 7357 | 804046 |  |  | 0.48735
082952113 | EDENVALE 2113 | 1561 | San Jose | 2.4209 | 30.164 | #N/A | 4671 | 1 | 21kV | 9.421 | 0 | 28.889 | 14.034 | 0 | 4.182 | 1 | 75 | 32031 | 2763993 |  |  | 0.52163
042041108 | NORTH TOWER 1108 | 1562 | North Bay | 13.3121 | 25.8512 | #N/A | 4520 | 0 | 12kV | 9.4154 | 0 | 19.714 | 24.441 | 0 | 2.922 | 1 | 69 | 54609 | 6269004 |  |  | 0.36444
254071105 | STOCKDALE 1105 | 1563 | Kern | 5.0552 | 17.3993 | #N/A | 2088 | 1 | 12kV | 9.4054 | 0 | 40 | 1.627 | 0 | 5.4 | 1 | 81 | 3535 | 540056 |  |  | 0.67354
182191102 | SAN ARDO 1102 | 1564 | Central Coast | 123.2165 | 0.8706 | #N/A | 677 | 0 | 12kV | 9.3964 | 33.94 | 11.429 | 1.307 | 0 | 0.306 | 35.3263 | 40 | 2721 | 582597 |  |  | 0.038223
253571114 | BARTON 1114 | 1565 | Fresno | 12.7989 | 5.7769 | #N/A | 2352 | 0 | 12kV | 9.381 | 0 | 40 | 3.204 | 0 | 3.701 | 1 | 81 | 7293 | 655331 |  |  | 0.46167
182352103 | CASTROVILLE 2103 | 1566 | Central Coast | 81.6191 | 9.9321 | #N/A | 2731 | 8 | 21kV | 9.3792 | 10.103 | 17.143 | 18.305 | 0 | 1.345 | 11.2183 | 60 | 38548 | 7605337 |  |  | 0.16771
102971105 | SYCAMORE CREEK 1105 | 1567 | North Valley | 15.1181 | 3.9986 | #N/A | 2802 | 0 | 12kV | 9.3766 | 0 | 40 | 2.974 | 0 | 3.909 | 1 | 81 | 6935 | 404927 |  |  | 0.4876
024192102 | SAN MATEO 2102 | 1568 | Peninsula | 13.1626 | 8.6095 | #N/A | 3689 | 0 | 21kV | 9.3752 | 0 | 28.889 | 13.493 | 0 | 4.494 | 1 | 75 | 31186 | 2176154 |  |  | 0.56059
014662107 | TASSAJARA 2107 | 1569 | Diablo | 8.5269 | 38.7267 | #N/A | 3725 | 1 | 21kV | 9.3646 | 10.103 | 26.667 | 6.373 | 0 | 3.68 | 11.2183 | 74 | 14424 | 1405051 |  |  | 0.45906
013652108 | CONTRA COSTA 2108 | 1570 | Diablo | 0.8753 | 39.4873 | #N/A | 3198 | 1 | 21kV | 9.3626 | 0 | 40 | 5.805 | 0 | 1.008 | 1 | 81 | 12945 | 1519892 |  |  | 0.12567
252711104 | KERMAN 1104 | 1571 | Fresno | 65.9384 | 0.32212 | #N/A | 429 | 1 | 12kV | 9.3358 | 0 | 44.444 | 1.694 | 0 | 0.541 | 1 | 83 | 3819 | 392505 |  |  | 0.067527
083801111 | TRIMBLE 1111 | 1572 | San Jose | 0 | 5.1599 | #N/A | 51 | 1 | 12kV | 9.3356 |  | 46.667 | 0.011 | 0 |  |  | 84 | 23 | 4460
162771105 | LAMMERS 1105 | 1573 | Stockton | 1.7849 | 22.2798 | #N/A | 2220 | 0 | 12kV | 9.333 | 0 | 44.444 | 0.61 | 0 | 1.611 | 1 | 83 | 1326 | 202611 |  |  | 0.20089
253921108 | MANCHESTER 1108 | 1574 | Fresno | 14.5802 | 0.51579 | #N/A | 2891 | 0 | 12kV | 9.3288 | 0 | 35.556 | 7.803 | 0 | 3.285 | 1 | 78 | 17785 | 1566458 |  |  | 0.40975
083871111 | FMC 1111 | 1575 | San Jose | 1.5887 | 4.3528 | #N/A | 46 | 5 | 12kV | 9.319 | 0 | 44.444 | 0.087 | 0 | 2.064 | 1 | 83 | 196 | 20982 |  |  | 0.25744
162471103 | BANTA 1103 | 1576 | Stockton | 52.9824 | 1.1038 | #N/A | 788 | 0 | 12kV | 9.3142 | 18.784 | 24.444 | 2.524 | 0 | 0.819 | 19.9979 | 73 | 5753 | 507410 |  |  | 0.10213
042151112 | SANTA ROSA A 1112 | 1577 | Sonoma | 12.7715 | 4.3298 | #N/A | 3215 | 0 | 12kV | 9.3102 | 0 | 35.556 | 6.932 | 0 | 4.063 | 1 | 78 | 15968 | 1183965 |  |  | 0.50682
153612106 | CLARKSVILLE 2106 | 1578 | Sierra | 2.209 | 50.9949 | 0.95438 | 3696 | 0 | 21kV | 9.307 | 0 | 33.333 | 9.621 | 0 | 3.581 | 1 | 77 | 21005 | 3076991 |  |  | 0.44667
102701103 | ORLAND B 1103 | 1579 | North Valley | 106.3462 | 4.3896 | #N/A | 2256 | 3 | 12kV | 9.307 | 0 | 44.444 | 1.099 | 0 | 0.992 | 1 | 83 | 2422 | 323363 |  |  | 0.12373
255451103 | CAL WATER 1103 | 1580 | Kern | 9.231 | 23.6322 | #N/A | 2068 | 0 | 12kV | 9.303 | 25.266 | 17.714 | 1.648 | 0 | 1.887 | 26.5534 | 62 | 3852 | 213419 |  |  | 0.23533
182811101 | SISQUOC 1101 | 1581 | Los Padres | 27.1393 | 5.23 | #N/A | 270 | 4 | 12kV | 9.3024 | 33.94 | 7.714 | 4.215 | 0 | 0.643 | 35.3263 | 27 | 9509 | 968646 |  |  | 0.080225
043251105 | BAHIA 1105 | 1582 | North Bay | 13.9721 | 10.1919 | #N/A | 3369 | 0 | 12kV | 9.301 | 0 | 40 | 3.501 | 0 | 3.004 | 1 | 81 | 7921 | 777287 |  |  | 0.37471
012501103 | EL CERRITO G 1103 | 1583 | East Bay | 9.1949 | 6.4806 | #N/A | 3005 | 0 | 12kV | 9.297 | 0 | 35.556 | 6.443 | 0 | 4.486 | 1 | 78 | 14425 | 1616072 |  |  | 0.55953
043251104 | BAHIA 1104 | 1584 | North Bay | 18.3159 | 24.1887 | #N/A | 2731 | 0 | 12kV | 9.2866 | 25.266 | 15.714 | 4.198 | 0 | 1.255 | 26.5534 | 55 | 9688 | 695643 |  |  | 0.1565
252931106 | TEJON 1106 | 1585 | Kern | 24.1007 | 0.97442 | #N/A | 85 | 1 | 12kV | 9.285 | 33.94 | 12 | 0.124 | 0 | 0.361 | 35.3263 | 42 | 244 | 72849 |  |  | 0.045063
254272108 | CASSIDY 2108 | 1586 | Yosemite | 44.9056 | 23.6347 | #N/A | 1510 | 0 | 21kV | 9.278 | 25.266 | 18.286 | 1.886 | 0 | 0.952 | 26.5534 | 64 | 4190 | 514735 |  |  | 0.11879
252841104 | OROSI 1104 | 1587 | Fresno | 37.0783 | 7.432 | #N/A | 2762 | 0 | 12kV | 9.2712 | 0 | 42.222 | 2.278 | 0 | 1.856 | 1 | 82 | 5126 | 540529 |  |  | 0.23151
083481106 | STELLING 1106 | 1588 | De Anza | 0.0028409 | 0.98228 | #N/A | 345 | 0 | 12kV | 9.2334 |  | 0.857 | 0.178 | 0 | 45.132 |  | 3 | 394 | 49517 |  |  | 5.6293
102971110 | SYCAMORE CREEK 1110 | 1589 | North Valley | 8.4033 | 13.2925 | #N/A | 1988 | 0 | 12kV | 9.228 | 0 | 40 | 1.76 | 0 | 4.38 | 1 | 80 | 3827 | 582724 |  |  | 0.54629
022571115 | EAST GRAND 1115 | 1590 | Peninsula | 0.0028892 | 2.4583 | #N/A | 24 | 0 | 12kV | 9.2176 | 0 | 15.429 | 0.037 | 0 | 30.622 | 1 | 54 | 77 | 17408 |  |  | 3.8194
083611109 | BRITTON 1109 | 1591 | De Anza | 7.3367 | 5.9464 | #N/A | 2536 | 0 | 12kV | 9.2176 | 0 | 40 | 1.829 | 0 | 4.259 | 1 | 81 | 4195 | 335625 |  |  | 0.53126
024090405 | GLENWOOD 0405 | 1592 | Peninsula | 5.7415 | 0.56396 | #N/A | 1003 | 0 | 4.16kV | 9.198 | 0 | 40 | 1.854 | 0 | 4.136 | 1 | 81 | 4202 | 401447 |  |  | 0.51588
012011133 | OAKLAND C 1133 | 1593 | East Bay | 0.026857 | 9.2847 | #N/A | 1394 | 0 | 12kV | 9.1902 | 0 | 40 | 0.124 | 0 | 5.827 | 1 | 80 | 262 | 51760 |  |  | 0.72675
024050403 | BURLINGAME 0403 | 1594 | Peninsula | 3.7714 | 1.5302 | #N/A | 1302 | 2 | 4.16kV | 9.186 | 0 | 40 | 1.503 | 0 | 4.427 | 1 | 80 | 3192 | 590272 |  |  | 0.55214
043291102 | PUEBLO 1102 | 1595 | North Bay | 8.9667 | 10.8346 | #N/A | 2096 | 0 | 12kV | 9.1766 | 0 | 40 | 2.806 | 0 | 3.077 | 1 | 80 | 5910 | 1164675 |  |  | 0.38373
252971106 | WEEDPATCH 1106 | 1596 | Kern | 63.9331 | 0.75838 | #N/A | 906 | 1 | 12kV | 9.162 | 18.784 | 22.222 | 3.86 | 0 | 0.944 | 19.9979 | 72 | 8442 | 1215885 |  |  | 0.11775
252351114 | SANGER 1114 | 1597 | Fresno | 63.0961 | 6.1211 | #N/A | 1428 | 0 | 12kV | 9.1556 | 0 | 40 | 4.334 | 0 | 1.444 | 1 | 80 | 9862 | 892126 |  |  | 0.18009
253731101 | WEST FRESNO 1101 | 1598 | Fresno | 15.7878 | 1.9857 | #N/A | 597 | 3 | 12kV | 9.1554 | 0 | 42.222 | 1.637 | 0 | 1.918 | 1 | 82 | 3750 | 306892 |  |  | 0.2392
062701112 | CORDELIA 1112 | 1599 | Sacramento | 16.4812 | 30.1621 | #N/A | 1998 | 0 | 12kV | 9.1394 | 0 | 42.222 | 2.157 | 0 | 1.318 | 1 | 82 | 4970 | 367505 |  |  | 0.16437
062041109 | DAVIS 1109 | 1600 | Sacramento | 4.7556 | 18.259 | #N/A | 3203 | 3 | 12kV | 9.1334 | 0 | 40 | 1.903 | 0 | 3.764 | 1 | 81 | 4286 | 447278 |  |  | 0.46949
162741106 | NEWMAN 1106 | 1601 | Yosemite | 34.5567 | 14.2376 | #N/A | 1794 | 1 | 12kV | 9.1278 | 0 | 42.222 | 2.532 | 0 | 0.885 | 1 | 82 | 5845 | 415825 |  |  | 0.11041
022011113 | MISSION (X) 1113 | 1602 | San Francisco | 2.609 | 7.6 | #N/A | 7106 | 0 | 12kV | 9.112 | 0 | 33.333 | 4.779 | 0 | 7.448 | 1 | 77 | 11018 | 804854 |  |  | 0.92894
252351104 | SANGER 1104 | 1603 | Fresno | 9.5871 | 16.7445 | #N/A | 2345 | 0 | 12kV | 9.0892 | 0 | 37.778 | 4.878 | 0 | 2.79 | 1 | 79 | 11336 | 710344 |  |  | 0.34801
014232117 | SAN RAMON 2117 | 1604 | Mission | 1.6767 | 17.8455 | 0.44721 | 1486 | 6 | 21kV | 9.0838 | 13.794 | 28.889 | 0.849 | 0 | 1.887 | 14.9507 | 75 | 1998 | 91445 |  |  | 0.23541
254552112 | FIGARDEN 2112 | 1605 | Fresno | 30.2099 | 39.6231 | #N/A | 2742 | 0 | 21kV | 9.0794 | 0 | 35.556 | 8.203 | 0 | 1.638 | 1 | 78 | 18913 | 1380355 |  |  | 0.20434
253921112 | MANCHESTER 1112 | 1606 | Fresno | 16.3439 | 3.5536 | #N/A | 2023 | 0 | 12kV | 9.0776 | 0 | 37.778 | 4.3 | 0 | 3.31 | 1 | 79 | 9797 | 869432 |  |  | 0.41286
024050402 | BURLINGAME 0402 | 1607 | Peninsula | 5.8859 | 0.36902 | #N/A | 1163 | 0 | 4.16kV | 9.0674 | 0 | 40 | 1.286 | 0 | 4.051 | 1 | 81 | 2860 | 345919 |  |  | 0.50528
252381107 | COALINGA NO 2 1107 | 1608 | Fresno | 55.6963 | 4.3068 | #N/A | 184 | 0 | 12kV | 9.0674 | 0 | 44.444 | 0.524 | 0 | 0.369 | 1 | 83 | 1138 | 173755 |  |  | 0.045996
024050404 | BURLINGAME 0404 | 1609 | Peninsula | 3.9734 | 1.5837 | #N/A | 1455 | 0 | 4.16kV | 9.064 | 0 | 37.778 | 2.339 | 0 | 5.203 | 1 | 79 | 5385 | 403848 |  |  | 0.64902
024031102 | BELMONT 1102 | 1610 | Peninsula | 14.9815 | 9.6684 | #N/A | 4886 | 7 | 12kV | 9.0578 | 0 | 31.111 | 10.428 | 0 | 3.75 | 1 | 76 | 23213 | 2782735 |  |  | 0.46776
083192102 | GREEN VALLEY 2102 | 1611 | Central Coast | 46.4163 | 16.5693 | #N/A | 4585 | 2 | 21kV | 9.051 | 0 | 19.714 | 23.546 | 0 | 1.995 | 1 | 69 | 52795 | 5809978 |  |  | 0.24883
253701109 | WESTPARK 1109 | 1612 | Kern | 9.794 | 7.8327 | #N/A | 1184 | 1 | 12kV | 9.0472 | 0 | 40 | 1.099 | 0 | 4.137 | 1 | 80 | 2549 | 166301 |  |  | 0.51606
082191105 | MABURY 1105 | 1613 | San Jose | 0.85046 | 9.7206 | #N/A | 1692 | 0 | 12kV | 9.0386 | 0 | 37.778 | 1.612 | 0 | 5.803 | 1 | 79 | 3617 | 394083 |  |  | 0.72377
253731108 | WEST FRESNO 1108 | 1614 | Fresno | 2.7894 | 5.1653 | #N/A | 402 | 3 | 12kV | 9.0308 | 0 | 40 | 0.938 | 0 | 4.216 | 1 | 80 | 2168 | 151636 |  |  | 0.52585
013532225 | LAKEWOOD 2225 | 1615 | Diablo | 4.3445 | 13.2146 | #N/A | 4488 | 1 | 21kV | 9.018 | 0 | 33.333 | 7.05 | 0 | 4.707 | 1 | 77 | 15929 | 1587762 |  |  | 0.58707
182222105 | DEL MONTE 2105 | 1616 | Central Coast | 15.5063 | 8.3549 | #N/A | 5606 | 0 | 21kV | 9.0014 | 0 | 16.571 | 24.292 | 0 | 4.144 | 1 | 58 | 54729 | 5669411 |  |  | 0.51691
255322104 | TEVIS 2104 | 1617 | Kern | 18.9774 | 49.4112 | #N/A | 4139 | 1 | 21kV | 8.9936 | 0 | 28.889 | 14.876 | 0 | 1.203 | 1 | 75 | 34200 | 2626230 |  |  | 0.14999
252901108 | SEMITROPIC 1108 | 1618 | Kern | 11.3986 | 0.04182 | #N/A | 46 | 1 | 12kV | 8.979 | 0 | 44.444 | 0.035 | 0 | 0.416 | 1 | 83 | 78 | 10003 |  |  | 0.051946
153781102 | BOGUE 1102 | 1619 | Sierra | 17.7068 | 9.2672 | #N/A | 3145 | 3 | 12kV | 8.978 | 0 | 33.333 | 6.908 | 0 | 4.649 | 1 | 77 | 15722 | 1417078 |  |  | 0.57988
163912101 | EIGHT MILE 2101 | 1620 | Stockton | 66.1258 | 24.0504 | #N/A | 2648 | 4 | 21kV | 8.9746 | 0 | 31.111 | 12.731 | 0 | 1.031 | 1 | 76 | 29056 | 2510376 |  |  | 0.1286
255322101 | TEVIS 2101 | 1621 | Kern | 24.2961 | 30.1596 | #N/A | 3128 | 3 | 21kV | 8.9588 | 0 | 42.222 | 1.536 | 0 | 1.036 | 1 | 82 | 3562 | 233250 |  |  | 0.12919
043301104 | MONROE 1104 | 1622 | Sonoma | 5.1693 | 11.3481 | #N/A | 3118 | 0 | 12kV | 8.9546 | 0 | 35.556 | 4.116 | 0 | 5.101 | 1 | 78 | 8798 | 1547912 |  |  | 0.6362
013532226 | LAKEWOOD 2226 | 1623 | Diablo | 8.0161 | 10.1287 | #N/A | 2314 | 0 | 21kV | 8.9344 | 0 | 26.667 | 13.624 | 0 | 4.381 | 1 | 74 | 31961 | 1611641 |  |  | 0.54639
182061106 | FAIRWAY 1106 | 1624 | Los Padres | 5.4962 | 12.0713 | #N/A | 2350 | 3 | 12kV | 8.9306 | 0 | 40 | 1.56 | 0 | 3.093 | 1 | 81 | 3534 | 340976 |  |  | 0.38584
152571103 | HORSESHOE 1103 | 1625 | Sierra | 5.3534 | 20.3849 | #N/A | 1397 | 0 | 12kV | 8.9278 | 18.784 | 20 | 2.992 | 0 | 2.863 | 19.9979 | 70 | 6618 | 851225 |  |  | 0.35713
012040408 | OAKLAND D 0408 | 1626 | East Bay | 4.2282 | 0.4126 | #N/A | 1352 | 0 | 4.16kV | 8.919 | 0 | 40 | 1.09 | 0 | 3.505 | 1 | 80 | 2436 | 279111 |  |  | 0.43714
024130404 | MENLO 0404 | 1627 | Peninsula | 8.4385 | 1.4325 | #N/A | 627 | 0 | 4.16kV | 8.9078 | 0 | 40 | 1.037 | 0 | 3.502 | 1 | 80 | 1925 | 752162 |  |  | 0.43677
024120403 | LAS PULGAS 0403 | 1628 | Peninsula | 7.8421 | 0.45653 | #N/A | 1251 | 0 | 4.16kV | 8.9046 | 0 | 40 | 1.028 | 0 | 3.495 | 1 | 80 | 2277 | 289600 |  |  | 0.43591
253451102 | DEVILS DEN 1102 | 1629 | Fresno | 35.248 | 0.047834 | #N/A | 49 | 0 | 12kV | 8.8922 | 33.94 | 10 | 0.309 | 0 | 0.212 | 35.3263 | 35 | 665 | 110859 |  |  | 0.026417
253881106 | EL CAPITAN 1106 | 1630 | Yosemite | 14.206 | 8.9614 | #N/A | 2770 | 0 | 12kV | 8.8784 | 0 | 35.556 | 5.398 | 0 | 3.438 | 1 | 78 | 12415 | 945995 |  |  | 0.42886
042051101 | PARKWAY 1101 | 1631 | North Bay | 7.0911 | 18.2786 | #N/A | 2052 | 2 | 12kV | 8.8782 | 0 | 40 | 0.97 | 0 | 3.421 | 1 | 80 | 2081 | 356199 |  |  | 0.42674
252971102 | WEEDPATCH 1102 | 1632 | Kern | 21.6906 | 12.9721 | #N/A | 2445 | 0 | 12kV | 8.8774 | 0 | 37.778 | 4.664 | 0 | 1.945 | 1 | 79 | 10509 | 1087187 |  |  | 0.24255
024020404 | BELLE HAVEN 0404 | 1633 | Peninsula | 8.6383 | 2.5438 | #N/A | 814 | 0 | 4.16kV | 8.8716 | 0 | 40 | 1.4 | 0 | 2.958 | 1 | 80 | 2826 | 734162 |  |  | 0.369
012501104 | EL CERRITO G 1104 | 1634 | East Bay | 7.8086 | 1.9739 | #N/A | 1276 | 2 | 12kV | 8.863 | 0 | 40 | 1.351 | 0 | 2.964 | 1 | 80 | 2799 | 619191 |  |  | 0.36974
255262105 | KERN POWER 2105 | 1635 | Kern | 11.9685 | 32.8741 | #N/A | 4369 | 1 | 21kV | 8.8522 | 0 | 35.556 | 4.939 | 0 | 3.766 | 1 | 78 | 11471 | 727322 |  |  | 0.46968
062831102 | RICE 1102 | 1636 | Sacramento | 0 | 0.01511 | #N/A | 0 | 0 | 12kV | 8.8484 |  | 42.222 | 2.02 | 0 |  |  | 82 | 4324 | 751254
024060403 | CAROLANDS 0403 | 1637 | Peninsula | 13.3466 | 2.6513 | #N/A | 977 | 1 | 4.16kV | 8.8452 | 0 | 40 | 1.531 | 0 | 2.695 | 1 | 81 | 3143 | 735500 |  |  | 0.33615
254121103 | MC CALL 1103 | 1638 | Fresno | 17.4978 | 6.1543 | #N/A | 1514 | 0 | 12kV | 8.8404 | 0 | 37.778 | 4.012 | 0 | 2.412 | 1 | 79 | 9249 | 676762 |  |  | 0.30089
254081107 | CLOVIS 1107 | 1639 | Fresno | 11.457 | 22.0285 | #N/A | 1734 | 0 | 12kV | 8.84 | 25.266 | 15.714 | 0.987 | 0 | 2.233 | 26.5534 | 55 | 2110 | 371633 |  |  | 0.27853
252062110 | SHEPHERD 2110 | 1640 | Fresno | 8.4986 | 25.7669 | #N/A | 3102 | 0 | 21kV | 8.8344 | 18.784 | 18 | 2.493 | 0 | 4.895 | 19.9979 | 63 | 5596 | 608447 |  |  | 0.61052
012111105 | OAKLAND L 1105 | 1641 | East Bay | 2.7785 | 6.5384 | #N/A | 2888 | 1 | 12kV | 8.819 | 0 | 33.333 | 1.582 | 0 | 9.18 | 1 | 77 | 3434 | 531329 |  |  | 1.145
252241102 | KINGSBURG 1102 | 1642 | Fresno | 15.6348 | 7.9862 | #N/A | 2085 | 0 | 12kV | 8.7986 | 18.784 | 19.429 | 2.623 | 0 | 3.157 | 19.9979 | 68 | 6115 | 359101 |  |  | 0.3938
253571109 | BARTON 1109 | 1643 | Fresno | 7.1476 | 8.7543 | #N/A | 1469 | 3 | 12kV | 8.7884 | 0 | 33.333 | 6.679 | 0 | 3.93 | 1 | 77 | 15458 | 1050627 |  |  | 0.49023
253371106 | BAKERSFIELD 1106 | 1644 | Kern | 11.7794 | 0.2586 | #N/A | 2236 | 1 | 12kV | 8.786 | 0 | 35.556 | 4.805 | 0 | 3.569 | 1 | 78 | 11065 | 823798 |  |  | 0.44515
083431114 | HICKS 1114 | 1645 | San Jose | 9.5028 | 6.2425 | #N/A | 2156 | 0 | 12kV | 8.7804 | 0 | 35.556 | 5.027 | 0 | 3.319 | 1 | 78 | 10981 | 1601051 |  |  | 0.41396
082921103 | EL PATIO 1103 | 1646 | De Anza | 13.0823 | 5.2563 | #N/A | 4183 | 0 | 12kV | 8.7756 | 0 | 31.111 | 8.755 | 0 | 4.012 | 1 | 76 | 19432 | 2406811 |  |  | 0.50039
083631104 | WHISMAN 1104 | 1647 | De Anza | 0.0028632 | 5.7322 | #N/A | 49 | 1 | 12kV | 8.759 | 0 | 19.143 | 0.008 | 0 | 24.644 | 1 | 67 | 15 | 4367 |  |  | 3.0738
024110402 | HILLSDALE 0402 | 1648 | Peninsula | 8.027 | 0.55422 | #N/A | 1017 | 0 | 4.16kV | 8.7546 | 0 | 40 | 0.541 | 0 | 3.232 | 1 | 81 | 1164 | 193346 |  |  | 0.40317
012200404 | WALNUT CREEK 0404 | 1649 | Diablo | 6.4495 | 0.03413 | #N/A | 538 | 0 | 4.16kV | 8.7274 | 0 | 40 | 0.876 | 0 | 2.761 | 1 | 81 | 1433 | 874131 |  |  | 0.34436
182222103 | DEL MONTE 2103 | 1650 | Central Coast | 34.7266 | 19.6481 | 12.8349 | 4343 | 2 | 21kV | 8.7102 | 10.103 | 15.429 | 15.24 | 0 | 2.779 | 11.2183 | 54 | 32810 | 5445835 |  |  | 0.34658
103491102 | MC ARTHUR 1102 | 1651 | North Valley | 30.0404 | 1.8544 | 0.91154 | 287 | 1 | 12kV | 8.7086 | 33.94 | 7.429 | 1.568 | 0 | 0.606 | 35.3263 | 26 | 3557 | 334632 |  |  | 0.075604
182852202 | VIEJO 2202 | 1652 | Central Coast | 46.8166 | 15.9245 | 14.2864 | 6094 | 1 | 21kV | 8.7066 | 0 | 10.571 | 29.861 | 0 | 3.101 | 1 | 37 | 63993 | 11031742 |  |  | 0.38675
083802118 | TRIMBLE 2118 | 1653 | San Jose | 0.93146 | 13.1322 | #N/A | 4088 | 3 | 21kV | 8.6964 | 0 | 40 | 0.651 | 0 | 2.831 | 1 | 81 | 1160 | 532108 |  |  | 0.35308
013471119 | RICHMOND R 1119 | 1654 | East Bay | 3.5833 | 5.1059 | #N/A | 1638 | 0 | 12kV | 8.6928 | 0 | 35.556 | 2.019 | 0 | 5.889 | 1 | 78 | 4512 | 517638 |  |  | 0.73454
043371105 | LAKEVILLE 1105 | 1655 | Sonoma | 4.2072 | 30.2352 | #N/A | 4005 | 0 | 12kV | 8.6858 | 13.794 | 14.857 | 10.76 | 0 | 4.018 | 14.9507 | 52 | 24097 | 2689528 |  |  | 0.5011
253701110 | WESTPARK 1110 | 1656 | Kern | 12.9756 | 2.3827 | #N/A | 2857 | 0 | 12kV | 8.6632 | 0 | 35.556 | 3.718 | 0 | 4.042 | 1 | 78 | 8054 | 1266421 |  |  | 0.5042
162880405 | TRACY 0405 | 1657 | Stockton | 3.2371 | 0.046368 | #N/A | 558 | 0 | 4.16kV | 8.6584 | 0 | 37.778 | 1.958 | 0 | 3.556 | 1 | 79 | 4531 | 308046 |  |  | 0.44353
102701101 | ORLAND B 1101 | 1658 | North Valley | 29.2444 | 4.1691 | #N/A | 1121 | 0 | 12kV | 8.6502 | 25.266 | 14.571 | 2.094 | 0 | 1.32 | 26.5534 | 51 | 4673 | 544747 |  |  | 0.16462
022640401 | DALY CITY 0401 | 1659 | Peninsula | 5.6519 | 0.53107 | #N/A | 1477 | 0 | 4.16kV | 8.5912 | 25.266 | 13.429 | 1.283 | 0 | 2.978 | 26.5534 | 47 | 2956 | 219399 |  |  | 0.37141
254051101 | SANTA NELLA 1101 | 1660 | Yosemite | 38.0384 | 3.209 | #N/A | 231 | 0 | 12kV | 8.5874 | 0 | 42.222 | 0.292 | 0 | 0.423 | 1 | 82 | 604 | 136288 |  |  | 0.052707
012041116 | OAKLAND D 1116 | 1661 | East Bay | 2.8058 | 5.9347 | #N/A | 2321 | 0 | 12kV | 8.5874 | 0 | 35.556 | 2.201 | 0 | 5.18 | 1 | 78 | 5082 | 361331 |  |  | 0.64609
083611108 | BRITTON 1108 | 1662 | De Anza | 1.7277 | 6.3046 | #N/A | 122 | 4 | 12kV | 8.5796 | 0 | 42.222 | 0.073 | 0 | 0.603 | 1 | 82 | 162 | 19512 |  |  | 0.075194
014662109 | TASSAJARA 2109 | 1663 | Diablo | 1.9417 | 34.7083 | 0.80761 | 2038 | 0 | 21kV | 8.578 | 25.266 | 12.571 | 4.5 | 0 | 0.553 | 26.5534 | 44 | 10084 | 1116421 |  |  | 0.069015
252802102 | MERCED 2102 | 1664 | Yosemite | 25.5865 | 10.4938 | #N/A | 5418 | 2 | 21kV | 8.5758 | 0 | 35.556 | 3.312 | 0 | 4.011 | 1 | 78 | 7576 | 632003 |  |  | 0.50034
022331108 | HUNTERS POINT (P) 1108 | 1665 | San Francisco | 6.3016 | 7.7031 | #N/A | 4005 | 0 | 12kV | 8.5744 | 18.784 | 8 | 11.106 | 0 | 4.982 | 19.9979 | 28 | 25774 | 1659676 |  |  | 0.62146
013652115 | CONTRA COSTA 2115 | 1666 | Diablo | 6.7667 | 33.7563 | #N/A | 3324 | 0 | 21kV | 8.5664 | 0 | 35.556 | 3.393 | 0 | 3.883 | 1 | 78 | 7611 | 831947 |  |  | 0.48437
022071105 | SF E 1105 | 1667 | San Francisco | 2.4189 | 8.2069 | #N/A | 3303 | 0 | 12kV | 8.556 | 0 | 31.111 | 5.21 | 0 | 6.459 | 1 | 76 | 11347 | 1698648 |  |  | 0.80559
163310406 | HARDING 0406 | 1668 | Stockton | 3.1472 | 0.083828 | #N/A | 883 | 0 | 4.16kV | 8.5534 | 18.784 | 19.714 | 0.431 | 0 | 3.838 | 19.9979 | 69 | 957 | 117892 |  |  | 0.47869
063621106 | DEEPWATER 1106 | 1669 | Sacramento | 0.060056 | 23.2015 | #N/A | 2283 | 0 | 12kV | 8.5424 | 0 | 35.556 | 0.331 | 0 | 6.825 | 1 | 78 | 714 | 117409 |  |  | 0.85132
253371115 | BAKERSFIELD 1115 | 1670 | Kern | 5.6757 | 2.1393 | #N/A | 859 | 1 | 12kV | 8.5342 | 0 | 37.778 | 0.6 | 0 | 4.293 | 1 | 79 | 1252 | 264416 |  |  | 0.53552
254311106 | ORTIGA 1106 | 1671 | Yosemite | 51.8526 | 9.8105 | #N/A | 1307 | 1 | 12kV | 8.5316 | 0 | 40 | 2.039 | 0 | 0.619 | 1 | 80 | 4649 | 406264 |  |  | 0.07724
162701706 | VIERRA 1706 | 1672 | Stockton | 8.0456 | 29.2208 | #N/A | 2419 | 2 | 17kV | 8.5308 | 0 | 37.778 | 2.073 | 0 | 2.803 | 1 | 79 | 4527 | 661675 |  |  | 0.34957
253701103 | WESTPARK 1103 | 1673 | Kern | 15.5887 | 2.0433 | #N/A | 2063 | 0 | 12kV | 8.4916 | 0 | 35.556 | 2.971 | 0 | 3.931 | 1 | 78 | 6833 | 520883 |  |  | 0.49036
082261105 | SAN JOSE B 1105 | 1674 | San Jose | 8.6461 | 5.2592 | #N/A | 2974 | 2 | 12kV | 8.4658 | 0 | 33.333 | 3.936 | 0 | 5.06 | 1 | 77 | 9092 | 640713 |  |  | 0.63115
102971107 | SYCAMORE CREEK 1107 | 1675 | North Valley | 6.0009 | 11.8367 | #N/A | 2104 | 0 | 12kV | 8.4642 | 0 | 35.556 | 2.438 | 0 | 4.327 | 1 | 78 | 5402 | 680887 |  |  | 0.53967
013531104 | LAKEWOOD 1104 | 1676 | Diablo | 11.7534 | 6.7278 | #N/A | 3164 | 1 | 12kV | 8.4182 | 0 | 33.333 | 4.107 | 0 | 4.651 | 1 | 77 | 8936 | 1349471 |  |  | 0.58009
163571702 | AVENA 1702 | 1677 | Stockton | 80.289 | 0.58864 | #N/A | 776 | 0 | 17kV | 8.4158 | 25.266 | 14 | 2.103 | 0 | 0.71 | 26.5534 | 49 | 4479 | 810947 |  |  | 0.088585
024021106 | BELLE HAVEN 1106 | 1678 | Peninsula | 14.609 | 7.6103 | #N/A | 3475 | 0 | 12kV | 8.4084 | 0 | 28.889 | 8.888 | 0 | 4.265 | 1 | 75 | 20270 | 1770760 |  |  | 0.53198
022801119 | LARKIN (Y) 1119 | 1679 | San Francisco | 1.7194 | 6.6715 | #N/A | 6163 | 0 | 12kV | 8.4038 | 0 | 19.143 | 10.803 | 0 | 12.073 | 1 | 67 | 24597 | 2202840 |  |  | 1.5058
012041105 | OAKLAND D 1105 | 1680 | East Bay | 8.3357 | 5.6041 | #N/A | 4817 | 0 | 12kV | 8.3974 | 0 | 28.889 | 6.82 | 0 | 6.278 | 1 | 75 | 15931 | 891384 |  |  | 0.78304
022801140 | LARKIN (Y) 1140 | 1681 | San Francisco | 0.079535 | 6.6438 | #N/A | 1020 | 2 | 12kV | 8.382 | 0 | 28.889 | 2.051 | 0 | 10.97 | 1 | 75 | 4779 | 283489 |  |  | 1.3683
103081103 | BUTTE 1103 | 1682 | North Valley | 60.033 | 7.9347 | #N/A | 1342 | 0 | 12kV | 8.3616 | 18.784 | 17.429 | 4.403 | 0 | 1.192 | 19.9979 | 61 | 9871 | 1088278 |  |  | 0.14863
152811104 | WHEATLAND 1104 | 1683 | Sierra | 114.031 | 0.79433 | #N/A | 1142 | 1 | 12kV | 8.3542 | 25.266 | 12.571 | 3.165 | 0 | 0.769 | 26.5534 | 44 | 6774 | 1181122 |  |  | 0.095959
083001107 | LOCKHEED NO 2 1107 | 1684 | De Anza | 0.84913 | 3.5109 | #N/A | 26 | 1 | 12kV | 8.3524 | 0 | 40 | 0.01 | 0 | 1.752 | 1 | 81 | 17 | 8519 |  |  | 0.21849
083771104 | VASONA 1104 | 1685 | De Anza | 3.7208 | 5.2509 | #N/A | 1179 | 0 | 12kV | 8.3468 | 0 | 35.556 | 0.69 | 0 | 5.488 | 1 | 78 | 1429 | 316545 |  |  | 0.68451
153781107 | BOGUE 1107 | 1686 | Sierra | 15.8178 | 5.7273 | #N/A | 2469 | 4 | 12kV | 8.3424 | 0 | 33.333 | 4.001 | 0 | 4.378 | 1 | 77 | 8946 | 1017238 |  |  | 0.54602
022861104 | SERRAMONTE 1104 | 1687 | Peninsula | 12.6136 | 13.1431 | #N/A | 5906 | 0 | 12kV | 8.3388 | 0 | 13.714 | 24.256 | 0 | 3.724 | 1 | 48 | 55641 | 4432879 |  |  | 0.4645
014402103 | LAS POSITAS 2103 | 1688 | Mission | 2.9895 | 15.0224 | #N/A | 520 | 1 | 21kV | 8.3388 | 25.266 | 13.429 | 0.864 | 0 | 2.135 | 26.5534 | 47 | 1864 | 303511 |  |  | 0.26629
252861106 | RIO BRAVO 1106 | 1689 | Kern | 56.717 | 0.58863 | #N/A | 579 | 2 | 12kV | 8.3372 | 0 | 37.778 | 3.184 | 0 | 0.724 | 1 | 79 | 6572 | 1487977 |  |  | 0.09029
254242104 | FELLOWS 2104 | 1690 | Kern | 79.4955 | 0.37304 | #N/A | 122 | 10 | 21kV | 8.3316 | 33.94 | 6.571 | 0.791 | 0 | 0.356 | 35.3263 | 23 | 1546 | 476622 |  |  | 0.044438
253411107 | LAKEVIEW 1107 | 1691 | Kern | 25.981 | 0.51921 | #N/A | 50 | 1 | 12kV | 8.331 | 10.103 | 31.111 | 0.063 | 0 | 0.378 | 11.2183 | 76 | 132 | 26753 |  |  | 0.047157
182771101 | CAMBRIA 1101 | 1692 | Los Padres | 31.0713 | 3.9041 | 27.64 | 380 | 1 | 12kV | 8.3226 | 33.94 | 6 | 1.341 | 0 | 0.332 | 35.3263 | 21 | 2713 | 692971 |  |  | 0.041425
024020405 | BELLE HAVEN 0405 | 1693 | Peninsula | 7.4481 | 0.66049 | #N/A | 715 | 1 | 4.16kV | 8.321 | 0 | 37.778 | 1.12 | 0 | 2.707 | 1 | 79 | 2486 | 306607 |  |  | 0.33768
162371109 | STOCKTON A 1109 | 1694 | Stockton | 11.8811 | 2.3065 | #N/A | 2180 | 1 | 12kV | 8.3196 | 0 | 35.556 | 2.309 | 0 | 3.733 | 1 | 78 | 5166 | 582890 |  |  | 0.46557
252952108 | TULARE LAKE 2108 | 1695 | Fresno | 57.0893 | 0.58201 | #N/A | 106 | 2 | 12kV | 8.2958 | 0 | 40 | 1.209 | 0 | 0.27 | 1 | 80 | 2525 | 529641 |  |  | 0.033724
253921110 | MANCHESTER 1110 | 1696 | Fresno | 13.3963 | 4.3921 | #N/A | 2133 | 0 | 12kV | 8.294 | 0 | 33.333 | 4.387 | 0 | 3.75 | 1 | 77 | 9759 | 1178459 |  |  | 0.46768
254251109 | MALAGA 1109 | 1697 | Fresno | 3.2404 | 11.8562 | #N/A | 1153 | 3 | 12kV | 8.2896 | 0 | 35.556 | 1.504 | 0 | 4.388 | 1 | 78 | 3361 | 385704 |  |  | 0.54733
012091112 | OAKLAND J 1112 | 1698 | East Bay | 5.5297 | 2.3085 | #N/A | 816 | 1 | 12kV | 8.285 | 0 | 33.333 | 2.7 | 0 | 5.392 | 1 | 77 | 6172 | 520308 |  |  | 0.67252
255262103 | KERN POWER 2103 | 1699 | Kern | 12.4189 | 32.1508 | #N/A | 4161 | 0 | 21kV | 8.2736 | 0 | 28.889 | 8.445 | 0 | 4.034 | 1 | 75 | 19271 | 1668897 |  |  | 0.50312
252501101 | BALCH NO 1 1101 | 1700 | Fresno | 14.7027 | 0 | 14.6983 | 25 | 0 | 12kV | 8.2608 | 33.94 | 7.143 | 0.031 | 0 | 0.19 | 35.3263 | 25 | 62 | 16920 |  |  | 0.023713
162421101 | STAGG 1101 | 1701 | Stockton | 19.5497 | 3.9203 | #N/A | 2220 | 0 | 12kV | 8.2592 | 0 | 33.333 | 4.881 | 0 | 3.082 | 1 | 77 | 10694 | 1513328 |  |  | 0.38446
022801108 | LARKIN (Y) 1108C | 1702 | San Francisco | 0.1103 | 5.0203 | #N/A | 1826 | 0 | 12kV | 8.2556 | 0 | 28.889 | 1.224 | 0 | 11.165 | 1 | 75 | 2591 | 491752 |  |  | 1.3926
252661101 | GUERNSEY 1101 | 1703 | Fresno | 40.7802 | 3.1642 | #N/A | 161 | 3 | 12kV | 8.2372 | 0 | 40 | 0.668 | 0 | 0.518 | 1 | 80 | 1459 | 212692 |  |  | 0.064666
252281116 | CALIFORNIA AVE 1116 | 1704 | Fresno | 9.3679 | 6.8821 | #N/A | 2427 | 2 | 12kV | 8.2238 | 0 | 33.333 | 3.503 | 0 | 4.283 | 1 | 77 | 8089 | 573231 |  |  | 0.53418
022390401 | 18TH STREET 0401 | 1705 | San Francisco | 1.2652 | 0.048531 | #N/A | 1214 | 0 | 4.16kV | 8.2216 | 18.784 | 16.857 | 0.659 | 0 | 4.808 | 19.9979 | 59 | 1451 | 195909 |  |  | 0.59968
024011107 | BAY MEADOWS 1107 | 1706 | Peninsula | 3.1677 | 6.7717 | #N/A | 2131 | 0 | 12kV | 8.2178 | 0 | 28.889 | 6.379 | 0 | 5.821 | 1 | 75 | 13585 | 2462942 |  |  | 0.72608
042151109 | SANTA ROSA A 1109 | 1707 | Sonoma | 5.919 | 5.5813 | #N/A | 1265 | 2 | 12kV | 8.1856 | 0 | 35.556 | 0.723 | 0 | 4.649 | 1 | 78 | 1512 | 314679 |  |  | 0.57984
014722111 | DIXON LANDING 2111 | 1708 | Mission | 0.1306 | 12.8511 | #N/A | 569 | 2 | 21kV | 8.181 | 0 | 35.556 | 0.288 | 0 | 5.061 | 1 | 78 | 651 | 63924 |  |  | 0.6313
254771101 | JACOBS CORNER 1101 | 1709 | Fresno | 101.5138 | 3.7527 | #N/A | 1637 | 1 | 12kV | 8.1736 | 0 | 37.778 | 2.182 | 0 | 0.908 | 1 | 79 | 4855 | 586196 |  |  | 0.11325
083801103 | TRIMBLE 1103 | 1710 | San Jose | 2.7052 | 8.6493 | #N/A | 584 | 0 | 12kV | 8.1658 | 0 | 35.556 | 0.48 | 0 | 4.793 | 1 | 78 | 1038 | 167059 |  |  | 0.59783
253491108 | LERDO 1108 | 1711 | Kern | 15.1967 | 0.58541 | #N/A | 85 | 3 | 12kV | 8.165 | 0 | 40 | 0.104 | 0 | 0.721 | 1 | 81 | 221 | 39750 |  |  | 0.089881
253731112 | WEST FRESNO 1112 | 1712 | Fresno | 23.8002 | 12.3763 | #N/A | 2185 | 0 | 12kV | 8.156 | 0 | 31.111 | 7.531 | 0 | 2.138 | 1 | 76 | 16851 | 1902527 |  |  | 0.26663
083481104 | STELLING 1104 | 1713 | De Anza | 14.5165 | 6.4591 | #N/A | 3267 | 5 | 12kV | 8.1192 | 0 | 33.333 | 3.474 | 0 | 3.789 | 1 | 77 | 7622 | 1064916 |  |  | 0.47255
083912109 | PIERCY 2109 | 1714 | San Jose | 19.9046 | 17.6493 | #N/A | 5887 | 2 | 21kV | 8.1182 | 0 | 22.222 | 14.572 | 0 | 3.797 | 1 | 72 | 32354 | 3991467 |  |  | 0.47355
022011125 | MISSION (X) 1125 | 1715 | San Francisco | 0.96504 | 9.7395 | #N/A | 2811 | 0 | 12kV | 8.1164 | 0 | 24.444 | 7.722 | 0 | 8.416 | 1 | 73 | 17722 | 1401127 |  |  | 1.0497
254611107 | STOREY 1107 | 1716 | Yosemite | 15.7697 | 6.3834 | #N/A | 2690 | 0 | 12kV | 8.113 | 0 | 31.111 | 5.337 | 0 | 4.117 | 1 | 76 | 12277 | 931724 |  |  | 0.51353
162231102 | COLONY 1102 | 1717 | Stockton | 47.6497 | 0.69724 | #N/A | 704 | 0 | 12kV | 8.1122 | 18.784 | 17.143 | 3.534 | 0 | 1.1 | 19.9979 | 60 | 7672 | 1184418 |  |  | 0.13726
163191711 | RIVERBANK 1711 | 1718 | Yosemite | 36.3383 | 9.1026 | #N/A | 1451 | 0 | 17kV | 8.1088 | 18.784 | 11.714 | 8.554 | 0 | 1.492 | 19.9979 | 41 | 19569 | 1628586 |  |  | 0.1861
162422105 | STAGG 2105 | 1719 | Stockton | 4.5187 | 33.5059 | #N/A | 4480 | 0 | 21kV | 8.1084 | 0 | 26.667 | 9.71 | 0 | 4.165 | 1 | 74 | 21887 | 2251988 |  |  | 0.51947
152571102 | HORSESHOE 1102 | 1720 | Sierra | 14.8343 | 14.3716 | #N/A | 1161 | 0 | 12kV | 8.0906 | 18.784 | 16.857 | 1.978 | 0 | 2.834 | 19.9979 | 59 | 4402 | 528381 |  |  | 0.35353
083421104 | LAWRENCE 1104 | 1721 | De Anza | 9.3648 | 5.872 | #N/A | 1847 | 1 | 12kV | 8.0714 | 0 | 33.333 | 3.409 | 0 | 3.615 | 1 | 77 | 7414 | 1124488 |  |  | 0.45095
254401102 | TWISSELMAN 1102 | 1722 | Kern | 37.992 | 0.080033 | #N/A | 103 | 1 | 12kV | 8.0686 | 0 | 40 | 0.117 | 0 | 0.226 | 1 | 81 | 247 | 49251 |  |  | 0.028231
254411104 | MC MULLIN 1104 | 1723 | Fresno | 68.8535 | 0.37162 | #N/A | 449 | 0 | 12kV | 8.0626 | 0 | 37.778 | 1.98 | 0 | 0.555 | 1 | 79 | 4403 | 533718 |  |  | 0.069253
063642105 | PEABODY 2105 | 1724 | Sacramento | 61.6037 | 41.3563 | #N/A | 5031 | 3 | 21kV | 8.0428 | 0 | 24.444 | 14.911 | 0 | 0.859 | 1 | 73 | 33715 | 3329249 |  |  | 0.10713
022571101 | EAST GRAND 1101 | 1725 | Peninsula | 8.3326 | 7.9067 | #N/A | 3345 | 7 | 12kV | 8.0406 | 0 | 33.333 | 1.873 | 0 | 4.997 | 1 | 77 | 4098 | 588312 |  |  | 0.62324
255292109 | WOODWARD 2109 | 1726 | Fresno | 1.9139 | 29.2093 | #N/A | 3223 | 0 | 21kV | 8.04 | 13.794 | 16 | 2.859 | 0 | 7.547 | 14.9507 | 56 | 6617 | 450902 |  |  | 0.94136
152582110 | DEL MAR 2110 | 1727 | Sierra | 1.9846 | 43.3764 | #N/A | 3447 | 0 | 21kV | 8.0266 | 10.103 | 20 | 6.851 | 0 | 3.179 | 11.2183 | 71 | 15411 | 1628241 |  |  | 0.39649
163130402 | EAST STOCKTON 0402 | 1728 | Stockton | 9.6161 | 0.0040776 | #N/A | 1225 | 0 | 4.16kV | 8.0206 | 0 | 35.556 | 1.511 | 0 | 3.036 | 1 | 78 | 3316 | 460693 |  |  | 0.37866
152442110 | PLEASANT GROVE 2110 | 1729 | Sierra | 33.8459 | 23.8527 | #N/A | 2009 | 5 | 21kV | 8.005 | 18.784 | 16.286 | 3.911 | 0 | 1.044 | 19.9979 | 57 | 9072 | 591640 |  |  | 0.13026
022011154 | MISSION (X) 1154 | 1730 | San Francisco | 0 | 5.7087 | #N/A | 732 | 0 | 12kV | 8 |  | 40 | 0 | 0 |  |  | 80 | 0 | 0
022690401 | MILLBRAE 0401 | 1731 | Peninsula | 2.8227 | 0.56895 | #N/A | 629 | 0 | 4.16kV | 7.9894 | 0 | 35.556 | 0.671 | 0 | 3.72 | 1 | 78 | 1498 | 172448 |  |  | 0.46395
163711703 | COTTLE 1703 | 1732 | Yosemite | 147.7609 | 6.1348 | #N/A | 1324 | 0 | 17kV | 7.9664 | 10.103 | 20 | 8.849 | 0 | 0.88 | 11.2183 | 70 | 19577 | 2509379 |  |  | 0.10977
012011115 | OAKLAND C 1115 | 1733 | East Bay | 1.1448 | 5.8246 | #N/A | 2141 | 0 | 12kV | 7.9472 | 0 | 31.111 | 1.154 | 0 | 7.471 | 1 | 76 | 2687 | 160190 |  |  | 0.93179
062031108 | WOODLAND 1108 | 1734 | Sacramento | 21.8454 | 9.3913 | #N/A | 997 | 2 | 12kV | 7.947 | 0 | 35.556 | 2.638 | 0 | 1.541 | 1 | 78 | 5829 | 757345 |  |  | 0.19225
253422101 | PANAMA 2101 | 1735 | Kern | 38.4058 | 28.3228 | #N/A | 4838 | 1 | 21kV | 7.9466 | 0 | 28.889 | 8.644 | 0 | 2.2 | 1 | 75 | 19017 | 2582714 |  |  | 0.27441
252451102 | EL NIDO 1102 | 1736 | Yosemite | 51.4099 | 0.66687 | #N/A | 277 | 0 | 12kV | 7.9404 | 0 | 37.778 | 1.327 | 0 | 0.597 | 1 | 79 | 2921 | 396136 |  |  | 0.074507
162422104 | STAGG 2104 | 1737 | Stockton | 8.2128 | 35.5975 | #N/A | 3410 | 0 | 21kV | 7.9156 | 0 | 35.556 | 3.647 | 0 | 0.375 | 1 | 78 | 8175 | 903233 |  |  | 0.046826
062061105 | DIXON 1105 | 1738 | Sacramento | 23.673 | 18.2753 | #N/A | 2187 | 1 | 12kV | 7.915 | 0 | 35.556 | 2.408 | 0 | 1.611 | 1 | 78 | 5493 | 476917 |  |  | 0.20097
163310402 | HARDING 0402 | 1739 | Stockton | 3.8269 | 0.18388 | #N/A | 784 | 0 | 4.16kV | 7.9136 | 0 | 35.556 | 0.364 | 0 | 3.648 | 1 | 78 | 762 | 157172 |  |  | 0.45495
252852101 | PINEDALE 2101 | 1740 | Fresno | 1.8223 | 37.9687 | #N/A | 3120 | 0 | 21kV | 7.9038 | 0 | 28.889 | 3.425 | 0 | 7.205 | 1 | 75 | 7833 | 654384 |  |  | 0.8987
252211103 | BIOLA 1103 | 1741 | Fresno | 81.0062 | 1.6955 | #N/A | 482 | 1 | 12kV | 7.8982 | 0 | 37.778 | 1.152 | 0 | 0.561 | 1 | 79 | 2364 | 554032 |  |  | 0.069939
254251101 | MALAGA 1101 | 1742 | Fresno | 3.3634 | 13.5094 | #N/A | 1339 | 3 | 12kV | 7.8664 | 10.103 | 24.444 | 2.19 | 0 | 2.595 | 11.2183 | 73 | 4978 | 455700 |  |  | 0.32367
163021103 | TERMINOUS 1103 | 1743 | Stockton | 31.8944 | 0.20532 | #N/A | 214 | 0 | 12kV | 7.8644 | 33.94 | 4 | 0.806 | 0 | 0.576 | 35.3263 | 14 | 1743 | 277286 |  |  | 0.07189
253611106 | ATWATER 1106 | 1744 | Yosemite | 35.3412 | 13.2123 | #N/A | 3104 | 0 | 12kV | 7.8608 | 0 | 33.333 | 3.568 | 0 | 2.403 | 1 | 77 | 7735 | 1207465 |  |  | 0.29968
083892106 | MONTAGUE 2106 | 1745 | San Jose | 0.0037879 | 9.6206 | #N/A | 959 | 1 | 21kV | 7.8354 | 0 | 11.714 | 1.343 | 0 | 26.12 | 1 | 41 | 3131 | 183114 |  |  | 3.2579
102171101 | ESQUON 1101 | 1746 | North Valley | 70.5067 | 0.66063 | #N/A | 291 | 0 | 12kV | 7.8272 | 25.266 | 11.429 | 2.013 | 0 | 0.428 | 26.5534 | 40 | 4395 | 642861 |  |  | 0.053425
182201103 | SPENCE 1103 | 1747 | Central Coast | 10.5097 | 0.048367 | #N/A | 96 | 0 | 12kV | 7.8166 | 33.94 | 5.143 | 0 | 0 |  | 35.3263 | 18 | 0 | 0
255292104 | WOODWARD 2104 | 1748 | Fresno | 3.017 | 28.0831 | #N/A | 2188 | 4 | 21kV | 7.8028 | 18.784 | 15.429 | 3.021 | 0 | 1.78 | 19.9979 | 54 | 6939 | 540826 |  |  | 0.22203
012091114 | OAKLAND J 1114 | 1749 | East Bay | 0.0024624 | 0.62328 | #N/A | 0 | 0 | 12kV | 7.7902 | 0 | 0 | 0 | 0 | 38.951 | 1 | 0 | 0 | 0 |  |  | 4.8583
182821102 | MESA 1102 | 1750 | Los Padres | 44.2025 | 1.4071 | #N/A | 326 | 0 | 12kV | 7.7796 | 10.103 | 16.857 | 11.229 | 0 | 0.709 | 11.2183 | 59 | 26172 | 1539520 |  |  | 0.088492
182611102 | PASO ROBLES 1102 | 1751 | Los Padres | 6.4625 | 16.3596 | #N/A | 1817 | 0 | 12kV | 7.777 | 10.103 | 24.444 | 0.776 | 0 | 3.562 | 11.2183 | 73 | 1601 | 362764 |  |  | 0.44422
083871101 | FMC 1101 | 1752 | San Jose | 16.5603 | 4.1476 | #N/A | 3473 | 3 | 12kV | 7.7756 | 0 | 26.667 | 8.272 | 0 | 3.939 | 1 | 74 | 17842 | 2912977 |  |  | 0.49126
152582106 | DEL MAR 2106 | 1753 | Sierra | 3.1686 | 31.8204 | #N/A | 2151 | 0 | 21kV | 7.7366 | 18.784 | 16.286 | 1.431 | 0 | 2.182 | 19.9979 | 57 | 3288 | 254955 |  |  | 0.27221
153731101 | PLUMAS 1101 | 1754 | Sierra | 32.0261 | 0.40962 | #N/A | 149 | 1 | 12kV | 7.6976 | 18.784 | 18.571 | 0.444 | 0 | 0.689 | 19.9979 | 65 | 961 | 151990 |  |  | 0.085967
252051114 | ASHLAN AVE 1114 | 1755 | Fresno | 8.6721 | 1.1581 | #N/A | 1175 | 2 | 12kV | 7.6944 | 0 | 33.333 | 1.847 | 0 | 3.292 | 1 | 77 | 4092 | 516529 |  |  | 0.41059
182852204 | VIEJO 2204 | 1756 | Central Coast | 24.6227 | 8.6592 | 3.9584 | 4860 | 1 | 21kV | 7.694 | 10.103 | 13.429 | 11.278 | 0 | 3.66 | 11.2183 | 47 | 23264 | 5285155 |  |  | 0.45646
012091117 | OAKLAND J 1117 | 1757 | East Bay | 13.1698 | 6.9107 | #N/A | 5047 | 2 | 12kV | 7.6902 | 0 | 22.222 | 11.89 | 0 | 4.339 | 1 | 72 | 26711 | 2870958 |  |  | 0.54115
022780405 | MARINA (F) 0405 | 1758 | San Francisco | 0.13854 | 3.1099 | #N/A | 1988 | 0 | 4.16kV | 7.6734 | 0 | 26.667 | 1.883 | 0 | 9.817 | 1 | 74 | 4338 | 321527 |  |  | 1.2244
082261106 | SAN JOSE B 1106 | 1759 | San Jose | 0.69965 | 4.7453 | #N/A | 466 | 4 | 12kV | 7.6648 | 0 | 33.333 | 0.019 | 0 | 4.972 | 1 | 77 | 35 | 13888 |  |  | 0.6202
022071107 | SF E 1107 | 1760 | San Francisco | 3.511 | 11.0018 | #N/A | 4081 | 0 | 12kV | 7.6352 | 0 | 17.714 | 14.851 | 0 | 5.611 | 1 | 62 | 34079 | 2697657 |  |  | 0.69985
012022211 | CLAYTON 2211 | 1761 | Diablo | 10.478 | 20.1606 | #N/A | 4177 | 0 | 21kV | 7.6228 | 0 | 17.429 | 17.067 | 0 | 3.618 | 1 | 61 | 38779 | 3578756 |  |  | 0.45121
254582102 | 7TH STANDARD 2102 | 1762 | Kern | 18.0107 | 20.7701 | #N/A | 1907 | 3 | 21kV | 7.612 | 0 | 33.333 | 3.39 | 0 | 1.337 | 1 | 77 | 7697 | 716823 |  |  | 0.16675
252852110 | PINEDALE 2110 | 1763 | Fresno | 0.19168 | 20.294 | #N/A | 2719 | 0 | 21kV | 7.611 | 0 | 26.667 | 3.035 | 0 | 8.353 | 1 | 74 | 6915 | 612536 |  |  | 1.0418
024030401 | BELMONT 0401 | 1764 | Peninsula | 5.9009 | 1.2597 | #N/A | 1103 | 0 | 4.16kV | 7.606 | 0 | 33.333 | 1.005 | 0 | 3.692 | 1 | 77 | 2103 | 432640 |  |  | 0.46051
252852109 | PINEDALE 2109 | 1765 | Fresno | 7.0991 | 15.0573 | #N/A | 2138 | 0 | 21kV | 7.6012 | 0 | 28.889 | 3.955 | 0 | 5.162 | 1 | 75 | 9087 | 706019 |  |  | 0.64389
102491101 | CHICO B 1101 | 1766 | North Valley | 4.8715 | 7.5982 | #N/A | 3249 | 0 | 12kV | 7.601 | 0 | 20 | 12.896 | 0 | 5.109 | 1 | 71 | 29470 | 2496588 |  |  | 0.63722
082342107 | RIVER OAKS 2107 | 1767 | San Jose | 0 | 2.5875 | #N/A | 486 | 6 | 21kV | 7.5994 |  | 37.778 | 0.219 | 0 |  |  | 79 | 498 | 46283
252051113 | ASHLAN AVE 1113 | 1768 | Fresno | 9.8595 | 16.1365 | #N/A | 1864 | 1 | 12kV | 7.5798 | 0 | 33.333 | 0.956 | 0 | 3.61 | 1 | 77 | 2093 | 298028 |  |  | 0.45026
012501113 | EL CERRITO G 1113 | 1769 | East Bay | 9.5683 | 4.8319 | 0.20892 | 3251 | 1 | 12kV | 7.579 | 0 | 24.444 | 8.026 | 0 | 5.425 | 1 | 73 | 15529 | 5033915 |  |  | 0.6766
162422107 | STAGG 2107 | 1770 | Stockton | 6.0395 | 23.26 | #N/A | 4069 | 0 | 21kV | 7.5638 | 10.103 | 18.571 | 5.968 | 0 | 3.177 | 11.2183 | 65 | 13791 | 964687 |  |  | 0.39624
012041115 | OAKLAND D 1115 | 1771 | East Bay | 2.7066 | 6.6021 | #N/A | 3070 | 0 | 12kV | 7.5462 | 0 | 28.889 | 3.077 | 0 | 5.765 | 1 | 75 | 7185 | 404932 |  |  | 0.71911
192021124 | ARCATA 1124 | 1772 | Humboldt | 0.002643 | 0 | #N/A | 0 | 0 | 12kV | 7.5438 |  |  | 0 | 0 | 37.719 |  |  | 0 | 0 |  |  | 4.7046
082261107 | SAN JOSE B 1107 | 1773 | San Jose | 4.8951 | 5.5103 | #N/A | 3072 | 2 | 12kV | 7.523 | 0 | 31.111 | 0.605 | 0 | 5.899 | 1 | 76 | 1221 | 318046 |  |  | 0.73576
083230402 | CLIFF DRIVE 0402 | 1774 | Central Coast | 0.0027144 | 0 | #N/A | 0 | 0 | 4.16kV | 7.5058 |  |  | 0.643 | 0 | 36.886 |  |  | 1309 | 323818 |  |  | 4.6007
022871113 | EMBARCADERO (Z) 1113 | 1775 | San Francisco | 0.10839 | 3.4302 | #N/A | 284 | 2 | 12kV | 7.5016 | 0 | 18.286 | 0.76 | 0 | 18.462 | 1 | 64 | 1734 | 151837 |  |  | 2.3027
162671101 | WESTLEY 1101 | 1776 | Yosemite | 85.134 | 0.52156 | #N/A | 623 | 1 | 12kV | 7.4996 | 10.103 | 24.444 | 2.349 | 0 | 0.602 | 11.2183 | 73 | 5096 | 791698 |  |  | 0.075025
022031110 | POTRERO PP (A) 1110 | 1777 | San Francisco | 6.121 | 3.8507 | #N/A | 4332 | 0 | 12kV | 7.4984 | 0 | 24.444 | 6.429 | 0 | 6.619 | 1 | 73 | 14529 | 1445356 |  |  | 0.82553
163091104 | CARBONA 1104 | 1778 | Stockton | 43.971 | 8.8268 | #N/A | 1143 | 0 | 12kV | 7.4888 | 18.784 | 15.429 | 2.287 | 0 | 0.944 | 19.9979 | 54 | 5016 | 703211 |  |  | 0.11781
152851102 | HARTER 1102 | 1779 | Sierra | 4.3857 | 15.0593 | #N/A | 1813 | 0 | 12kV | 7.4868 | 13.794 | 18.571 | 1.19 | 0 | 3.879 | 14.9507 | 65 | 2557 | 429935 |  |  | 0.48386
024021104 | BELLE HAVEN 1104 | 1780 | Peninsula | 5.67 | 8.1584 | #N/A | 1189 | 0 | 12kV | 7.472 | 0 | 31.111 | 2.842 | 0 | 3.407 | 1 | 76 | 6396 | 670982 |  |  | 0.42499
083192104 | GREEN VALLEY 2104 | 1781 | Central Coast | 30.981 | 12.8759 | #N/A | 6386 | 1 | 21kV | 7.4652 | 0 | 18.857 | 14.765 | 0 | 3.704 | 1 | 66 | 33231 | 3488606 |  |  | 0.46199
083802115 | TRIMBLE 2115 | 1782 | San Jose | 0.31317 | 10.2472 | #N/A | 2091 | 3 | 21kV | 7.4646 | 0 | 28.889 | 3.489 | 0 | 4.945 | 1 | 75 | 8165 | 439216 |  |  | 0.61681
083371112 | SARATOGA 1112 | 1783 | De Anza | 8.4339 | 5.4259 | #N/A | 1856 | 0 | 12kV | 7.4588 | 0 | 31.111 | 2.593 | 0 | 3.59 | 1 | 76 | 5734 | 737804 |  |  | 0.44779
062701110 | CORDELIA 1110 | 1784 | Sacramento | 8.9324 | 20.3388 | #N/A | 1638 | 0 | 12kV | 7.4528 | 0 | 33.333 | 2.209 | 0 | 1.722 | 1 | 77 | 4976 | 516734 |  |  | 0.21479
063591104 | VACA DIXON 1104 | 1785 | Sacramento | 7.4713 | 17.598 | #N/A | 2553 | 0 | 12kV | 7.4478 | 0 | 24.444 | 9.877 | 0 | 2.918 | 1 | 73 | 22379 | 2149807 |  |  | 0.36391
182011103 | SALINAS 1103 | 1786 | Central Coast | 10.7985 | 26.8091 | #N/A | 6185 | 0 | 12kV | 7.4352 | 0 | 18.286 | 14.433 | 0 | 4.457 | 1 | 64 | 30798 | 5494849 |  |  | 0.55595
252301102 | CAMDEN 1102 | 1787 | Fresno | 62.3579 | 3.9358 | #N/A | 1725 | 0 | 12kV | 7.4058 | 10.103 | 19.429 | 6.263 | 0 | 1.234 | 11.2183 | 68 | 14131 | 1434998 |  |  | 0.15387
082191104 | MABURY 1104 | 1788 | San Jose | 14.341 | 4.0819 | #N/A | 4045 | 0 | 12kV | 7.395 | 0 | 18.857 | 13.643 | 0 | 4.475 | 1 | 66 | 31196 | 2616774 |  |  | 0.55812
082261116 | SAN JOSE B 1116 | 1789 | San Jose | 4.8576 | 5.0262 | #N/A | 1559 | 0 | 12kV | 7.383 | 0 | 31.111 | 1.313 | 0 | 4.491 | 1 | 76 | 3042 | 203403 |  |  | 0.56019
022101105 | SF H 1105 | 1790 | Peninsula | 10.481 | 14.3997 | #N/A | 5094 | 2 | 12kV | 7.3232 | 0 | 16.286 | 15.936 | 0 | 4.394 | 1 | 57 | 35393 | 4349611 |  |  | 0.54809
022580401 | OCEAN 0401 | 1791 | San Francisco | 3.6885 | 1.9609 | #N/A | 1667 | 0 | 4.16kV | 7.3122 | 10.103 | 18 | 2.257 | 0 | 6.201 | 11.2183 | 63 | 4984 | 652066 |  |  | 0.77347
162370411 | STOCKTON A 0411 | 1792 | Stockton | 2.1823 | 0.020449 | #N/A | 235 | 0 | 4.16kV | 7.3054 | 0 | 31.111 | 2.214 | 0 | 3.202 | 1 | 76 | 5006 | 494885 |  |  | 0.39943
024131101 | MENLO 1101 | 1793 | Peninsula | 1.5097 | 12.6968 | #N/A | 1782 | 0 | 12kV | 7.2904 | 0 | 28.889 | 2.256 | 0 | 5.307 | 1 | 75 | 4906 | 745234 |  |  | 0.66196
162371101 | STOCKTON A 1101 | 1794 | Stockton | 4.0665 | 2.8165 | #N/A | 740 | 3 | 12kV | 7.2122 | 0 | 31.111 | 0.805 | 0 | 4.145 | 1 | 76 | 1785 | 222651 |  |  | 0.51704
063642107 | PEABODY 2107 | 1795 | Sacramento | 153.6156 | 42.1695 | #N/A | 4327 | 5 | 21kV | 7.2094 | 0 | 18.286 | 17.297 | 0 | 0.464 | 1 | 64 | 39071 | 3913312 |  |  | 0.057832
253371107 | BAKERSFIELD 1107 | 1796 | Kern | 4.4084 | 2.2665 | #N/A | 547 | 5 | 12kV | 7.1556 | 0 | 31.111 | 1.061 | 0 | 3.606 | 1 | 76 | 2397 | 238751 |  |  | 0.44973
254072113 | STOCKDALE 2113 | 1797 | Kern | 15.6128 | 12.7108 | #N/A | 3240 | 0 | 21kV | 7.1304 | 0 | 19.143 | 12.014 | 0 | 4.495 | 1 | 67 | 27440 | 2341764 |  |  | 0.56065
014652108 | TIDEWATER 2108 | 1798 | Diablo | 9.5966 | 13.8849 | #N/A | 2817 | 0 | 21kV | 7.1278 | 0 | 26.667 | 5.077 | 0 | 3.895 | 1 | 74 | 11566 | 1026975 |  |  | 0.48581
252351116 | SANGER 1116 | 1799 | Fresno | 13.881 | 6.3244 | #N/A | 1479 | 0 | 12kV | 7.1162 | 0 | 31.111 | 1.628 | 0 | 2.842 | 1 | 76 | 3650 | 401761 |  |  | 0.35451
252701104 | KEARNEY 1104 | 1800 | Fresno | 73.0908 | 0.98429 | #N/A | 1507 | 1 | 12kV | 7.1058 | 13.794 | 14 | 6.529 | 0 | 1.206 | 14.9507 | 49 | 14869 | 1325680 |  |  | 0.15042
022871120 | EMBARCADERO (Z) 1120 | 1801 | San Francisco | 0.31775 | 3.5711 | #N/A | 2053 | 4 | 12kV | 7.0984 | 0 | 14.286 | 0.918 | 0 | 20.288 | 1 | 50 | 2117 | 152973 |  |  | 2.5304
022011107 | MISSION (X) 1107 | 1802 | San Francisco | 0.39113 | 5.7604 | #N/A | 3083 | 331 | 12kV | 7.0858 | 0 | 18 | 3.378 | 0 | 14.051 | 1 | 63 | 7799 | 555098 |  |  | 1.7525
062462225 | GRAND ISLAND 2225 | 1803 | Sacramento | 64.8392 | 4.887 | #N/A | 2231 | 0 | 21kV | 7.0772 | 0 | 17.429 | 16.952 | 0 | 1.005 | 1 | 61 | 37537 | 4768549 |  |  | 0.12535
254552105 | FIGARDEN 2105 | 1804 | Fresno | 12.7128 | 22.1868 | #N/A | 3009 | 0 | 21kV | 7.0552 | 0 | 19.143 | 12.143 | 0 | 3.99 | 1 | 67 | 28174 | 1824974 |  |  | 0.49765
042021106 | NAPA 1106 | 1805 | North Bay | 1.2397 | 7.996 | #N/A | 1047 | 0 | 12kV | 7.0518 | 0 | 26.667 | 1.503 | 0 | 7.089 | 1 | 74 | 3082 | 725795 |  |  | 0.88426
254081106 | CLOVIS 1106 | 1806 | Fresno | 4.9823 | 9.5184 | #N/A | 1316 | 0 | 12kV | 7.0512 | 10.103 | 18.857 | 1.737 | 0 | 4.559 | 11.2183 | 66 | 3991 | 309185 |  |  | 0.56861
255361106 | LE GRAND 1106 | 1807 | Yosemite | 60.896 | 0.27251 | #N/A | 367 | 0 | 12kV | 7.0454 | 18.784 | 15.143 | 0.647 | 0 | 0.653 | 19.9979 | 53 | 1493 | 108628 |  |  | 0.081487
062131105 | SUISUN 1105 | 1808 | Sacramento | 5.9878 | 12.3439 | #N/A | 2792 | 0 | 12kV | 7.0392 | 0 | 19.143 | 12.74 | 0 | 3.313 | 1 | 67 | 28521 | 3198921 |  |  | 0.41317
024020406 | BELLE HAVEN 0406 | 1809 | Peninsula | 9.2673 | 0.036074 | #N/A | 1631 | 0 | 4.16kV | 7.0306 | 0 | 31.111 | 1.265 | 0 | 2.777 | 1 | 76 | 2612 | 590540 |  |  | 0.34631
253951109 | COLUMBUS 1109 | 1810 | Kern | 5.5491 | 21.5346 | #N/A | 2643 | 1 | 12kV | 7.027 | 0 | 26.667 | 3.903 | 0 | 4.565 | 1 | 74 | 8746 | 970725 |  |  | 0.5694
022100402 | SF H 0402 | 1811 | Peninsula | 4.3055 | 0.79923 | #N/A | 1528 | 0 | 4.16kV | 7.019 | 0 | 31.111 | 0.692 | 0 | 3.292 | 1 | 76 | 1316 | 460871 |  |  | 0.41065
253601101 | LEMOORE 1101 | 1812 | Fresno | 41.5278 | 12.5326 | #N/A | 2411 | 2 | 12kV | 7.0088 | 0 | 31.111 | 2.396 | 0 | 1.537 | 1 | 76 | 5337 | 634805 |  |  | 0.19168
252761114 | MADERA 1114 | 1813 | Yosemite | 9.7644 | 6.6716 | #N/A | 1850 | 1 | 12kV | 7.0068 | 0 | 26.667 | 5.033 | 0 | 3.334 | 1 | 74 | 11551 | 912638 |  |  | 0.41583
163912104 | EIGHT MILE 2104 | 1814 | Stockton | 1.3622 | 31.0021 | #N/A | 2884 | 0 | 21kV | 6.992 | 0 | 18.857 | 12.295 | 0 | 3.808 | 1 | 66 | 27764 | 2790578 |  |  | 0.47493
012011134 | OAKLAND C 1134 | 1815 | East Bay | 1.5759 | 2.61 | #N/A | 52 | 2 | 12kV | 6.9816 | 0 | 31.111 | 0.045 | 0 | 3.752 | 1 | 76 | 97 | 16807 |  |  | 0.46793
254082111 | CLOVIS 2111 | 1816 | Fresno | 8.7516 | 17.489 | #N/A | 4053 | 0 | 21kV | 6.9664 | 0 | 24.444 | 5.589 | 0 | 4.799 | 1 | 73 | 12974 | 833112 |  |  | 0.59853
254072111 | STOCKDALE 2111 | 1817 | Kern | 2.9004 | 30.2125 | #N/A | 4081 | 0 | 21kV | 6.9612 | 0 | 18.286 | 11.043 | 0 | 5.477 | 1 | 64 | 24994 | 2437377 |  |  | 0.68318
012222107 | NEWARK 2107 | 1818 | Mission | 6.9967 | 36.4224 | #N/A | 3349 | 2 | 21kV | 6.9426 | 0 | 26.667 | 3.59 | 0 | 4.456 | 1 | 74 | 7928 | 1036221 |  |  | 0.55584
062041112 | DAVIS 1112 | 1819 | Sacramento | 45.8312 | 13.9164 | #N/A | 1920 | 1 | 12kV | 6.9354 | 0 | 28.889 | 4.939 | 0 | 0.849 | 1 | 75 | 10407 | 2043918 |  |  | 0.10594
022780403 | MARINA (F) 0403 | 1820 | San Francisco | 0.042966 | 1.0509 | #N/A | 619 | 0 | 4.16kV | 6.931 | 0 | 15.714 | 0.715 | 0 | 18.226 | 1 | 55 | 1462 | 350328 |  |  | 2.2733
013580401 | ROBLES 0401 | 1821 | Diablo | 7.0829 | 0.38106 | #N/A | 435 | 0 | 4.16kV | 6.9172 | 0 | 31.111 | 1.105 | 0 | 2.37 | 1 | 76 | 2265 | 535694 |  |  | 0.29561
022101104 | SF H 1104 | 1822 | Peninsula | 0.64741 | 9.8185 | #N/A | 737 | 8 | 12kV | 6.9148 | 0 | 24.444 | 5.148 | 0 | 4.982 | 1 | 73 | 11752 | 1011906 |  |  | 0.62146
162771101 | LAMMERS 1101 | 1823 | Stockton | 10.3993 | 6.81 | #N/A | 118 | 4 | 12kV | 6.9114 | 0 | 33.333 | 0.204 | 0 | 1.02 | 1 | 77 | 428 | 87421 |  |  | 0.12718
022031115 | POTRERO PP (A) 1115 | 1824 | San Francisco | 0.78592 | 6.6433 | #N/A | 1669 | 3 | 12kV | 6.911 | 0 | 19.714 | 3.002 | 0 | 11.839 | 1 | 69 | 6766 | 697124 |  |  | 1.4766
013471130 | RICHMOND R 1130 | 1825 | East Bay | 16.0348 | 4.5788 | #N/A | 4271 | 0 | 12kV | 6.9038 | 0 | 17.143 | 13.058 | 0 | 4.318 | 1 | 60 | 29152 | 3377975 |  |  | 0.5386
012041130 | OAKLAND D 1130 | 1826 | East Bay | 6.5141 | 1.6784 | #N/A | 1927 | 1 | 12kV | 6.8864 | 0 | 26.667 | 3.392 | 0 | 4.373 | 1 | 74 | 7768 | 634521 |  |  | 0.5454
013681111 | EDES 1111 | 1827 | East Bay | 4.0896 | 8.2048 | #N/A | 588 | 2 | 12kV | 6.8852 | 0 | 28.889 | 0.972 | 0 | 4.565 | 1 | 75 | 2144 | 282731 |  |  | 0.56934
024190407 | SAN MATEO 0407 | 1828 | Peninsula | 3.6908 | 1.6086 | #N/A | 1188 | 1 | 4.16kV | 6.8852 | 0 | 28.889 | 1.331 | 0 | 4.206 | 1 | 75 | 3019 | 284788 |  |  | 0.52463
024012101 | BAY MEADOWS 2101 | 1829 | Peninsula | 14.6988 | 2.7791 | #N/A | 4586 | 2 | 21kV | 6.8832 | 0 | 13.143 | 16.927 | 0 | 4.346 | 1 | 46 | 38847 | 3071044 |  |  | 0.54205
013501106 | JARVIS 1106 | 1830 | Mission | 4.7408 | 1.9032 | #N/A | 364 | 1 | 12kV | 6.847 | 0 | 28.889 | 1.034 | 0 | 4.312 | 1 | 75 | 2365 | 198972 |  |  | 0.53784
013681103 | EDES 1103 | 1831 | East Bay | 17.7486 | 6.9809 | #N/A | 4990 | 0 | 12kV | 6.845 | 0 | 20 | 10.434 | 0 | 3.791 | 1 | 70 | 23761 | 2120230 |  |  | 0.4729
254552108 | FIGARDEN 2108 | 1832 | Fresno | 4.9094 | 28.0827 | #N/A | 3851 | 0 | 21kV | 6.8206 | 0 | 20 | 9.441 | 0 | 4.662 | 1 | 70 | 22041 | 1250084 |  |  | 0.58146
022801127 | LARKIN (Y) 1127 | 1833 | San Francisco | 1.4706 | 7.9987 | #N/A | 5725 | 0 | 12kV | 6.7802 | 0 | 16.571 | 8.353 | 0 | 8.977 | 1 | 58 | 19176 | 1508320 |  |  | 1.1197
014232102 | SAN RAMON 2102 | 1834 | Mission | 2.334 | 44.3614 | 1.535 | 4772 | 1 | 21kV | 6.7752 | 10.103 | 20 | 2.899 | 0 | 0.874 | 11.2183 | 70 | 6544 | 661736 |  |  | 0.10906
063131109 | WEST SACRAMENTO 1109 | 1835 | Sacramento | 38.5563 | 8.4473 | #N/A | 3562 | 1 | 12kV | 6.7602 | 0 | 18.286 | 13.848 | 0 | 1.667 | 1 | 64 | 30715 | 3830396 |  |  | 0.20792
062041101 | DAVIS 1101 | 1836 | Sacramento | 37.7075 | 21.031 | #N/A | 2348 | 3 | 12kV | 6.7018 | 0 | 31.111 | 1.505 | 0 | 0.893 | 1 | 76 | 3297 | 468230 |  |  | 0.11139
252721108 | KERN OIL 1108 | 1837 | Kern | 7.8591 | 18.2639 | #N/A | 2660 | 3 | 12kV | 6.6814 | 0 | 20 | 11.66 | 0 | 1.747 | 1 | 71 | 26727 | 2155117 |  |  | 0.21794
012111261 | OAKLAND L 1261 | 1838 | East Bay | 0 | 0.022721 | #N/A | 0 | 0 | 12kV | 6.6666 |  | 33.333 | 0 | 0 |  |  | 77 | 0 | 0
253531101 | BOWLES 1101 | 1839 | Fresno | 68.6547 | 0.24897 | #N/A | 779 | 0 | 12kV | 6.6614 | 0 | 31.111 | 1.15 | 0 | 1.046 | 1 | 76 | 2523 | 351582 |  |  | 0.1305
082951101 | EDENVALE 1101 | 1840 | San Jose | 9.6938 | 10.1109 | #N/A | 2798 | 0 | 12kV | 6.6544 | 0 | 20 | 10.052 | 0 | 3.22 | 1 | 70 | 21058 | 4311463 |  |  | 0.40159
012541112 | OAKLAND X 1112 | 1841 | East Bay | 3.9416 | 4.9701 | #N/A | 5656 | 0 | 12kV | 6.6322 | 0 | 17.714 | 6.594 | 0 | 8.853 | 1 | 62 | 15243 | 1061412 |  |  | 1.1042
014351112 | FREMONT 1112 | 1842 | Mission | 0.020926 | 8.5161 | #N/A | 858 | 2 | 12kV | 6.6222 | 0 | 26.667 | 0.94 | 0 | 5.504 | 1 | 74 | 2034 | 322585 |  |  | 0.68655
012222103 | NEWARK 2103 | 1843 | Mission | 14.6932 | 15.2229 | #N/A | 3174 | 4 | 21kV | 6.6194 | 0 | 22.222 | 7.268 | 0 | 3.607 | 1 | 72 | 15720 | 2506806 |  |  | 0.44987
182222102 | DEL MONTE 2102 | 1844 | Central Coast | 16.2887 | 16.0549 | 0.0023123 | 4039 | 0 | 21kV | 6.618 | 0 | 15.429 | 13.579 | 0 | 4.082 | 1 | 54 | 29579 | 4425515 |  |  | 0.50912
022031105 | POTRERO PP (A) 1105 | 1845 | San Francisco | 1.5743 | 1.9257 | #N/A | 198 | 4 | 12kV | 6.6064 | 13.794 | 13.714 | 0.03 | 0 | 5.494 | 14.9507 | 48 | 60 | 15768 |  |  | 0.68527
083671104 | WOLFE 1104 | 1846 | De Anza | 6.7971 | 4.2078 | #N/A | 2101 | 2 | 12kV | 6.6052 | 0 | 24.444 | 4.865 | 0 | 3.717 | 1 | 73 | 10489 | 1717856 |  |  | 0.46365
022011116 | MISSION (X) 1116 | 1847 | San Francisco | 2.9648 | 6.4544 | #N/A | 5815 | 3 | 12kV | 6.6044 | 0 | 22.222 | 1.94 | 0 | 8.86 | 1 | 72 | 4164 | 710109 |  |  | 1.1051
082261102 | SAN JOSE B 1102 | 1848 | San Jose | 0.26667 | 4.9756 | #N/A | 1619 | 0 | 12kV | 6.604 | 0 | 18.286 | 0.095 | 0 | 14.639 | 1 | 64 | 179 | 65322 |  |  | 1.8259
082951103 | EDENVALE 1103 | 1849 | San Jose | 0.31264 | 20.6391 | #N/A | 3062 | 0 | 12kV | 6.5882 | 0 | 17.714 | 7.69 | 0 | 7.537 | 1 | 62 | 17329 | 1789231 |  |  | 0.94005
013432206 | FAIRVIEW 2206 | 1850 | Diablo | 14.4806 | 22.1833 | #N/A | 4420 | 0 | 21kV | 6.568 | 0 | 18.857 | 9.159 | 0 | 4.824 | 1 | 66 | 20808 | 1923112 |  |  | 0.60164
014232103 | SAN RAMON 2103 | 1851 | Mission | 2.7414 | 25.9086 | #N/A | 2702 | 3 | 21kV | 6.5646 | 0 | 24.444 | 3.374 | 0 | 5.005 | 1 | 73 | 7661 | 715154 |  |  | 0.62421
042021103 | NAPA 1103 | 1852 | North Bay | 14.6526 | 2.7593 | #N/A | 2692 | 0 | 12kV | 6.561 | 0 | 17.429 | 11.313 | 0 | 4.063 | 1 | 61 | 24124 | 4328368 |  |  | 0.50675
252771108 | MAGUNDEN 1108 | 1853 | Kern | 31.3825 | 6.941 | #N/A | 1623 | 4 | 12kV | 6.5446 | 10.103 | 19.429 | 1.76 | 0 | 1.431 | 11.2183 | 68 | 3899 | 493640 |  |  | 0.17848
102841105 | ANITA 1105 | 1854 | North Valley | 15.9881 | 14.9387 | #N/A | 1517 | 0 | 12kV | 6.5424 | 13.794 | 14.571 | 2.467 | 0 | 1.88 | 14.9507 | 51 | 5500 | 647676 |  |  | 0.23455
012222108 | NEWARK 2108 | 1855 | Mission | 4.9211 | 18.4878 | #N/A | 997 | 1 | 21kV | 6.5394 | 0 | 26.667 | 2.254 | 0 | 3.776 | 1 | 74 | 5053 | 557366 |  |  | 0.47098
102851102 | JACINTO 1102 | 1856 | North Valley | 105.7908 | 0.21867 | #N/A | 672 | 2 | 12kV | 6.5334 | 0 | 31.111 | 1.013 | 0 | 0.543 | 1 | 76 | 2181 | 360898 |  |  | 0.067714
062031104 | WOODLAND 1104 | 1857 | Sacramento | 5.8543 | 7.1288 | #N/A | 2242 | 0 | 12kV | 6.5254 | 0 | 20 | 7.021 | 0 | 5.606 | 1 | 70 | 15788 | 1676247 |  |  | 0.69928
022101103 | SF H 1103 | 1858 | Peninsula | 8.8599 | 7.895 | #N/A | 3882 | 1 | 12kV | 6.5154 | 0 | 18.857 | 9.002 | 0 | 4.718 | 1 | 66 | 20866 | 1377579 |  |  | 0.58842
182742102 | SAN BENITO 2102 | 1859 | Central Coast | 13.5084 | 0.80808 | #N/A | 160 | 0 | 21kV | 6.4974 | 18.784 | 7.714 | 4.956 | 0 | 1.033 | 19.9979 | 27 | 11320 | 964885 |  |  | 0.12887
083252103 | PAUL SWEET 2103 | 1860 | Central Coast | 16.9453 | 9.4712 | #N/A | 4297 | 0 | 21kV | 6.474 | 0 | 13.714 | 13.993 | 0 | 4.663 | 1 | 48 | 32157 | 2485511 |  |  | 0.58158
013761108 | MT EDEN 1108 | 1861 | Mission | 23.3305 | 4.7163 | #N/A | 5787 | 0 | 12kV | 6.4726 | 0 | 19.143 | 9.51 | 0 | 3.71 | 1 | 67 | 20926 | 2838099 |  |  | 0.46272
254771102 | JACOBS CORNER 1102 | 1862 | Fresno | 11.7152 | 0.14666 | #N/A | 73 | 2 | 12kV | 6.4724 | 0 | 28.889 | 2.699 | 0 | 0.774 | 1 | 75 | 6130 | 568387 |  |  | 0.096559
252711103 | KERMAN 1103 | 1863 | Fresno | 57.9394 | 7.2697 | #N/A | 2394 | 0 | 12kV | 6.4716 | 0 | 24.444 | 6.416 | 0 | 1.498 | 1 | 73 | 14837 | 1024191 |  |  | 0.18681
163131101 | EAST STOCKTON 1101 | 1864 | Stockton | 14.4943 | 1.3267 | #N/A | 1061 | 1 | 12kV | 6.4654 | 0 | 26.667 | 2.209 | 0 | 3.451 | 1 | 74 | 4987 | 502341 |  |  | 0.43044
252551104 | TEMBLOR 1104 | 1865 | Kern | 49.825 | 0.47232 | #N/A | 66 | 5 | 12kV | 6.4608 | 18.784 | 12.857 | 0.366 | 0 | 0.297 | 19.9979 | 45 | 730 | 202311 |  |  | 0.036996
252371105 | CARUTHERS 1105 | 1866 | Fresno | 56.3788 | 0.058638 | #N/A | 232 | 3 | 12kV | 6.4592 | 0 | 31.111 | 0.589 | 0 | 0.596 | 1 | 76 | 1270 | 207186 |  |  | 0.074394
063601110 | VACAVILLE 1110 | 1867 | Sacramento | 2.3781 | 14.0009 | #N/A | 1632 | 0 | 12kV | 6.449 | 0 | 24.444 | 4.433 | 0 | 3.368 | 1 | 73 | 9992 | 1030168 |  |  | 0.42012
182011101 | SALINAS 1101 | 1868 | Central Coast | 8.2775 | 3.9655 | #N/A | 1723 | 0 | 12kV | 6.4488 | 18.784 | 6.286 | 3.171 | 0 | 4.003 | 19.9979 | 22 | 7073 | 829417 |  |  | 0.4993
083481113 | STELLING 1113 | 1869 | De Anza | 17.1592 | 5.6851 | #N/A | 3205 | 0 | 12kV | 6.4474 | 0 | 24.444 | 4.442 | 0 | 3.351 | 1 | 73 | 9684 | 1436337 |  |  | 0.41796
012021104 | CLAYTON 1104 | 1870 | Diablo | 13.3672 | 2.2881 | #N/A | 1739 | 0 | 12kV | 6.445 | 0 | 26.667 | 2.38 | 0 | 3.178 | 1 | 74 | 5429 | 473746 |  |  | 0.39644
012091108 | OAKLAND J 1108 | 1871 | East Bay | 9.3138 | 3.8571 | #N/A | 4148 | 0 | 12kV | 6.4314 | 0 | 20 | 6.94 | 0 | 5.217 | 1 | 71 | 15659 | 1592348 |  |  | 0.65069
012541103 | OAKLAND X 1103 | 1872 | East Bay | 7.5817 | 1.4556 | #N/A | 5604 | 0 | 12kV | 6.4066 | 0 | 13.143 | 14.051 | 0 | 4.839 | 1 | 46 | 32072 | 2765022 |  |  | 0.60361
254101104 | CHOWCHILLA 1104 | 1873 | Yosemite | 76.771 | 1.1068 | #N/A | 749 | 0 | 12kV | 6.4058 | 10.103 | 17.714 | 3.307 | 0 | 0.905 | 11.2183 | 62 | 7500 | 709500 |  |  | 0.1129
022011124 | MISSION (X) 1124 | 1874 | San Francisco | 0.77243 | 6.7559 | #N/A | 3453 | 0 | 12kV | 6.3944 | 0 | 16.286 | 2.199 | 0 | 13.487 | 1 | 57 | 5002 | 455098 |  |  | 1.6822
255121102 | BORDEN 1102 | 1875 | Yosemite | 27.5854 | 13.6596 | #N/A | 2208 | 2 | 12kV | 6.3932 | 0 | 26.667 | 3.465 | 0 | 1.834 | 1 | 74 | 7980 | 595258 |  |  | 0.22881
182090403 | MONTEREY 0403 | 1876 | Central Coast | 0.0028409 | 0.1444 | #N/A | 0 | 0 | 4.16kV | 6.3852 |  |  | 0 | 0 | 31.926 |  |  | 0 | 0 |  |  | 3.9821
082462107 | NORTECH 2107 | 1877 | San Jose | 0.11213 | 13.0589 | #N/A | 2417 | 1 | 21kV | 6.3742 | 0 | 24.444 | 1.256 | 0 | 6.171 | 1 | 73 | 2435 | 780562 |  |  | 0.76968
182331102 | GABILAN 1102 | 1878 | Central Coast | 9.7489 | 19.632 | #N/A | 3625 | 0 | 12kV | 6.3726 | 0 | 18.286 | 11.33 | 0 | 2.247 | 1 | 64 | 24646 | 3732326 |  |  | 0.28028
024110405 | HILLSDALE 0405 | 1879 | Peninsula | 5.891 | 0.37764 | #N/A | 1182 | 0 | 4.16kV | 6.3508 | 0 | 26.667 | 1.327 | 0 | 3.76 | 1 | 74 | 2945 | 365918 |  |  | 0.46894
013232102 | LONE TREE 2102 | 1880 | Diablo | 16.8612 | 35.0204 | #N/A | 3547 | 0 | 21kV | 6.3482 | 0 | 24.444 | 4.272 | 0 | 3.025 | 1 | 73 | 9763 | 826667 |  |  | 0.37729
255292103 | WOODWARD 2103 | 1881 | Fresno | 0 | 16.082 | #N/A | 1257 | 0 | 21kV | 6.3426 | 18.784 | 8.286 | 4.643 | 0 |  | 19.9979 | 29 | 10584 | 931065
254091106 | DINUBA 1106 | 1882 | Fresno | 10.2698 | 2.155 | #N/A | 191 | 1 | 12kV | 6.338 | 0 | 28.889 | 1.362 | 0 | 1.439 | 1 | 75 | 3028 | 367643 |  |  | 0.17951
012501108 | EL CERRITO G 1108 | 1883 | East Bay | 14.4022 | 6.297 | 0.57918 | 3406 | 0 | 12kV | 6.3254 | 0 | 19.143 | 8.76 | 0 | 3.724 | 1 | 67 | 20024 | 1688476 |  |  | 0.46444
014722103 | DIXON LANDING 2103 | 1884 | Mission | 3.1052 | 11.5055 | #N/A | 449 | 3 | 21kV | 6.3126 | 0 | 28.889 | 0.848 | 0 | 1.826 | 1 | 75 | 1875 | 240561 |  |  | 0.22774
063591106 | VACA DIXON 1106 | 1885 | Sacramento | 11.102 | 21.3316 | #N/A | 2225 | 0 | 12kV | 6.3054 | 0 | 24.444 | 5.417 | 0 | 1.666 | 1 | 73 | 12181 | 1292567 |  |  | 0.20781
254582103 | 7TH STANDARD 2103 | 1886 | Kern | 22.5032 | 9.6242 | #N/A | 915 | 1 | 12kV | 6.3048 | 10.103 | 19.714 | 0.486 | 0 | 1.221 | 11.2183 | 69 | 970 | 266644 |  |  | 0.15224
013761104 | MT EDEN 1104 | 1887 | Mission | 14.1735 | 9.887 | #N/A | 3414 | 0 | 12kV | 6.3008 | 0 | 20 | 7.383 | 0 | 4.121 | 1 | 70 | 16737 | 1595081 |  |  | 0.51399
013761101 | MT EDEN 1101 | 1888 | Mission | 6.7455 | 12.3362 | #N/A | 2045 | 3 | 12kV | 6.2952 | 0 | 24.444 | 2.382 | 0 | 4.65 | 1 | 73 | 5402 | 511184 |  |  | 0.58002
083531109 | MC KEE 1109 | 1889 | San Jose | 1.74 | 7.7671 | #N/A | 2007 | 1 | 12kV | 6.2676 | 0 | 19.143 | 5.537 | 0 | 6.658 | 1 | 67 | 12556 | 1192798 |  |  | 0.83048
253372106 | BAKERSFIELD 2106 | 1890 | Kern | 33.1272 | 1.2223 | #N/A | 4585 | 0 | 21kV | 6.264 | 0 | 17.714 | 10.149 | 0 | 3.457 | 1 | 62 | 22868 | 2366507 |  |  | 0.43115
082831103 | MILPITAS 1103 | 1891 | San Jose | 0.071354 | 13.2078 | #N/A | 920 | 1 | 12kV | 6.2612 | 0 | 17.714 | 0.834 | 0 | 12.758 | 1 | 62 | 1809 | 281031 |  |  | 1.5913
182601106 | OCEANO 1106 | 1892 | Los Padres | 34.0664 | 10.2557 | 1.8831 | 6851 | 0 | 12kV | 6.2604 | 0 | 15.714 | 12.51 | 0 | 3.078 | 1 | 55 | 27059 | 4312672 |  |  | 0.38396
082031106 | MOUNTAIN VIEW 1106 | 1893 | De Anza | 7.4329 | 9.2885 | #N/A | 3476 | 0 | 12kV | 6.249 | 0 | 17.714 | 9.267 | 0 | 4.264 | 1 | 62 | 20790 | 2273062 |  |  | 0.53185
063642102 | PEABODY 2102 | 1894 | Sacramento | 6.2252 | 8.2664 | #N/A | 241 | 8 | 21kV | 6.2288 | 0 | 28.889 | 1.019 | 0 | 1.236 | 1 | 75 | 2268 | 272545 |  |  | 0.15413
022871117 | EMBARCADERO (Z) 1117 | 1895 | San Francisco | 0 | 2.691 | #N/A | 1110 | 948 | 12kV | 6.2244 | 0 | 31.111 | 0.011 | 0 |  | 1 | 76 | 21 | 7203
013652204 | CONTRA COSTA 2204 | 1896 | Diablo | 11.1781 | 22.1492 | #N/A | 4352 | 0 | 21kV | 6.2212 | 0 | 19.143 | 7.937 | 0 | 4.026 | 1 | 67 | 17652 | 2136172 |  |  | 0.50211
062462224 | GRAND ISLAND 2224 | 1897 | Sacramento | 63.5846 | 0.65026 | #N/A | 612 | 0 | 21kV | 6.207 | 0 | 24.444 | 6.126 | 0 | 0.465 | 1 | 73 | 13558 | 1732526 |  |  | 0.057986
254531110 | WAHTOKE 1110 | 1898 | Fresno | 16.5642 | 8.9616 | #N/A | 1524 | 0 | 12kV | 6.205 | 0 | 19.143 | 10.11 | 0 | 1.772 | 1 | 67 | 23513 | 1449652 |  |  | 0.22107
043251103 | BAHIA 1103 | 1899 | North Bay | 11.0205 | 7.4729 | #N/A | 1000 | 6 | 12kV | 6.1936 | 0 | 26.667 | 1.658 | 0 | 2.643 | 1 | 74 | 3661 | 478049 |  |  | 0.32961
063441101 | PLAINFIELD 1101 | 1900 | Sacramento | 61.8107 | 9.5701 | #N/A | 1955 | 0 | 12kV | 6.192 | 0 | 17.143 | 12.991 | 0 | 0.826 | 1 | 60 | 28494 | 3990115 |  |  | 0.10305
253701102 | WESTPARK 1102 | 1901 | Kern | 3.7532 | 2.2887 | #N/A | 640 | 1 | 12kV | 6.191 | 0 | 24.444 | 1.275 | 0 | 5.236 | 1 | 73 | 2947 | 203980 |  |  | 0.6531
162231101 | COLONY 1101 | 1902 | Stockton | 18.9556 | 0.16203 | #N/A | 373 | 0 | 12kV | 6.1818 | 18.784 | 9.714 | 1.041 | 0 | 1.37 | 19.9979 | 34 | 2215 | 404331 |  |  | 0.17087
254072115 | STOCKDALE 2115 | 1903 | Kern | 0.45778 | 29.423 | #N/A | 2923 | 1 | 21kV | 6.1704 |  | 17.714 | 5.492 | 0 | 7.646 |  | 62 | 12585 | 1021329 |  |  | 0.95364
083182102 | LLAGAS 2102 | 1904 | San Jose | 12.026 | 17.5352 | #N/A | 4436 | 0 | 21kV | 6.1542 | 0 | 17.143 | 9.236 | 0 | 4.392 | 1 | 60 | 20819 | 2143149 |  |  | 0.54777
182061104 | FAIRWAY 1104 | 1905 | Los Padres | 22.9087 | 15.4528 | #N/A | 3221 | 1 | 12kV | 6.1414 | 0 | 18.571 | 9.4 | 0 | 2.736 | 1 | 65 | 20820 | 2636194 |  |  | 0.34127
252281117 | CALIFORNIA AVE 1117 | 1906 | Fresno | 1.2696 | 3.2905 | #N/A | 94 | 2 | 12kV | 6.1344 | 0 | 28.889 | 0.042 | 0 | 1.741 | 1 | 75 | 91 | 14900 |  |  | 0.2172
162471102 | BANTA 1102 | 1907 | Stockton | 15.2358 | 2.7004 | #N/A | 321 | 0 | 12kV | 6.1338 | 13.794 | 15.143 | 0.782 | 0 | 0.95 | 14.9507 | 53 | 1729 | 222778 |  |  | 0.11855
255322105 | TEVIS 2105 | 1908 | Kern | 1.9722 | 31.0501 | #N/A | 2285 | 3 | 21kV | 6.126 | 0 | 24.444 | 0.837 | 0 | 5.349 | 1 | 73 | 1764 | 345233 |  |  | 0.66719
253391103 | FRUITVALE 1103 | 1909 | Kern | 11.6963 | 10.1789 | #N/A | 1562 | 0 | 12kV | 6.114 | 0 | 24.444 | 2.69 | 0 | 3.436 | 1 | 73 | 5822 | 923856 |  |  | 0.42852
252971103 | WEEDPATCH 1103 | 1910 | Kern | 17.9639 | 2.2777 | #N/A | 1761 | 0 | 12kV | 6.0942 | 0 | 20 | 8.098 | 0 | 2.373 | 1 | 71 | 18242 | 1893257 |  |  | 0.29595
083242108 | MORGAN HILL 2108 | 1911 | San Jose | 14.7288 | 20.7756 | #N/A | 2256 | 2 | 21kV | 6.0882 | 0 | 24.444 | 3.172 | 0 | 2.825 | 1 | 73 | 7166 | 714994 |  |  | 0.35233
182031104 | KING CITY 1104 | 1912 | Central Coast | 13.6636 | 2.0456 | #N/A | 82 | 0 | 12kV | 6.0832 | 18.784 | 10.571 | 0.445 | 0 | 0.616 | 19.9979 | 37 | 965 | 151611 |  |  | 0.076786
024192101 | SAN MATEO 2101 | 1913 | Peninsula | 10.4956 | 9.6793 | #N/A | 3192 | 4 | 21kV | 6.083 | 0 | 16.571 | 10.035 | 0 | 3.809 | 1 | 58 | 23243 | 1557015 |  |  | 0.47514
102121101 | HAMILTON A 1101 | 1914 | North Valley | 36.5993 | 0.8469 | #N/A | 570 | 1 | 12kV | 6.083 | 0 | 28.889 | 0.717 | 0 | 0.809 | 1 | 75 | 1558 | 237447 |  |  | 0.10094
254181101 | RESERVE OIL 1101 | 1915 | Fresno | 2.2027 | 0.88335 | #N/A | 20 | 1 | 12kV | 6.0816 | 10.103 | 19.143 | 0.033 | 0 | 1.129 | 11.2183 | 67 | 58 | 26761 |  |  | 0.14078
253911104 | LAMONT 1104 | 1916 | Kern | 56.0602 | 0.31528 | #N/A | 354 | 5 | 12kV | 6.0542 | 10.103 | 17.714 | 1.721 | 0 | 0.733 | 11.2183 | 62 | 3874 | 404860 |  |  | 0.091477
162370404 | STOCKTON A 0404 | 1917 | Stockton | 3.775 | 0.086052 | #N/A | 382 | 0 | 4.16kV | 6.0502 | 0 | 26.667 | 0.276 | 0 | 3.308 | 1 | 74 | 625 | 60570 |  |  | 0.41259
182011104 | SALINAS 1104 | 1918 | Central Coast | 31.4272 | 12.1891 | #N/A | 5172 | 5 | 12kV | 6.0502 | 0 | 18.286 | 9.363 | 0 | 2.602 | 1 | 64 | 18243 | 5713143 |  |  | 0.32461
162371111 | STOCKTON A 1111 | 1919 | Stockton | 0.068472 | 6.08 | #N/A | 674 | 2 | 12kV | 6.0386 | 0 | 19.143 | 0.417 | 0 | 10.633 | 1 | 67 | 940 | 96361 |  |  | 1.3262
022801138 | LARKIN (Y) 1138 | 1920 | San Francisco | 1.4769 | 4.6494 | #N/A | 938 | 1 | 12kV | 6.035 | 0 | 13.714 | 11.111 | 0 | 5.35 | 1 | 48 | 24943 | 2704201 |  |  | 0.66724
062031102 | WOODLAND 1102 | 1921 | Sacramento | 13.4459 | 7.3211 | #N/A | 2143 | 0 | 12kV | 6.0344 | 0 | 20 | 6.439 | 0 | 3.733 | 1 | 71 | 14422 | 1607723 |  |  | 0.46559
255262101 | KERN POWER 2101 | 1922 | Kern | 2.0446 | 24.0933 | #N/A | 2245 | 0 | 21kV | 6.0232 | 0 | 18.571 | 7.556 | 0 | 3.989 | 1 | 65 | 16970 | 1828777 |  |  | 0.4975
253731105 | WEST FRESNO 1105 | 1923 | Fresno | 6.205 | 1.9302 | #N/A | 934 | 1 | 12kV | 6.0194 | 0 | 24.444 | 1.795 | 0 | 3.858 | 1 | 73 | 4109 | 338076 |  |  | 0.48117
252171112 | CORCORAN 1112 | 1924 | Fresno | 37.6551 | 7.3046 | #N/A | 2215 | 0 | 12kV | 6.0176 | 0 | 24.444 | 4.019 | 0 | 1.625 | 1 | 73 | 8955 | 1060155 |  |  | 0.2027
182381101 | DOLAN ROAD 1101 | 1925 | Central Coast | 68.56 | 5.6037 | 3.8209 | 2059 | 0 | 12kV | 6.0144 | 0 | 11.143 | 17.358 | 0 | 1.571 | 1 | 39 | 33004 | 11603989 |  |  | 0.19593
083671114 | WOLFE 1114 | 1926 | De Anza | 3.0098 | 17.3048 | #N/A | 4764 | 0 | 12kV | 6.0136 | 0 | 19.143 | 4.356 | 0 | 6.569 | 1 | 67 | 9500 | 1406507 |  |  | 0.81932
163301102 | HAMMER 1102 | 1927 | Stockton | 2.7574 | 11.4151 | #N/A | 2627 | 0 | 12kV | 6.0096 | 0 | 20 | 3.701 | 0 | 6.347 | 1 | 71 | 8532 | 623126 |  |  | 0.79167
062031101 | WOODLAND 1101 | 1928 | Sacramento | 7.2111 | 13.2073 | #N/A | 1184 | 6 | 12kV | 6.0078 | 0 | 26.667 | 1.701 | 0 | 1.671 | 1 | 74 | 3637 | 639254 |  |  | 0.20841
022801128 | LARKIN (Y) 1128 | 1929 | San Francisco | 0.11142 | 4.4706 | #N/A | 1816 | 0 | 12kV | 6.0016 | 0 | 16.857 | 0.531 | 0 | 12.62 | 1 | 59 | 1123 | 213436 |  |  | 1.5741
013761109 | MT EDEN 1109 | 1930 | Mission | 16.8427 | 9.0024 | #N/A | 5443 | 0 | 12kV | 5.9906 | 0 | 18.286 | 7.35 | 0 | 4.317 | 1 | 64 | 15746 | 2721198 |  |  | 0.53845
062031105 | WOODLAND 1105 | 1931 | Sacramento | 2.2211 | 19.1034 | #N/A | 2334 | 1 | 12kV | 5.9872 | 0 | 20 | 5.701 | 0 | 4.235 | 1 | 70 | 12998 | 1140221 |  |  | 0.52827
022100401 | SF H 0401 | 1932 | Peninsula | 4.541 | 0.78724 | #N/A | 1919 | 0 | 4.16kV | 5.9688 | 13.794 | 11.143 | 1.19 | 0 | 3.717 | 14.9507 | 39 | 2639 | 329778 |  |  | 0.46367
254801101 | RANCHERS COTTON 1101 | 1933 | Fresno | 13.6326 | 6.2747 | #N/A | 1675 | 0 | 12kV | 5.9662 | 0 | 22.222 | 4.093 | 0 | 3.516 | 1 | 72 | 9437 | 689493 |  |  | 0.43854
152851106 | HARTER 1106 | 1934 | Sierra | 2.1179 | 9.2082 | #N/A | 1021 | 1 | 12kV | 5.9614 | 0 | 24.444 | 0.275 | 0 | 5.088 | 1 | 73 | 633 | 48398 |  |  | 0.63461
253911103 | LAMONT 1103 | 1935 | Kern | 26.9046 | 3.1108 | #N/A | 2297 | 0 | 12kV | 5.9568 | 0 | 24.444 | 2.901 | 0 | 2.439 | 1 | 73 | 6653 | 532158 |  |  | 0.30427
252052105 | ASHLAN AVE 2105 | 1936 | Fresno | 16.3939 | 11.6923 | #N/A | 2303 | 0 | 21kV | 5.9558 | 0 | 18.857 | 6.799 | 0 | 4.123 | 1 | 66 | 15489 | 1376104 |  |  | 0.5143
182852201 | VIEJO 2201 | 1937 | Central Coast | 18.4247 | 13.7466 | 15.761 | 1777 | 2 | 21kV | 5.949 | 0 | 9.143 | 17.879 | 0 | 2.723 | 1 | 32 | 39397 | 5267643 |  |  | 0.33968
022091101 | SF G 1101 | 1938 | San Francisco | 1.0216 | 6.4421 | #N/A | 1522 | 1 | 12kV | 5.9338 | 13.794 | 9.714 | 0.822 | 0 | 5.339 | 14.9507 | 34 | 1816 | 237422 |  |  | 0.66587
255292102 | WOODWARD 2102 | 1939 | Fresno | 1.5797 | 33.826 | #N/A | 3378 | 0 | 21kV | 5.9334 | 0 | 19.429 | 3.006 | 0 | 7.232 | 1 | 68 | 7196 | 178386 |  |  | 0.90199
252701110 | KEARNEY 1110 | 1940 | Fresno | 51.5709 | 12.8754 | #N/A | 2476 | 0 | 12kV | 5.9314 | 0 | 19.714 | 8.265 | 0 | 1.678 | 1 | 69 | 19078 | 1363874 |  |  | 0.20933
152061102 | ROCKLIN 1102 | 1941 | Sierra | 18.8297 | 10.0002 | #N/A | 2470 | 0 | 12kV | 5.9308 | 0 | 18.571 | 8.846 | 0 | 2.237 | 1 | 65 | 20195 | 1736382 |  |  | 0.279
024031105 | BELMONT 1105 | 1942 | Peninsula | 0.63726 | 26.0842 | #N/A | 3786 | 0 | 12kV | 5.9238 | 0 | 12.571 | 13.553 | 0 | 3.495 | 1 | 44 | 30923 | 2681686 |  |  | 0.43591
252852102 | PINEDALE 2102 | 1943 | Fresno | 2.7431 | 35.8506 | #N/A | 3019 | 0 | 21kV | 5.879 | 0 | 20 | 2.321 | 0 | 7.074 | 1 | 71 | 5122 | 673254 |  |  | 0.88232
024020409 | BELLE HAVEN 0409 | 1944 | Peninsula | 3.8616 | 5.2041 | #N/A | 1333 | 0 | 4.16kV | 5.879 | 0 | 24.444 | 0.917 | 0 | 4.034 | 1 | 73 | 2041 | 244831 |  |  | 0.50314
153701105 | LINCOLN 1105 | 1945 | Sierra | 32.177 | 11.5412 | #N/A | 1333 | 2 | 12kV | 5.8702 | 10.103 | 13.714 | 4.461 | 0 | 1.073 | 11.2183 | 48 | 10035 | 1059516 |  |  | 0.13389
258191101 | SCE TEJON TIE 1101 | 1946 | Kern | 0 | 0 | #N/A | 0 | 0 | 12kV | 5.8548 | 25.266 |  | 0 | 0 | 4.008 | 26.5534 |  | 0 | 0 |  |  | 0.49992
254311105 | ORTIGA 1105 | 1947 | Yosemite | 32.0317 | 8.3266 | #N/A | 1563 | 0 | 12kV | 5.8506 | 0 | 24.444 | 3.691 | 0 | 1.118 | 1 | 73 | 8555 | 566408 |  |  | 0.13945
162300402 | MONARCH 0402 | 1948 | Stockton | 2.8406 | 0.43177 | #N/A | 550 | 1 | 4.16kV | 5.8466 | 0 | 24.444 | 0.372 | 0 | 4.417 | 1 | 73 | 801 | 133329 |  |  | 0.55096
083701108 | STONE 1108 | 1949 | San Jose | 4.3209 | 7.915 | #N/A | 1022 | 1 | 12kV | 5.8464 | 0 | 20 | 4.618 | 0 | 4.614 | 1 | 70 | 10747 | 652247 |  |  | 0.57553
253491110 | LERDO 1110 | 1950 | Kern | 49.7124 | 2.8984 | #N/A | 292 | 8 | 12kV | 5.84 | 0 | 11.429 | 0 | 0 | 17.771 | 1 | 40 | 0 | 0 |  |  | 2.2166
182581107 | GOLDTREE 1107 | 1951 | Los Padres | 3.8512 | 0.25505 | 1.1277 | 47 | 0 | 12kV | 5.8398 | 25.266 | 2.571 | 0.068 | 0 | 1.294 | 26.5534 | 9 | 129 | 45678 |  |  | 0.16146
013681114 | EDES 1114 | 1952 | East Bay | 10.4227 | 4.1224 | #N/A | 2211 | 1 | 12kV | 5.8372 | 0 | 19.429 | 5.148 | 0 | 4.609 | 1 | 68 | 11941 | 776942 |  |  | 0.5749
042151101 | SANTA ROSA A 1101 | 1953 | Sonoma | 4.5285 | 4.9113 | #N/A | 1800 | 0 | 12kV | 5.8354 | 0 | 22.222 | 1.621 | 0 | 5.334 | 1 | 72 | 3500 | 565068 |  |  | 0.66535
063621108 | DEEPWATER 1108 | 1954 | Sacramento | 0.085529 | 12.0528 | #N/A | 962 | 0 | 12kV | 5.8302 | 0 | 16.571 | 0.599 | 0 | 11.981 | 1 | 58 | 1352 | 137020 |  |  | 1.4944
083421110 | LAWRENCE 1110 | 1955 | De Anza | 4.9223 | 5.0639 | #N/A | 407 | 0 | 12kV | 5.8266 | 0 | 26.667 | 0.658 | 0 | 1.808 | 1 | 74 | 1401 | 253711 |  |  | 0.22555
012221106 | NEWARK 1106 | 1956 | Mission | 17.9452 | 5.2319 | #N/A | 3404 | 0 | 12kV | 5.8246 | 0 | 17.429 | 8.745 | 0 | 2.949 | 1 | 61 | 19791 | 1929797 |  |  | 0.36783
253882109 | EL CAPITAN 2109 | 1957 | Yosemite | 4.4742 | 28.2314 | #N/A | 3743 | 0 | 21kV | 5.815 | 0 | 17.429 | 7.173 | 0 | 4.473 | 1 | 61 | 15735 | 2199623 |  |  | 0.55796
013501109 | JARVIS 1109 | 1958 | Mission | 4.1129 | 12.9228 | #N/A | 1579 | 0 | 12kV | 5.8116 | 0 | 20 | 4.185 | 0 | 4.873 | 1 | 70 | 9180 | 1283836 |  |  | 0.60775
024160405 | REDWOOD CITY 0405 | 1959 | Peninsula | 3.3569 | 1.6455 | #N/A | 1335 | 0 | 4.16kV | 5.8096 | 0 | 24.444 | 0.387 | 0 | 4.217 | 1 | 73 | 807 | 169691 |  |  | 0.52596
252852111 | PINEDALE 2111 | 1960 | Fresno | 0.75232 | 26.6342 | #N/A | 2052 | 0 | 21kV | 5.8064 | 0 | 18 | 4.71 | 0 | 6.322 | 1 | 63 | 10937 | 695382 |  |  | 0.78859
252841102 | OROSI 1102 | 1961 | Fresno | 34.9609 | 0.0063424 | 0.26307 | 385 | 0 | 12kV | 5.805 | 18.784 | 8.857 | 0.551 | 0 | 0.833 | 19.9979 | 31 | 1203 | 175194 |  |  | 0.10387
083421105 | LAWRENCE 1105 | 1962 | De Anza | 1.1066 | 6.4239 | #N/A | 1459 | 2 | 12kV | 5.787 | 0 | 24.444 | 1.368 | 0 | 3.123 | 1 | 73 | 2904 | 538695 |  |  | 0.3895
022011160 | MISSION (X) 1160 | 1963 | San Francisco | 0 | 6.1214 | #N/A | 586 | 0 | 12kV | 5.7778 | 0 | 28.889 | 0 | 0 |  | 1 | 75 | 0 | 0
162701702 | VIERRA 1702 | 1964 | Stockton | 7.1646 | 17.8247 | #N/A | 1863 | 0 | 17kV | 5.7732 | 0 | 22.222 | 3.49 | 0 | 3.154 | 1 | 72 | 8084 | 541195 |  |  | 0.39345
062041108 | DAVIS 1108 | 1965 | Sacramento | 3.3338 | 18.4498 | #N/A | 2616 | 0 | 12kV | 5.7728 | 0 | 20 | 3.866 | 0 | 4.998 | 1 | 70 | 7890 | 1918122 |  |  | 0.62337
253371102 | BAKERSFIELD 1102 | 1966 | Kern | 17.5461 | 0.49722 | #N/A | 2645 | 0 | 12kV | 5.772 | 0 | 20 | 5.33 | 0 | 3.53 | 1 | 71 | 11815 | 1482224 |  |  | 0.44033
024130401 | MENLO 0401 | 1967 | Peninsula | 6.3904 | 0.32887 | #N/A | 758 | 0 | 4.16kV | 5.7698 | 0 | 24.444 | 0.887 | 0 | 3.518 | 1 | 73 | 1832 | 411446 |  |  | 0.43884
152442108 | PLEASANT GROVE 2108 | 1968 | Sierra | 2.102 | 45.705 | #N/A | 4489 | 0 | 21kV | 5.7674 | 0 | 19.143 | 8.951 | 0 | 0.743 | 1 | 67 | 20713 | 1411294 |  |  | 0.092633
012022216 | CLAYTON 2216 | 1969 | Diablo | 17.5342 | 19.6165 | #N/A | 3899 | 0 | 21kV | 5.7666 | 0 | 20 | 5.351 | 0 | 3.482 | 1 | 70 | 12042 | 1266303 |  |  | 0.4343
082241104 | LOS ALTOS 1104 | 1970 | De Anza | 8.8462 | 1.8332 | #N/A | 1357 | 0 | 12kV | 5.7608 | 0 | 18 | 6.707 | 0 | 4.097 | 1 | 63 | 15567 | 1001926 |  |  | 0.51105
083892103 | MONTAGUE 2103 | 1971 | San Jose | 0.94372 | 4.7694 | #N/A | 254 | 0 | 21kV | 5.757 | 0 | 24.444 | 0.177 | 0 | 4.164 | 1 | 73 | 357 | 91496 |  |  | 0.51936
103721101 | PIT NO 1 1101 | 1972 | North Valley | 52.8928 | 4.6212 | 25.7108 | 882 | 1 | 12kV | 5.7468 | 10.103 | 15.143 | 2.636 | 0 | 0.852 | 11.2183 | 53 | 5807 | 778062 |  |  | 0.10633
252852105 | PINEDALE 2105 | 1973 | Fresno | 1.7572 | 21.8075 | #N/A | 1768 | 0 | 21kV | 5.7304 | 0 | 17.143 | 5.15 | 0 | 6.359 | 1 | 60 | 11971 | 746474 |  |  | 0.79313
253921105 | MANCHESTER 1105 | 1974 | Fresno | 9.0339 | 8.5585 | #N/A | 1460 | 0 | 12kV | 5.7246 | 0 | 20 | 3.58 | 0 | 5.043 | 1 | 71 | 7946 | 984617 |  |  | 0.62906
253921101 | MANCHESTER 1101 | 1975 | Fresno | 14.2097 | 4.5012 | #N/A | 2216 | 0 | 12kV | 5.717 | 0 | 19.143 | 5.587 | 0 | 3.855 | 1 | 67 | 12593 | 1298436 |  |  | 0.48081
083671109 | WOLFE 1109 | 1976 | De Anza | 8.8869 | 7.9961 | #N/A | 2295 | 0 | 12kV | 5.7092 | 0 | 19.143 | 5.808 | 0 | 3.595 | 1 | 67 | 12956 | 1514470 |  |  | 0.44834
103311102 | BURNEY 1102 | 1977 | North Valley | 4.021 | 3.7448 | 0.71383 | 551 | 0 | 12kV | 5.7028 | 13.794 | 11.429 | 0.741 | 0 | 2.55 | 14.9507 | 40 | 1520 | 358295 |  |  | 0.31801
062061102 | DIXON 1102 | 1978 | Sacramento | 12.0364 | 15.3292 | #N/A | 1872 | 0 | 12kV | 5.701 | 0 | 24.444 | 2.113 | 0 | 1.948 | 1 | 73 | 4738 | 520272 |  |  | 0.24299
024011103 | BAY MEADOWS 1103 | 1979 | Peninsula | 6.8206 | 2.6541 | #N/A | 1936 | 4 | 12kV | 5.6916 | 0 | 19.429 | 5.369 | 0 | 3.66 | 1 | 68 | 12466 | 795698 |  |  | 0.45652
022130411 | SF K 0411 | 1980 | San Francisco | 2.2678 | 0.10254 | #N/A | 1550 | 0 | 4.16kV | 5.6866 | 10.103 | 13.143 | 0.209 | 0 | 4.978 | 11.2183 | 46 | 430 | 97845 |  |  | 0.62096
254552113 | FIGARDEN 2113 | 1981 | Fresno | 11.4807 | 30.0513 | #N/A | 2882 | 0 | 21kV | 5.6568 | 0 | 24.444 | 1.882 | 0 | 1.958 | 1 | 73 | 4227 | 455589 |  |  | 0.24419
042450415 | VALLEJO B 0415 | 1982 | North Bay | 7.5981 | 0.048151 | #N/A | 1141 | 0 | 4.16kV | 5.6558 | 0 | 22.222 | 3.031 | 0 | 3.026 | 1 | 72 | 6514 | 1096381 |  |  | 0.37745
018100401 | SHORE ACRES BANK 0401 | 1983 | Diablo | 4.9314 | 0.13983 | #N/A | 98 | 0 | 4.16kV | 5.6368 | 0 | 26.667 | 0.417 | 0 | 1.1 | 1 | 74 | 886 | 164649 |  |  | 0.13725
253961102 | BULLARD 1102 | 1984 | Fresno | 2.7566 | 7.1881 | #N/A | 1979 | 0 | 12kV | 5.627 | 0 | 18.857 | 2.855 | 0 | 6.423 | 1 | 66 | 6640 | 409820 |  |  | 0.80111
163191713 | RIVERBANK 1713 | 1985 | Yosemite | 53.9694 | 9.7274 | #N/A | 2703 | 1 | 17kV | 5.6224 | 0 | 18.857 | 7.435 | 0 | 1.82 | 1 | 66 | 16740 | 1749117 |  |  | 0.22699
182061103 | FAIRWAY 1103 | 1986 | Los Padres | 6.6988 | 24.2057 | #N/A | 2461 | 1 | 12kV | 5.6048 | 0 | 19.429 | 5.248 | 0 | 3.347 | 1 | 68 | 11827 | 1221162 |  |  | 0.4174
062131102 | SUISUN 1102 | 1987 | Sacramento | 9.7705 | 2.784 | #N/A | 2303 | 0 | 12kV | 5.6012 | 0 | 16.571 | 7.499 | 0 | 3.936 | 1 | 58 | 16745 | 1935830 |  |  | 0.4909
013471128 | RICHMOND R 1128 | 1988 | East Bay | 7.5747 | 7.6496 | #N/A | 1739 | 2 | 12kV | 5.5986 | 0 | 19.714 | 5.205 | 0 | 3.074 | 1 | 69 | 11840 | 1073480 |  |  | 0.38343
163711702 | COTTLE 1702 | 1989 | Yosemite | 36.8703 | 15.1279 | #N/A | 2858 | 0 | 17kV | 5.5828 | 0 | 14.857 | 10.966 | 0 | 2.091 | 1 | 52 | 24624 | 2661553 |  |  | 0.26078
012011109 | OAKLAND C 1109 | 1990 | East Bay | 3.3268 | 7.5119 | #N/A | 2117 | 6 | 12kV | 5.5716 | 0 | 18 | 3.563 | 0 | 6.295 | 1 | 63 | 7737 | 1190498 |  |  | 0.7852
024050401 | BURLINGAME 0401 | 1991 | Peninsula | 3.1016 | 2.2693 | #N/A | 1257 | 0 | 4.16kV | 5.5682 | 0 | 22.222 | 0.686 | 0 | 4.933 | 1 | 72 | 1361 | 388905 |  |  | 0.61527
252241110 | KINGSBURG 1110 | 1992 | Fresno | 31.8987 | 0.71359 | #N/A | 251 | 0 | 12kV | 5.5672 | 13.794 | 12.286 | 0.864 | 0 | 0.892 | 14.9507 | 43 | 1932 | 219286 |  |  | 0.1112
252421102 | DAIRYLAND 1102 | 1993 | Yosemite | 61.0475 | 0.32465 | #N/A | 484 | 0 | 12kV | 5.5636 | 13.794 | 11.714 | 1.625 | 0 | 0.685 | 14.9507 | 41 | 3555 | 509514 |  |  | 0.085428
012111106 | OAKLAND L 1106 | 1994 | East Bay | 0.34431 | 3.9145 | #N/A | 1116 | 0 | 12kV | 5.5538 | 0 | 10.857 | 0.35 | 0 | 16.562 | 1 | 38 | 800 | 66406 |  |  | 2.0658
254071108 | STOCKDALE 1108 | 1995 | Kern | 3.8426 | 11.0013 | #N/A | 1319 | 0 | 12kV | 5.5458 | 0 | 20 | 2.159 | 0 | 5.57 | 1 | 71 | 4693 | 716929 |  |  | 0.69468
012041132 | OAKLAND D 1132 | 1996 | East Bay | 2.8931 | 11.1572 | #N/A | 3098 | 0 | 12kV | 5.5442 | 0 | 19.714 | 1.324 | 0 | 6.683 | 1 | 69 | 2891 | 423691 |  |  | 0.83355
082031102 | MOUNTAIN VIEW 1102 | 1997 | De Anza | 13.5246 | 5.8184 | #N/A | 4361 | 1 | 12kV | 5.5228 | 0 | 17.429 | 6.016 | 0 | 4.169 | 1 | 61 | 13541 | 1420662 |  |  | 0.51995
254072110 | STOCKDALE 2110 | 1998 | Kern | 8.7514 | 17.8698 | #N/A | 3083 | 0 | 21kV | 5.5202 | 0 | 16.286 | 6.107 | 0 | 5.208 | 1 | 57 | 13917 | 1230688 |  |  | 0.64958
082031114 | MOUNTAIN VIEW 1114 | 1999 | De Anza | 6.8577 | 1.7383 | #N/A | 484 | 2 | 12kV | 5.5148 | 0 | 24.444 | 0.682 | 0 | 2.448 | 1 | 73 | 1503 | 200810 |  |  | 0.30536
083242106 | MORGAN HILL 2106 | 2000 | San Jose | 38.9562 | 20.3278 | #N/A | 2532 | 0 | 21kV | 5.5068 | 0 | 17.714 | 7.41 | 0 | 2.41 | 1 | 62 | 16659 | 1774504 |  |  | 0.30054
024161105 | REDWOOD CITY 1105 | 2001 | Peninsula | 5.6616 | 2.8217 | #N/A | 1069 | 2 | 12kV | 5.5054 | 0 | 18.286 | 5.347 | 0 | 3.894 | 1 | 64 | 12243 | 1005828 |  |  | 0.4857
012041110 | OAKLAND D 1110 | 2002 | East Bay | 5.47 | 6.745 | #N/A | 5407 | 0 | 12kV | 5.4932 | 0 | 14.857 | 5.581 | 0 | 7.028 | 1 | 52 | 12677 | 1175865 |  |  | 0.8766
253921102 | MANCHESTER 1102 | 2003 | Fresno | 13.6191 | 2.1067 | #N/A | 2222 | 2 | 12kV | 5.484 | 0 | 19.714 | 4.015 | 0 | 3.691 | 1 | 69 | 9051 | 930201 |  |  | 0.46036
014371106 | SAN PABLO 1106 | 2004 | East Bay | 0.64866 | 16.9006 | #N/A | 2320 | 2 | 12kV | 5.4768 | 0 | 18.857 | 3.981 | 0 | 4.546 | 1 | 66 | 8281 | 1781931 |  |  | 0.56707
252901110 | SEMITROPIC 1110 | 2005 | Kern | 50.0425 | 15.816 | #N/A | 2185 | 0 | 12kV | 5.4728 | 0 | 24.444 | 1.977 | 0 | 0.943 | 1 | 73 | 4443 | 476047 |  |  | 0.11763
082831101 | MILPITAS 1101 | 2006 | San Jose | 4.1494 | 18.6814 | #N/A | 3569 | 1 | 12kV | 5.4728 | 0 | 19.714 | 4.38 | 0 | 3.27 | 1 | 69 | 9951 | 920123 |  |  | 0.4079
022031118 | POTRERO PP (A) 1118 | 2007 | San Francisco | 5.8781 | 6.6209 | #N/A | 2576 | 1 | 12kV | 5.4712 | 0 | 15.714 | 8.334 | 0 | 3.308 | 1 | 55 | 19035 | 1625256 |  |  | 0.41261
024011108 | BAY MEADOWS 1108 | 2008 | Peninsula | 1.0478 | 27.7538 | #N/A | 5709 | 0 | 12kV | 5.4706 | 0 | 13.429 | 11.344 | 0 | 2.58 | 1 | 47 | 25616 | 2576637 |  |  | 0.32181
018090401 | MCAVOY TAP 0401 | 2009 | Diablo | 2.0063 | 0 | #N/A | 219 | 0 | 4.16kV | 5.4624 | 0 | 24.444 | 0.289 | 0 | 2.579 | 1 | 73 | 640 | 82109 |  |  | 0.32173
254081105 | CLOVIS 1105 | 2010 | Fresno | 7.7017 | 16.2104 | #N/A | 2503 | 0 | 12kV | 5.4608 | 0 | 17.429 | 6.186 | 0 | 3.689 | 1 | 61 | 14152 | 1177025 |  |  | 0.46015
083671113 | WOLFE 1113 | 2011 | De Anza | 17.2617 | 9.3327 | #N/A | 4540 | 0 | 12kV | 5.45 | 0 | 18.857 | 4.855 | 0 | 3.538 | 1 | 66 | 10633 | 1509984 |  |  | 0.44126
254582101 | 7TH STANDARD 2101 | 2012 | Kern | 2.5656 | 36.8097 | #N/A | 3565 | 0 | 21kV | 5.4356 | 0 | 18.857 | 5.627 | 0 | 2.694 | 1 | 66 | 12727 | 1252637 |  |  | 0.33597
102051102 | CHICO A 1102 | 2013 | North Valley | 9.9688 | 6.3153 | #N/A | 1912 | 1 | 12kV | 5.4308 | 0 | 19.714 | 3.877 | 0 | 3.563 | 1 | 69 | 8825 | 793853 |  |  | 0.44443
083531112 | MC KEE 1112 | 2014 | San Jose | 16.6455 | 10.7151 | #N/A | 3470 | 0 | 12kV | 5.4246 | 0 | 20 | 3.932 | 0 | 3.191 | 1 | 71 | 7828 | 2193991 |  |  | 0.39799
083252108 | PAUL SWEET 2108 | 2015 | Central Coast | 20.792 | 6.2255 | #N/A | 6127 | 0 | 21kV | 5.4222 | 0 | 9.714 | 13.079 | 0 | 4.318 | 1 | 34 | 28722 | 3973718 |  |  | 0.53857
255292105 | WOODWARD 2105 | 2016 | Fresno | 0.36379 | 27.2321 | #N/A | 2780 | 0 | 21kV | 5.4212 | 0 | 16.571 | 6.146 | 0 | 4.389 | 1 | 58 | 14156 | 1052695 |  |  | 0.54746
042211103 | NOVATO 1103 | 2017 | North Bay | 2.9324 | 9.7992 | #N/A | 915 | 0 | 12kV | 5.415 | 0 | 18.857 | 3.315 | 0 | 4.903 | 1 | 66 | 7182 | 1127883 |  |  | 0.61152
082921113 | EL PATIO 1113 | 2018 | De Anza | 4.8082 | 8.1896 | #N/A | 3134 | 0 | 12kV | 5.4038 | 0 | 18.286 | 2.694 | 0 | 6.039 | 1 | 64 | 5881 | 862150 |  |  | 0.75319
022331105 | HUNTERS POINT (P) 1105 | 2019 | San Francisco | 10.5259 | 2.1061 | #N/A | 2651 | 1 | 12kV | 5.4004 | 0 | 16.571 | 5.707 | 0 | 4.724 | 1 | 58 | 12960 | 1206481 |  |  | 0.58917
012060407 | BERKELEY F 0407 | 2020 | East Bay | 0.0054018 | 1.2431 | #N/A | 38 | 0 | 4.16kV | 5.3982 | 0 | 4.571 | 0 | 0 | 22.42 | 1 | 16 | 0 | 0 |  |  | 2.7964
152851107 | HARTER 1107 | 2021 | Sierra | 10.2303 | 6.8262 | #N/A | 1882 | 0 | 12kV | 5.3958 | 0 | 16.857 | 4.879 | 0 | 5.243 | 1 | 59 | 11076 | 1035892 |  |  | 0.65397
012061104 | BERKELEY F 1104 | 2022 | East Bay | 3.2011 | 3.6418 | #N/A | 2424 | 0 | 12kV | 5.3904 | 0 | 15.429 | 4.731 | 0 | 6.792 | 1 | 54 | 11249 | 373047 |  |  | 0.84718
102491103 | CHICO B 1103 | 2023 | North Valley | 8.7537 | 8.7347 | #N/A | 2189 | 0 | 12kV | 5.389 | 0 | 16.571 | 6.397 | 0 | 3.977 | 1 | 58 | 14506 | 1375959 |  |  | 0.4961
083392111 | SWIFT 2111 | 2024 | San Jose | 8.5799 | 24.3286 | #N/A | 4694 | 0 | 21kV | 5.388 | 0 | 12.857 | 9.458 | 0 | 4.625 | 1 | 45 | 20999 | 2590382 |  |  | 0.57684
012501106 | EL CERRITO G 1106 | 2025 | East Bay | 4.6475 | 10.9494 | #N/A | 2228 | 0 | 12kV | 5.3864 | 0 | 13.714 | 9.427 | 0 | 3.791 | 1 | 48 | 21433 | 1959021 |  |  | 0.47281
252921108 | STONE CORRAL 1108 | 2026 | Fresno | 79.0992 | 0.62586 | 2.9159 | 900 | 0 | 12kV | 5.384 | 10.103 | 13.429 | 2.575 | 0 | 0.813 | 11.2183 | 47 | 5837 | 556661 |  |  | 0.10135
024040402 | BERESFORD 0402 | 2027 | Peninsula | 2.3652 | 2.5376 | #N/A | 825 | 0 | 4.16kV | 5.3814 | 0 | 20 | 0.912 | 0 | 5.995 | 1 | 70 | 1978 | 306487 |  |  | 0.7477
042631105 | PETALUMA C 1105 | 2028 | Sonoma | 10.7443 | 8.5275 | #N/A | 2789 | 1 | 12kV | 5.371 | 0 | 18.571 | 4.219 | 0 | 4.065 | 1 | 65 | 9398 | 1118451 |  |  | 0.50706
252052119 | ASHLAN AVE 2119 | 2029 | Fresno | 14.1873 | 7.4693 | #N/A | 1910 | 0 | 21kV | 5.3692 | 0 | 18.857 | 3.842 | 0 | 4.147 | 1 | 66 | 8691 | 854513 |  |  | 0.51731
252841103 | OROSI 1103 | 2030 | Fresno | 18.288 | 0.045981 | #N/A | 259 | 1 | 12kV | 5.3664 | 18.784 | 6 | 0.931 | 0 | 1.117 | 19.9979 | 21 | 2104 | 208944 |  |  | 0.13928
013020402 | BARRETT 0402 | 2031 | East Bay | 5.8892 | 1.0397 | #N/A | 1590 | 0 | 4.16kV | 5.3592 | 0 | 16.571 | 6.914 | 0 | 3.311 | 1 | 58 | 15539 | 1661464 |  |  | 0.41302
042631102 | PETALUMA C 1102 | 2032 | Sonoma | 4.203 | 11.614 | #N/A | 1799 | 0 | 12kV | 5.3562 | 0 | 18.571 | 2.015 | 0 | 6.195 | 1 | 65 | 4550 | 458315 |  |  | 0.77272
163341102 | CLAY 1102 | 2033 | Stockton | 2.0881 | 0.021197 | 1.1664 | 0 | 2 | 12kV | 5.3488 | 13.794 | 11.429 | 0.001 | 0 | 1.52 | 14.9507 | 40 | 2 | 1957 |  |  | 0.18955
162111101 | LODI 1101 | 2034 | Stockton | 28.4165 | 12.1609 | #N/A | 1847 | 0 | 12kV | 5.3464 | 0 | 20 | 5.092 | 0 | 1.64 | 1 | 70 | 11029 | 1735447 |  |  | 0.20455
253962112 | BULLARD 2112 | 2035 | Fresno | 11.3255 | 15.5123 | #N/A | 2692 | 0 | 21kV | 5.3422 | 0 | 15.143 | 7.352 | 0 | 4.216 | 1 | 53 | 16862 | 1345606 |  |  | 0.52591
083892104 | MONTAGUE 2104 | 2036 | San Jose | 0.83242 | 17.5687 | #N/A | 2771 | 0 | 21kV | 5.3376 | 0 | 15.143 | 6.076 | 0 | 5.469 | 1 | 53 | 13672 | 1440746 |  |  | 0.68209
022270406 | SF M 0406 | 2037 | San Francisco | 2.9093 | 1.5313 | #N/A | 2086 | 0 | 4.16kV | 5.3346 | 0 | 18.857 | 3.716 | 0 | 4.1 | 1 | 66 | 8318 | 932969 |  |  | 0.51141
252852106 | PINEDALE 2106 | 2038 | Fresno | 5.3895 | 22.2987 | #N/A | 2659 | 1 | 21kV | 5.3342 | 0 | 20 | 1.598 | 0 | 5.073 | 1 | 71 | 3424 | 592227 |  |  | 0.63275
022011117 | MISSION (X) 1117 | 2039 | San Francisco | 0 | 4.6251 | #N/A | 1598 | 0 | 12kV | 5.3334 | 0 | 26.667 | 0 | 0 |  | 1 | 74 | 0 | 0
022801106 | LARKIN (Y) 1106 | 2040 | San Francisco | 0 | 3.19 | #N/A | 1103 | 0 | 12kV | 5.3334 |  | 26.667 | 0 | 0 |  |  | 74 | 0 | 0
022801126 | LARKIN (Y) 1126 | 2041 | San Francisco | 0 | 2.7138 | #N/A | 376 | 0 | 12kV | 5.3334 |  | 26.667 | 0 | 0 |  |  | 74 | 0 | 0
083611112 | BRITTON 1112 | 2042 | De Anza | 1.9011 | 6.506 | #N/A | 1215 | 0 | 12kV | 5.3264 | 0 | 18 | 2.709 | 0 | 5.923 | 1 | 63 | 5856 | 938455 |  |  | 0.7388
254072108 | STOCKDALE 2108 | 2043 | Kern | 2.9592 | 33.4741 | #N/A | 3488 | 0 | 21kV | 5.3104 | 0 | 16.571 | 4.305 | 0 | 5.676 | 1 | 58 | 9753 | 937174 |  |  | 0.70795
163191715 | RIVERBANK 1715 | 2044 | Yosemite | 91.2524 | 9.0843 | #N/A | 2191 | 0 | 17kV | 5.3032 | 0 | 18.286 | 6.929 | 0 | 1.301 | 1 | 64 | 15242 | 2075030 |  |  | 0.16232
254561104 | TUPMAN 1104 | 2045 | Kern | 67.7887 | 1.7697 | #N/A | 452 | 2 | 12kV | 5.2938 | 0 | 24.444 | 1.467 | 0 | 0.558 | 1 | 73 | 3030 | 683912 |  |  | 0.069544
252021102 | ANTELOPE 1102 | 2046 | Kern | 25.3397 | 0.19761 | #N/A | 71 | 0 | 12kV | 5.2934 | 10.103 | 16 | 0.107 | 0 | 0.257 | 11.2183 | 56 | 188 | 89305 |  |  | 0.032027
083631102 | WHISMAN 1102 | 2047 | De Anza | 1.7822 | 3.4962 | #N/A | 175 | 0 | 12kV | 5.2908 | 0 | 18.857 | 0.105 | 0 | 7.492 | 1 | 66 | 207 | 60775 |  |  | 0.93445
012041131 | OAKLAND D 1131 | 2048 | East Bay | 7.7602 | 2.5866 | #N/A | 3924 | 0 | 12kV | 5.282 | 0 | 18.857 | 2.149 | 0 | 5.404 | 1 | 66 | 4839 | 505642 |  |  | 0.67405
162422106 | STAGG 2106 | 2049 | Stockton | 5.4662 | 21.4519 | #N/A | 3153 | 1 | 21kV | 5.279 | 0 | 18 | 4.702 | 0 | 3.693 | 1 | 63 | 10404 | 1332247 |  |  | 0.46066
253961105 | BULLARD 1105 | 2050 | Fresno | 3.4543 | 5.6903 | #N/A | 1952 | 0 | 12kV | 5.2788 | 0 | 18.571 | 3.323 | 0 | 4.5 | 1 | 65 | 7531 | 719458 |  |  | 0.56128
082031110 | MOUNTAIN VIEW 1110 | 2051 | De Anza | 9.3447 | 5.8883 | #N/A | 3378 | 0 | 12kV | 5.2746 | 0 | 18.857 | 4.08 | 0 | 3.436 | 1 | 66 | 8439 | 1883164 |  |  | 0.42863
022101109 | SF H 1109 | 2052 | Peninsula | 4.6736 | 11.1209 | #N/A | 4758 | 1 | 12kV | 5.2736 | 0 | 16 | 5.158 | 0 | 5.21 | 1 | 56 | 12009 | 724891 |  |  | 0.64981
024091101 | GLENWOOD 1101 | 2053 | Peninsula | 5.4085 | 6.379 | #N/A | 1273 | 1 | 12kV | 5.2722 | 0 | 20 | 2.499 | 0 | 3.862 | 1 | 70 | 5738 | 449124 |  |  | 0.48175
082921114 | EL PATIO 1114 | 2054 | De Anza | 0.60205 | 6.7919 | #N/A | 1061 | 1 | 12kV | 5.2688 | 0 | 18.286 | 4.151 | 0 | 3.907 | 1 | 64 | 9354 | 966565 |  |  | 0.48733
152901105 | OLIVEHURST 1105 | 2055 | Sierra | 54.0398 | 5.5658 | #N/A | 1151 | 1 | 12kV | 5.268 | 10.103 | 11.143 | 4.099 | 0 | 0.995 | 11.2183 | 39 | 9107 | 1115317 |  |  | 0.1241
254572101 | RENFRO 2101 | 2056 | Kern | 30.4097 | 32.4912 | #N/A | 3217 | 0 | 21kV | 5.266 | 0 | 19.429 | 4.933 | 0 | 1.968 | 1 | 68 | 11393 | 805079 |  |  | 0.24551
254071106 | STOCKDALE 1106 | 2057 | Kern | 5.5946 | 10.5835 | #N/A | 2162 | 0 | 12kV | 5.2622 | 0 | 17.429 | 3.324 | 0 | 5.558 | 1 | 61 | 7336 | 965560 |  |  | 0.69323
103071103 | NORD 1103 | 2058 | North Valley | 19.2617 | 12.2898 | #N/A | 3128 | 0 | 12kV | 5.2616 | 0 | 20 | 3.28 | 0 | 3.028 | 1 | 71 | 7326 | 844170 |  |  | 0.37772
252412110 | COPPERMINE 2110 | 2059 | Fresno | 0.0028409 | 0.019103 | #N/A | 0 | 0 | 21kV | 5.2488 |  |  | 0 | 0 | 26.244 |  |  | 0 | 0 |  |  | 3.2734
062061103 | DIXON 1103 | 2060 | Sacramento | 125.4246 | 3.1243 | #N/A | 1289 | 0 | 12kV | 5.247 | 0 | 22.222 | 3.492 | 0 | 0.521 | 1 | 72 | 7296 | 1521046 |  |  | 0.064933
163481114 | WEBER 1114 | 2061 | Stockton | 9.8206 | 6.4375 | #N/A | 1737 | 2 | 12kV | 5.2416 | 0 | 19.429 | 3.012 | 0 | 3.767 | 1 | 68 | 6823 | 657163 |  |  | 0.4699
012541102 | OAKLAND X 1102 | 2062 | East Bay | 6.3234 | 1.4952 | #N/A | 4683 | 1 | 12kV | 5.2346 | 0 | 13.429 | 7.178 | 0 | 5.566 | 1 | 47 | 16199 | 1641041 |  |  | 0.69425
253961110 | BULLARD 1110 | 2063 | Fresno | 4.2894 | 8.6731 | #N/A | 1151 | 0 | 12kV | 5.2312 | 0 | 19.429 | 1.726 | 0 | 5.001 | 1 | 68 | 3898 | 392482 |  |  | 0.62371
083671106 | WOLFE 1106 | 2064 | De Anza | 9.1256 | 5.4079 | #N/A | 1933 | 0 | 12kV | 5.229 | 0 | 18.571 | 4.543 | 0 | 3.031 | 1 | 65 | 10066 | 1268796 |  |  | 0.37809
253611107 | ATWATER 1107 | 2065 | Yosemite | 30.8164 | 17.6013 | #N/A | 2579 | 0 | 12kV | 5.2256 | 0 | 20 | 3.423 | 0 | 2.705 | 1 | 71 | 7735 | 771610 |  |  | 0.33738
024011105 | BAY MEADOWS 1105 | 2066 | Peninsula | 6.6315 | 4.4214 | #N/A | 1553 | 2 | 12kV | 5.2166 | 0 | 19.429 | 2.32 | 0 | 4.334 | 1 | 68 | 5116 | 678094 |  |  | 0.54053
252241112 | KINGSBURG 1112 | 2067 | Fresno | 14.0274 | 11.1467 | #N/A | 2038 | 0 | 12kV | 5.2092 | 0 | 22.222 | 1.016 | 0 | 2.808 | 1 | 72 | 2238 | 300129 |  |  | 0.35018
102111102 | CAPAY 1102 | 2068 | North Valley | 66.3675 | 0.74073 | #N/A | 539 | 1 | 12kV | 5.2034 | 0 | 24.444 | 0.775 | 0 | 0.798 | 1 | 73 | 1747 | 180944 |  |  | 0.099498
252852107 | PINEDALE 2107 | 2069 | Fresno | 2.0403 | 13.4867 | #N/A | 1165 | 0 | 21kV | 5.2026 | 0 | 17.143 | 2.506 | 0 | 6.364 | 1 | 60 | 5756 | 447929 |  |  | 0.79379
252051107 | ASHLAN AVE 1107 | 2070 | Fresno | 8.2769 | 3.2628 | #N/A | 2449 | 0 | 12kV | 5.199 | 0 | 20 | 1.903 | 0 | 4.092 | 1 | 71 | 4315 | 410915 |  |  | 0.51044
022571111 | EAST GRAND 1111 | 2071 | Peninsula | 0.89301 | 3.6862 | #N/A | 88 | 0 | 12kV | 5.1966 | 0 | 18.571 | 0.104 | 0 | 7.308 | 1 | 65 | 220 | 41265 |  |  | 0.91152
024031107 | BELMONT 1107 | 2072 | Peninsula | 1.4126 | 7.2001 | #N/A | 162 | 1 | 12kV | 5.1954 | 0 | 19.714 | 0.146 | 0 | 6.117 | 1 | 69 | 330 | 34096 |  |  | 0.76301
012091104 | OAKLAND J 1104 | 2073 | East Bay | 6.6901 | 1.7593 | #N/A | 1448 | 1 | 12kV | 5.1906 | 0 | 18 | 3.567 | 0 | 4.386 | 1 | 63 | 8260 | 554427 |  |  | 0.54703
022070407 | SF E 0407 | 2074 | San Francisco | 0.94277 | 2.6573 | #N/A | 1313 | 0 | 4.16kV | 5.1866 | 0 | 15.714 | 3.735 | 0 | 6.484 | 1 | 55 | 7643 | 1828153 |  |  | 0.80877
254572105 | RENFRO 2105 | 2075 | Kern | 8.679 | 26.7734 | #N/A | 3128 | 0 | 21kV | 5.1844 | 0 | 16.571 | 5.401 | 0 | 3.95 | 1 | 58 | 12398 | 975759 |  |  | 0.49269
043291103 | PUEBLO 1103 | 2076 | North Bay | 8.0991 | 9.1626 | #N/A | 1783 | 0 | 12kV | 5.1838 | 0 | 19.143 | 3.035 | 0 | 3.741 | 1 | 67 | 6610 | 988857 |  |  | 0.46659
043181104 | BELLEVUE 1104 | 2077 | Sonoma | 12.5749 | 19.9903 | #N/A | 3147 | 0 | 12kV | 5.177 | 0 | 19.714 | 2.96 | 0 | 3.211 | 1 | 69 | 6750 | 589148 |  |  | 0.40049
013471127 | RICHMOND R 1127 | 2078 | East Bay | 20.6908 | 2.5586 | #N/A | 2668 | 5 | 12kV | 5.1726 | 0 | 11.429 | 11.8 | 0 | 2.634 | 1 | 40 | 27612 | 1484721 |  |  | 0.32857
258111101 | SCE MCFARLAND 1101 | 2079 | Kern | 0.49828 | 0 | #N/A | 0 | 0 | 12kV | 5.1592 | 25.266 |  | 0 | 0 | 0.53 | 26.5534 |  | 1 | 248 |  |  | 0.066093
182300412 | INDUSTRIAL ACRES 0412 | 2080 | Central Coast | 9.8224 | 0.49513 | #N/A | 1689 | 0 | 4.16kV | 5.1438 | 0 | 20 | 2.663 | 0 | 3.056 | 1 | 70 | 5854 | 802123 |  |  | 0.38122
252971101 | WEEDPATCH 1101 | 2081 | Kern | 19.8883 | 5.4816 | #N/A | 995 | 0 | 12kV | 5.14 | 0 | 19.714 | 4.592 | 0 | 1.394 | 1 | 69 | 10354 | 1062731 |  |  | 0.17391
082191103 | MABURY 1103 | 2082 | San Jose | 7.8843 | 1.557 | #N/A | 1387 | 1 | 12kV | 5.1388 | 0 | 20 | 2.224 | 0 | 3.47 | 1 | 71 | 4793 | 789656 |  |  | 0.43287
012501109 | EL CERRITO G 1109 | 2083 | East Bay | 8.3694 | 4.0102 | #N/A | 2102 | 2 | 12kV | 5.1386 | 0 | 20 | 1.978 | 0 | 3.715 | 1 | 70 | 4233 | 739555 |  |  | 0.4633
082921105 | EL PATIO 1105 | 2084 | De Anza | 6.9919 | 8.1084 | #N/A | 2066 | 2 | 12kV | 5.1358 | 0 | 20 | 2.209 | 0 | 3.47 | 1 | 71 | 4800 | 734547 |  |  | 0.43278
043292101 | PUEBLO 2101 | 2085 | North Bay | 11.7873 | 13.6692 | #N/A | 3055 | 0 | 21kV | 5.1272 | 0 | 14.286 | 7.428 | 0 | 3.922 | 1 | 50 | 15677 | 3044192 |  |  | 0.48918
152011107 | MARYSVILLE 1107 | 2086 | Sierra | 8.5137 | 5.8011 | #N/A | 1450 | 0 | 12kV | 5.122 | 0 | 18.286 | 2.825 | 0 | 4.499 | 1 | 64 | 6231 | 825053 |  |  | 0.56115
042450411 | VALLEJO B 0411 | 2087 | North Bay | 7.0326 | 0.71849 | #N/A | 2507 | 0 | 4.16kV | 5.1144 | 0 | 19.143 | 3.121 | 0 | 3.308 | 1 | 67 | 7302 | 392668 |  |  | 0.41257
083431115 | HICKS 1115 | 2088 | San Jose | 15.3908 | 4.2463 | #N/A | 2556 | 0 | 12kV | 5.1098 | 0 | 19.429 | 3.103 | 0 | 3.017 | 1 | 68 | 6799 | 963152 |  |  | 0.3763
022470401 | ACTON 0401 | 2089 | San Francisco | 3.8453 | 0.13343 | #N/A | 1273 | 0 | 4.16kV | 5.1094 | 0 | 19.143 | 2.384 | 0 | 4.02 | 1 | 67 | 5506 | 388553 |  |  | 0.50141
013740401 | WALL 0401 | 2090 | East Bay | 5.3844 | 1.013 | #N/A | 999 | 0 | 4.16kV | 5.1064 | 0 | 16.286 | 5.904 | 0 | 3.342 | 1 | 57 | 13687 | 900098 |  |  | 0.4169
063191107 | ZAMORA 1107 | 2091 | Sacramento | 77.6557 | 0.36912 | #N/A | 764 | 1 | 12kV | 5.0988 | 0 | 22.222 | 2.567 | 0 | 0.705 | 1 | 72 | 5485 | 968060 |  |  | 0.087979
252041108 | AIRWAYS 1108 | 2092 | Fresno | 11.5556 | 9.7322 | #N/A | 2394 | 0 | 12kV | 5.091 | 0 | 20 | 1.318 | 0 | 4.137 | 1 | 70 | 3067 | 185938 |  |  | 0.51594
022571110 | EAST GRAND 1110 | 2093 | Peninsula | 3.4241 | 3.7335 | #N/A | 465 | 0 | 12kV | 5.0782 | 0 | 20 | 0.249 | 0 | 5.142 | 1 | 71 | 553 | 68024 |  |  | 0.64132
013761106 | MT EDEN 1106 | 2094 | Mission | 6.0994 | 8.5016 | #N/A | 1327 | 3 | 12kV | 5.076 | 0 | 18.571 | 1.992 | 0 | 4.817 | 1 | 65 | 4453 | 509451 |  |  | 0.60083
013761111 | MT EDEN 1111 | 2095 | Mission | 2.951 | 20.0785 | #N/A | 1496 | 1 | 12kV | 5.076 | 0 | 19.429 | 2.564 | 0 | 3.387 | 1 | 68 | 5614 | 798732 |  |  | 0.4224
253701104 | WESTPARK 1104 | 2096 | Kern | 10.8167 | 2.0574 | #N/A | 1735 | 0 | 12kV | 5.0664 | 0 | 19.429 | 1.962 | 0 | 3.941 | 1 | 68 | 4250 | 669486 |  |  | 0.49159
255262104 | KERN POWER 2104 | 2097 | Kern | 5.0475 | 25.231 | #N/A | 2783 | 2 | 21kV | 5.0594 | 0 | 16.857 | 5.602 | 0 | 2.838 | 1 | 59 | 12692 | 1220372 |  |  | 0.35403
022801102 | LARKIN (Y) 1102 | 2098 | San Francisco | 0 | 3.7542 | #N/A | 1818 | 0 | 12kV | 5.0522 |  | 20 | 5.261 | 0 |  |  | 70 | 10846 | 2472888
024160410 | REDWOOD CITY 0410 | 2099 | Peninsula | 5.407 | 0.92015 | #N/A | 1083 | 0 | 4.16kV | 5.0486 | 0 | 19.143 | 2.226 | 0 | 3.874 | 1 | 67 | 5143 | 361246 |  |  | 0.48323
252761106 | MADERA 1106 | 2100 | Yosemite | 7.2071 | 11.3342 | #N/A | 1994 | 2 | 12kV | 5.042 | 0 | 20 | 1.458 | 0 | 3.752 | 1 | 70 | 3227 | 412875 |  |  | 0.46799
253571116 | BARTON 1116 | 2101 | Fresno | 9.3138 | 7.6826 | #N/A | 1690 | 0 | 12kV | 5.042 | 0 | 19.429 | 2.148 | 0 | 3.633 | 1 | 68 | 4749 | 613938 |  |  | 0.45314
082241105 | LOS ALTOS 1105 | 2102 | De Anza | 1.7797 | 3.8737 | #N/A | 1158 | 0 | 12kV | 5.0378 | 0 | 19.714 | 0.263 | 0 | 5.212 | 1 | 69 | 547 | 117242 |  |  | 0.65007
013652203 | CONTRA COSTA 2203 | 2103 | Diablo | 23.8323 | 9.5369 | #N/A | 3930 | 2 | 21kV | 5.037 | 0 | 14.571 | 6.683 | 0 | 3.931 | 1 | 51 | 14839 | 1828904 |  |  | 0.49033
182671106 | SANTA MARIA 1106 | 2104 | Los Padres | 17.139 | 13.6267 | #N/A | 4292 | 0 | 12kV | 5.0332 | 0 | 14.857 | 6.464 | 0 | 3.845 | 1 | 52 | 14023 | 2176848 |  |  | 0.47963
024160403 | REDWOOD CITY 0403 | 2105 | Peninsula | 2.1159 | 3.6907 | #N/A | 1285 | 0 | 4.16kV | 5.03 | 0 | 19.429 | 0.857 | 0 | 4.864 | 1 | 68 | 1897 | 242486 |  |  | 0.60666
012111103 | OAKLAND L 1103 | 2106 | East Bay | 4.7593 | 8.5158 | #N/A | 2490 | 0 | 12kV | 5.0268 | 0 | 17.143 | 1.914 | 0 | 6.077 | 1 | 60 | 4135 | 666242 |  |  | 0.75793
254081104 | CLOVIS 1104 | 2107 | Fresno | 1.593 | 25.3565 | #N/A | 1809 | 0 | 12kV | 5.0182 | 0 | 18.571 | 1.258 | 0 | 5.262 | 1 | 65 | 2769 | 373836 |  |  | 0.65635
182261104 | BUENA VISTA 1104 | 2108 | Central Coast | 3.9467 | 5.8686 | #N/A | 201 | 5 | 12kV | 5.0174 | 0 | 20 | 2.167 | 0 | 2.92 | 1 | 71 | 4782 | 629805 |  |  | 0.3642
254072114 | STOCKDALE 2114 | 2109 | Kern | 10.6035 | 19.2716 | #N/A | 2450 | 0 | 21kV | 5.0122 | 0 | 15.714 | 5.153 | 0 | 4.194 | 1 | 55 | 11615 | 1195205 |  |  | 0.52315
022331107 | HUNTERS POINT (P) 1107 | 2110 | San Francisco | 5.8456 | 4.2185 | #N/A | 3858 | 1 | 12kV | 5.0078 | 0 | 13.429 | 6.128 | 0 | 5.482 | 1 | 47 | 13843 | 1384493 |  |  | 0.68382
255292101 | WOODWARD 2101 | 2111 | Fresno | 15.6575 | 42.7219 | #N/A | 3357 | 0 | 21kV | 5.0046 | 0 | 18 | 5.539 | 0 | 1.484 | 1 | 63 | 12720 | 993379 |  |  | 0.18513
082261113 | SAN JOSE B 1113 | 2112 | San Jose | 0.10098 | 2.5702 | #N/A | 551 | 3 | 12kV | 5.0012 | 0 | 16.571 | 0.22 | 0 | 8.215 | 1 | 58 | 408 | 158471 |  |  | 1.0247
163801702 | RIPON 1702 | 2113 | Stockton | 21.64 | 14.7736 | #N/A | 2348 | 0 | 17kV | 4.9966 | 0 | 18 | 4.648 | 0 | 2.335 | 1 | 63 | 10475 | 1082210 |  |  | 0.29129
252721114 | KERN OIL 1114 | 2114 | Kern | 24.6697 | 3.4694 | #N/A | 2201 | 1 | 12kV | 4.9896 | 0 | 19.143 | 3.545 | 0 | 2.26 | 1 | 67 | 7742 | 1131502 |  |  | 0.28193
152851104 | HARTER 1104 | 2115 | Sierra | 7.2319 | 7.5134 | #N/A | 1064 | 0 | 12kV | 4.988 | 0 | 18.857 | 1.374 | 0 | 4.709 | 1 | 66 | 3065 | 359196 |  |  | 0.58736
063131108 | WEST SACRAMENTO 1108 | 2116 | Sacramento | 8.7112 | 5.4191 | #N/A | 2033 | 0 | 12kV | 4.9874 | 0 | 16.857 | 4.06 | 0 | 4.02 | 1 | 59 | 8753 | 1435726 |  |  | 0.50146
253881104 | EL CAPITAN 1104 | 2117 | Yosemite | 42.9663 | 11.4397 | #N/A | 2211 | 1 | 12kV | 4.979 | 0 | 16.286 | 6.841 | 0 | 1.768 | 1 | 57 | 15668 | 1280711 |  |  | 0.22056
014502104 | VINEYARD 2104 | 2118 | Mission | 3.8656 | 29.2674 | #N/A | 2309 | 1 | 21kV | 4.966 | 0 | 18.857 | 3.811 | 0 | 2.162 | 1 | 66 | 8179 | 1393992 |  |  | 0.26964
062131111 | SUISUN 1111 | 2119 | Sacramento | 0.62769 | 9.4778 | #N/A | 502 | 0 | 12kV | 4.9638 | 0 | 18.286 | 2.516 | 0 | 4.017 | 1 | 64 | 5957 | 228779 |  |  | 0.50108
253911107 | LAMONT 1107 | 2120 | Kern | 46.2162 | 4.3236 | #N/A | 1138 | 2 | 12kV | 4.9604 | 0 | 22.222 | 1.098 | 0 | 1.482 | 1 | 72 | 2415 | 328074 |  |  | 0.18483
013471129 | RICHMOND R 1129 | 2121 | East Bay | 14.114 | 4.0955 | #N/A | 1556 | 2 | 12kV | 4.9592 | 0 | 13.143 | 7.965 | 0 | 3.688 | 1 | 46 | 17725 | 2129912 |  |  | 0.45994
162421105 | STAGG 1105 | 2122 | Stockton | 12.1125 | 2.9451 | #N/A | 1794 | 0 | 12kV | 4.958 | 0 | 17.429 | 3.945 | 0 | 3.416 | 1 | 61 | 8755 | 1084485 |  |  | 0.42609
013020401 | BARRETT 0401 | 2123 | East Bay | 6.5757 | 0.16721 | #N/A | 1855 | 0 | 4.16kV | 4.9576 | 0 | 17.714 | 3.773 | 0 | 3.301 | 1 | 62 | 7413 | 2226625 |  |  | 0.41174
018320401 | JERSEY ISLAND 0401 | 2124 | Diablo | 2.8814 | 0 | #N/A | 7 | 0 | 4.16kV | 4.9552 | 0 | 24.444 | 0.013 | 0 | 0.319 | 1 | 73 | 26 | 6314 |  |  | 0.039831
083481107 | STELLING 1107 | 2125 | De Anza | 6.2636 | 8.6847 | #N/A | 2045 | 0 | 12kV | 4.9548 | 0 | 18.286 | 2.587 | 0 | 3.901 | 1 | 64 | 5601 | 883901 |  |  | 0.48654
163571701 | AVENA 1701 | 2126 | Stockton | 91.3547 | 0.98147 | #N/A | 912 | 1 | 17kV | 4.9544 | 0 | 14.571 | 9.31 | 0 | 0.891 | 1 | 51 | 20991 | 2154212 |  |  | 0.11117
102041102 | NOTRE DAME 1102 | 2127 | North Valley | 10.6051 | 11.7343 | #N/A | 2686 | 0 | 12kV | 4.954 | 0 | 20 | 1.103 | 0 | 3.667 | 1 | 70 | 2435 | 317937 |  |  | 0.45738
253951110 | COLUMBUS 1110 | 2128 | Kern | 6.5165 | 6.7442 | #N/A | 1171 | 0 | 12kV | 4.954 | 0 | 18.571 | 1.213 | 0 | 4.986 | 1 | 65 | 2728 | 290439 |  |  | 0.62188
252051103 | ASHLAN AVE 1103 | 2129 | Fresno | 9.2719 | 2.4774 | #N/A | 774 | 0 | 12kV | 4.9478 | 10.103 | 10.571 | 0.599 | 0 | 3.466 | 11.2183 | 37 | 1361 | 124394 |  |  | 0.43225
254071111 | STOCKDALE 1111 | 2130 | Kern | 8.6496 | 6.3544 | #N/A | 1427 | 0 | 12kV | 4.9468 | 0 | 19.429 | 1.046 | 0 | 4.259 | 1 | 68 | 2266 | 356020 |  |  | 0.53127
013111110 | SAN LEANDRO U 1110 | 2131 | Mission | 20.49 | 3.6102 | #N/A | 3790 | 0 | 12kV | 4.9442 | 0 | 14.857 | 6.525 | 0 | 3.339 | 1 | 52 | 15081 | 1053248 |  |  | 0.41653
024160408 | REDWOOD CITY 0408 | 2132 | Peninsula | 6.043 | 1.29 | #N/A | 1371 | 0 | 4.16kV | 4.944 | 0 | 19.429 | 1.424 | 0 | 3.867 | 1 | 68 | 3291 | 230061 |  |  | 0.48228
022101110 | SF H 1110 | 2133 | Peninsula | 6.8532 | 7.3103 | #N/A | 1168 | 1 | 12kV | 4.9436 | 0 | 18.857 | 2.523 | 0 | 3.338 | 1 | 66 | 5745 | 512505 |  |  | 0.4163
253951103 | COLUMBUS 1103 | 2134 | Kern | 6.8992 | 4.3613 | #N/A | 1497 | 2 | 12kV | 4.9386 | 0 | 17.143 | 3.451 | 0 | 4.099 | 1 | 60 | 7729 | 862157 |  |  | 0.51121
152851105 | HARTER 1105 | 2135 | Sierra | 23.5242 | 13.663 | #N/A | 1811 | 0 | 12kV | 4.9332 | 0 | 19.429 | 2.631 | 0 | 2.606 | 1 | 68 | 6004 | 518981 |  |  | 0.32501
013761105 | MT EDEN 1105 | 2136 | Mission | 7.0075 | 4.207 | #N/A | 1380 | 6 | 12kV | 4.9328 | 0 | 16.571 | 4.418 | 0 | 3.675 | 1 | 58 | 9474 | 1624637 |  |  | 0.4584
254251102 | MALAGA 1102 | 2137 | Fresno | 54.3266 | 3.522 | #N/A | 971 | 3 | 12kV | 4.9306 | 0 | 20 | 3.425 | 0 | 1.228 | 1 | 71 | 7879 | 597699 |  |  | 0.15312
012221102 | NEWARK 1102 | 2138 | Mission | 8.8762 | 11.6427 | #N/A | 2442 | 0 | 12kV | 4.9254 | 0 | 18.571 | 3.326 | 0 | 2.73 | 1 | 65 | 7154 | 1197554 |  |  | 0.34046
253951106 | COLUMBUS 1106 | 2139 | Kern | 14.3742 | 1.9755 | #N/A | 2050 | 0 | 12kV | 4.9212 | 0 | 20 | 0.798 | 0 | 3.808 | 1 | 70 | 1663 | 354581 |  |  | 0.47494
024261105 | BAIR 1105 | 2140 | Peninsula | 2.3706 | 5.0899 | #N/A | 540 | 2 | 12kV | 4.9208 | 0 | 20 | 0.439 | 0 | 4.165 | 1 | 70 | 1028 | 53437 |  |  | 0.51949
022261103 | SF L 1103 | 2141 | San Francisco | 1.9662 | 5.8527 | #N/A | 1441 | 2 | 12kV | 4.9176 | 0 | 15.143 | 5.498 | 0 | 3.947 | 1 | 53 | 12623 | 991069 |  |  | 0.49236
022070408 | SF E 0408 | 2142 | San Francisco | 2.7903 | 0.27373 | #N/A | 2238 | 0 | 4.16kV | 4.915 | 0 | 17.429 | 2.804 | 0 | 4.342 | 1 | 61 | 6355 | 606407 |  |  | 0.54161
083631105 | WHISMAN 1105 | 2143 | De Anza | 1.157 | 5.8823 | #N/A | 329 | 0 | 12kV | 4.9092 | 0 | 19.714 | 0.51 | 0 | 4.322 | 1 | 69 | 1056 | 234444 |  |  | 0.53908
012011114 | OAKLAND C 1114 | 2144 | East Bay | 3.2734 | 3.4911 | #N/A | 2172 | 3 | 12kV | 4.9086 | 0 | 15.143 | 1.946 | 0 | 7.454 | 1 | 53 | 4329 | 521572 |  |  | 0.92975
083871110 | FMC 1110 | 2145 | San Jose | 1.3445 | 6.2717 | #N/A | 645 | 1 | 12kV | 4.9058 | 0 | 20 | 0.226 | 0 | 4.303 | 1 | 71 | 467 | 106292 |  |  | 0.53665
042450414 | VALLEJO B 0414 | 2146 | North Bay | 8.3104 | 0.37344 | #N/A | 1167 | 0 | 4.16kV | 4.9052 | 0 | 20 | 1.235 | 0 | 3.291 | 1 | 70 | 2588 | 527924 |  |  | 0.41051
153132104 | NARROWS 2104 | 2147 | Sierra | 0.0028409 | 0.025218 | 0.002841 | 0 | 0 | 21kV | 4.896 |  | 0 | 0.002 | 0 | 24.478 |  | 0 | 3 | 1086 |  |  | 3.0531
013111112 | SAN LEANDRO U 1112 | 2148 | Mission | 3.9766 | 2.3671 | #N/A | 761 | 1 | 12kV | 4.8944 | 0 | 18.571 | 1.622 | 0 | 4.279 | 1 | 65 | 3573 | 478696 |  |  | 0.53375
083801107 | TRIMBLE 1107 | 2149 | San Jose | 1.0457 | 11.0009 | #N/A | 500 | 0 | 12kV | 4.8916 | 0 | 19.714 | 0.708 | 0 | 4.036 | 1 | 69 | 1549 | 222419 |  |  | 0.50338
254552103 | FIGARDEN 2103 | 2150 | Fresno | 5.4497 | 30.7065 | #N/A | 2505 | 0 | 21kV | 4.89 | 0 | 18 | 2.097 | 0 | 4.353 | 1 | 63 | 4582 | 665523 |  |  | 0.5429
063591107 | VACA DIXON 1107 | 2151 | Sacramento | 0 | 3.2916 | #N/A | 0 | 2 | 12kV | 4.889 | 0 | 24.444 | 0.001 | 0 |  | 1 | 73 | 2 | 1295
022801105 | LARKIN (Y) 1105 | 2152 | San Francisco | 0 | 4.1894 | #N/A | 2437 | 0 | 12kV | 4.8888 |  | 24.444 | 0 | 0 |  |  | 73 | 0 | 0
022801114 | LARKIN (Y) 1114 | 2153 | San Francisco | 0 | 2.7678 | #N/A | 15 | 0 | 12kV | 4.8888 |  | 24.444 | 0 | 0 |  |  | 73 | 0 | 0
012091110 | OAKLAND J 1110 | 2154 | East Bay | 2.0111 | 1.7858 | #N/A | 79 | 2 | 12kV | 4.8814 | 0 | 19.429 | 0.143 | 0 | 4.835 | 1 | 68 | 311 | 46986 |  |  | 0.60301
253921107 | MANCHESTER 1107 | 2155 | Fresno | 8.6356 | 1.9209 | #N/A | 1626 | 3 | 12kV | 4.8792 | 0 | 20 | 0.736 | 0 | 3.66 | 1 | 70 | 1485 | 385175 |  |  | 0.45647
063171103 | MADISON 1103 | 2156 | Sacramento | 69.6176 | 6.9204 | #N/A | 1586 | 3 | 12kV | 4.8782 | 0 | 20 | 3.462 | 0 | 0.929 | 1 | 71 | 7465 | 1222602 |  |  | 0.11583
012041101 | OAKLAND D 1101 | 2157 | East Bay | 0.16496 | 2.603 | #N/A | 24 | 1 | 12kV | 4.8774 | 0 | 11.429 | 0.023 | 0 | 12.935 | 1 | 40 | 48 | 11376 |  |  | 1.6134
152011105 | MARYSVILLE 1105 | 2158 | Sierra | 8.5975 | 5.9954 | #N/A | 1662 | 2 | 12kV | 4.8742 | 0 | 16.857 | 4.002 | 0 | 3.512 | 1 | 59 | 8677 | 1352741 |  |  | 0.43811
022091102 | SF G 1102 | 2159 | San Francisco | 0.56446 | 3.6402 | #N/A | 1319 | 2 | 12kV | 4.8716 | 0 | 14.286 | 1.707 | 0 | 8.365 | 1 | 50 | 3794 | 461359 |  |  | 1.0434
013501103 | JARVIS 1103 | 2160 | Mission | 2.7738 | 5.277 | #N/A | 728 | 1 | 12kV | 4.868 | 0 | 20 | 0.33 | 0 | 4.01 | 1 | 70 | 712 | 115331 |  |  | 0.50012
013140402 | SOLANO 0402 | 2161 | East Bay | 6.3203 | 0.15517 | #N/A | 1648 | 0 | 4.16kV | 4.8638 | 0 | 17.714 | 3.308 | 0 | 3.297 | 1 | 62 | 7409 | 827142 |  |  | 0.41119
254071109 | STOCKDALE 1109 | 2162 | Kern | 4.4626 | 14.528 | #N/A | 1862 | 0 | 12kV | 4.8628 | 0 | 17.714 | 1.411 | 0 | 5.189 | 1 | 62 | 2886 | 692385 |  |  | 0.64718
162881104 | TRACY 1104 | 2163 | Stockton | 5.0829 | 1.3161 | #N/A | 966 | 0 | 12kV | 4.86 | 0 | 13.714 | 4.892 | 0 | 5.694 | 1 | 48 | 10949 | 1231703 |  |  | 0.71019
022331103 | HUNTERS POINT (P) 1103 | 2164 | San Francisco | 4.6518 | 8.3953 | #N/A | 4081 | 0 | 12kV | 4.8512 | 0 | 14.286 | 4.438 | 0 | 5.532 | 1 | 50 | 10026 | 1000593 |  |  | 0.68994
024160409 | REDWOOD CITY 0409 | 2165 | Peninsula | 4.901 | 0.6511 | #N/A | 976 | 0 | 4.16kV | 4.8508 | 0 | 20 | 0.596 | 0 | 3.658 | 1 | 71 | 1347 | 135009 |  |  | 0.4563
022070406 | SF E 0406 | 2166 | San Francisco | 1.462 | 0.21506 | #N/A | 1927 | 0 | 4.16kV | 4.849 | 0 | 17.714 | 0.171 | 0 | 6.36 | 1 | 62 | 338 | 96895 |  |  | 0.79328
162421103 | STAGG 1103 | 2167 | Stockton | 6.0486 | 4.9673 | #N/A | 1824 | 0 | 12kV | 4.8482 | 0 | 17.429 | 1.632 | 0 | 5.18 | 1 | 61 | 3502 | 595820 |  |  | 0.64613
022690404 | MILLBRAE 0404 | 2168 | Peninsula | 7.0785 | 0.11873 | #N/A | 1490 | 0 | 4.16kV | 4.8466 | 0 | 19.143 | 2.14 | 0 | 2.95 | 1 | 67 | 4745 | 594576 |  |  | 0.36789
063591102 | VACA DIXON 1102 | 2169 | Sacramento | 1.9557 | 14.4316 | #N/A | 1557 | 4 | 12kV | 4.8436 | 0 | 22.222 | 0.049 | 0 | 1.947 | 1 | 72 | 106 | 17258 |  |  | 0.24289
163301104 | HAMMER 1104 | 2170 | Stockton | 10.9029 | 2.913 | #N/A | 1551 | 0 | 12kV | 4.8384 | 0 | 17.143 | 3.517 | 0 | 3.532 | 1 | 60 | 7527 | 1312608 |  |  | 0.4406
022101101 | SF H 1101 | 2171 | Peninsula | 6.3577 | 1.4256 | #N/A | 1070 | 2 | 12kV | 4.8382 | 0 | 16.857 | 3.748 | 0 | 3.586 | 1 | 59 | 8461 | 853293 |  |  | 0.44726
012041107 | OAKLAND D 1107 | 2172 | East Bay | 2.5069 | 3.0074 | #N/A | 1984 | 1 | 12kV | 4.8364 | 0 | 16 | 2.431 | 0 | 5.751 | 1 | 56 | 5616 | 395482 |  |  | 0.71737
012091118 | OAKLAND J 1118 | 2173 | East Bay | 11.7749 | 4.3799 | 0.38627 | 4000 | 0 | 12kV | 4.8318 | 0 | 15.714 | 4.686 | 0 | 3.759 | 1 | 55 | 10708 | 907334 |  |  | 0.46884
252801108 | MERCED 1108 | 2174 | Yosemite | 19.0001 | 7.5661 | #N/A | 2062 | 0 | 12kV | 4.8312 | 0 | 16 | 5.386 | 0 | 2.77 | 1 | 56 | 12519 | 780789 |  |  | 0.34553
254211101 | MARICOPA 1101 | 2175 | Kern | 39.614 | 0.053103 | #N/A | 106 | 3 | 12kV | 4.8296 | 10.103 | 13.143 | 0.46 | 0 | 0.442 | 11.2183 | 46 | 854 | 332582 |  |  | 0.05511
022280408 | SF N 0408 | 2176 | San Francisco | 3.1189 | 2.552 | #N/A | 1946 | 0 | 4.16kV | 4.8294 | 0 | 17.714 | 0.595 | 0 | 5.838 | 1 | 62 | 1121 | 411660 |  |  | 0.72819
254552104 | FIGARDEN 2104 | 2177 | Fresno | 1.7842 | 24.0596 | #N/A | 2512 | 0 | 21kV | 4.8196 | 0 | 15.143 | 2.317 | 0 | 6.638 | 1 | 53 | 5287 | 457116 |  |  | 0.82789
082921117 | EL PATIO 1117 | 2178 | De Anza | 4.1658 | 5.7415 | #N/A | 2235 | 1 | 12kV | 4.8164 | 0 | 17.143 | 2.268 | 0 | 4.671 | 1 | 60 | 4988 | 679681 |  |  | 0.58266
012222102 | NEWARK 2102 | 2179 | Mission | 2.6822 | 21.7875 | #N/A | 1854 | 1 | 21kV | 4.8144 | 0 | 16.571 | 1.93 | 0 | 5.571 | 1 | 58 | 4321 | 484074 |  |  | 0.69488
082921119 | EL PATIO 1119 | 2180 | De Anza | 8.2315 | 5.5457 | #N/A | 1389 | 0 | 12kV | 4.8144 | 0 | 17.143 | 2.548 | 0 | 4.381 | 1 | 60 | 5576 | 797251 |  |  | 0.54645
254501106 | CHARCA 1106 | 2181 | Kern | 18.9645 | 11.1604 | #N/A | 2321 | 1 | 12kV | 4.8128 | 0 | 16.571 | 5.611 | 0 | 1.882 | 1 | 58 | 12492 | 1494382 |  |  | 0.23479
042450413 | VALLEJO B 0413 | 2182 | North Bay | 6.4032 | 0.031654 | #N/A | 1168 | 0 | 4.16kV | 4.8124 | 0 | 16.571 | 4.086 | 0 | 3.405 | 1 | 58 | 8849 | 1395227 |  |  | 0.42474
252861102 | RIO BRAVO 1102 | 2183 | Kern | 20.6663 | 5.5194 | #N/A | 2002 | 1 | 12kV | 4.8048 | 0 | 16.571 | 5.3 | 0 | 2.153 | 1 | 58 | 11596 | 1665072 |  |  | 0.26852
182261103 | BUENA VISTA 1103 | 2184 | Central Coast | 7.5817 | 2.7067 | #N/A | 671 | 2 | 12kV | 4.8022 | 0 | 18.857 | 2.022 | 0 | 3.132 | 1 | 66 | 3928 | 1247382 |  |  | 0.39065
162611708 | MANTECA 1708 | 2185 | Stockton | 7.5229 | 19.7949 | #N/A | 3308 | 0 | 17kV | 4.7988 | 0 | 16.857 | 3.21 | 0 | 3.927 | 1 | 59 | 7375 | 572555 |  |  | 0.48982
082832114 | MILPITAS 2114 | 2186 | San Jose | 0.17129 | 7.6372 | #N/A | 1698 | 2 | 21kV | 4.7954 | 0 | 16.857 | 1.247 | 0 | 5.873 | 1 | 59 | 2764 | 348785 |  |  | 0.73258
152011103 | MARYSVILLE 1103 | 2187 | Sierra | 11.9742 | 1.8596 | #N/A | 996 | 0 | 12kV | 4.7894 | 0 | 18.857 | 2.499 | 0 | 2.591 | 1 | 66 | 5672 | 532464 |  |  | 0.32315
013681110 | EDES 1110 | 2188 | East Bay | 4.2655 | 3.6145 | #N/A | 858 | 1 | 12kV | 4.7846 | 0 | 18.571 | 0.66 | 0 | 4.692 | 1 | 65 | 1485 | 157040 |  |  | 0.58519
012501101 | EL CERRITO G 1101 | 2189 | East Bay | 10.2312 | 4.3503 | #N/A | 2582 | 0 | 12kV | 4.78 | 0 | 12.857 | 7.838 | 0 | 3.205 | 1 | 45 | 17202 | 2393529 |  |  | 0.39977
163301108 | HAMMER 1108 | 2190 | Stockton | 6.0125 | 5.5038 | #N/A | 938 | 0 | 12kV | 4.7724 | 0 | 17.429 | 2.403 | 0 | 4.03 | 1 | 61 | 5145 | 894943 |  |  | 0.50271
252211101 | BIOLA 1101 | 2191 | Fresno | 89.5837 | 1.2417 | #N/A | 1222 | 0 | 12kV | 4.7712 | 0 | 20 | 3.003 | 0 | 0.853 | 1 | 71 | 6701 | 781076 |  |  | 0.10639
012041102 | OAKLAND D 1102 | 2192 | East Bay | 2.7263 | 1.2629 | #N/A | 1128 | 1 | 12kV | 4.7704 | 0 | 16.286 | 2.074 | 0 | 5.492 | 1 | 57 | 4782 | 347606 |  |  | 0.68506
252771106 | MAGUNDEN 1106 | 2193 | Kern | 15.9944 | 6.1315 | #N/A | 2572 | 0 | 12kV | 4.7666 | 0 | 18 | 2.396 | 0 | 3.437 | 1 | 63 | 5292 | 690565 |  |  | 0.42871
182611101 | PASO ROBLES 1101 | 2194 | Los Padres | 5.3744 | 5.2782 | #N/A | 906 | 0 | 12kV | 4.7634 | 0 | 18.286 | 0.351 | 0 | 5.18 | 1 | 64 | 755 | 125078 |  |  | 0.64606
255002101 | AVENAL 2101 | 2195 | Fresno | 59.0358 | 4.4838 | #N/A | 1970 | 2 | 21kV | 4.7588 | 0 | 18 | 4.99 | 0 | 0.804 | 1 | 63 | 11228 | 1183590 |  |  | 0.10025
062031111 | WOODLAND 1111 | 2196 | Sacramento | 0.21734 | 0.12872 | #N/A | 0 | 2 | 12kV | 4.7524 | 0 | 19.143 | 0.001 | 0 | 4.618 | 1 | 67 | 2 | 250 |  |  | 0.57596
254041101 | DOS PALOS 1101 | 2197 | Yosemite | 74.0183 | 5.1121 | #N/A | 2431 | 0 | 12kV | 4.7518 | 0 | 18.286 | 4.346 | 0 | 1.127 | 1 | 64 | 9799 | 1004638 |  |  | 0.14052
014381102 | GRANT 1102 | 2198 | Mission | 5.0656 | 8.718 | #N/A | 553 | 0 | 12kV | 4.7432 | 0 | 18.286 | 1.831 | 0 | 3.599 | 1 | 64 | 4009 | 570532 |  |  | 0.44893
102741104 | WILLOWS A 1104 | 2199 | North Valley | 9.4163 | 0.6661 | #N/A | 1121 | 0 | 12kV | 4.7418 | 0 | 18.857 | 1.42 | 0 | 3.432 | 1 | 66 | 3048 | 517831 |  |  | 0.42808
013151101 | RADUM 1101 | 2200 | Mission | 1.6247 | 12.3978 | #N/A | 1470 | 0 | 12kV | 4.7384 | 0 | 15.429 | 2.637 | 0 | 5.626 | 1 | 54 | 5873 | 699156 |  |  | 0.70171
012060404 | BERKELEY F 0404 | 2201 | East Bay | 3.6663 | 0.17746 | #N/A | 1295 | 0 | 4.16kV | 4.7358 | 0 | 20 | 0.086 | 0 | 3.593 | 1 | 70 | 173 | 46046 |  |  | 0.44816
012541115 | OAKLAND X 1115 | 2202 | East Bay | 12.5503 | 3.6562 | #N/A | 7455 | 0 | 12kV | 4.7226 | 0 | 14.857 | 3.315 | 0 | 5.441 | 1 | 52 | 7489 | 748139 |  |  | 0.67868
162371103 | STOCKTON A 1103 | 2203 | Stockton | 0.20788 | 3.5909 | #N/A | 205 | 0 | 12kV | 4.7152 | 0 | 16.857 | 0.136 | 0 | 6.583 | 1 | 59 | 298 | 42422 |  |  | 0.82113
103071105 | NORD 1105 | 2204 | North Valley | 6.9886 | 17.1446 | #N/A | 2335 | 0 | 12kV | 4.715 | 0 | 19.143 | 1.418 | 0 | 3.014 | 1 | 67 | 3256 | 256050 |  |  | 0.37593
062131106 | SUISUN 1106 | 2205 | Sacramento | 5.0235 | 5.116 | #N/A | 1316 | 0 | 12kV | 4.7116 | 0 | 15.714 | 3.598 | 0 | 4.246 | 1 | 55 | 7781 | 1242578 |  |  | 0.52956
253951104 | COLUMBUS 1104 | 2206 | Kern | 8.2456 | 5.021 | #N/A | 1364 | 0 | 12kV | 4.7068 | 0 | 18 | 1.925 | 0 | 3.609 | 1 | 63 | 4404 | 366306 |  |  | 0.4501
254121106 | MC CALL 1106 | 2207 | Fresno | 77.2441 | 4.3055 | #N/A | 1388 | 0 | 12kV | 4.7052 | 0 | 17.714 | 4.649 | 0 | 1.163 | 1 | 62 | 10441 | 1127124 |  |  | 0.14501
024120404 | LAS PULGAS 0404 | 2208 | Peninsula | 4.0508 | 0.57089 | #N/A | 1942 | 0 | 4.16kV | 4.7042 | 0 | 15.714 | 3.197 | 0 | 4.61 | 1 | 55 | 7351 | 561445 |  |  | 0.575
013111102 | SAN LEANDRO U 1102 | 2209 | Mission | 8.1785 | 4.2796 | #N/A | 3370 | 0 | 12kV | 4.703 | 0 | 16.571 | 2.361 | 0 | 4.583 | 1 | 58 | 5104 | 817021 |  |  | 0.57161
012011112 | OAKLAND C 1112 | 2210 | East Bay | 1.1572 | 6.4123 | #N/A | 1953 | 1 | 12kV | 4.702 | 0 | 14.857 | 2.77 | 0 | 5.883 | 1 | 52 | 5700 | 1314197 |  |  | 0.73377
182011107 | SALINAS 1107 | 2211 | Central Coast | 7.0279 | 7.3072 | #N/A | 1508 | 2 | 12kV | 4.6986 | 0 | 18 | 1.232 | 0 | 4.261 | 1 | 63 | 2619 | 482182 |  |  | 0.53149
014302104 | MEADOW LANE 2104 | 2212 | Diablo | 4.1644 | 11.771 | #N/A | 1954 | 0 | 21kV | 4.6956 | 0 | 16.857 | 3.03 | 0 | 3.591 | 1 | 59 | 6661 | 910615 |  |  | 0.44787
012041103 | OAKLAND D 1103 | 2213 | East Bay | 0.33908 | 2.515 | #N/A | 218 | 0 | 12kV | 4.6922 | 0 | 16 | 0.151 | 0 | 7.31 | 1 | 56 | 314 | 69003 |  |  | 0.91181
022090407 | SF G 0407 | 2214 | San Francisco | 1.3562 | 0.98088 | #N/A | 2349 | 0 | 4.16kV | 4.6904 | 0 | 17.143 | 0.521 | 0 | 5.788 | 1 | 60 | 1116 | 193982 |  |  | 0.72191
062041106 | DAVIS 1106 | 2215 | Sacramento | 41.9058 | 14.13 | #N/A | 2905 | 1 | 12kV | 4.6896 | 0 | 18.286 | 3.978 | 0 | 1.184 | 1 | 64 | 8622 | 1349139 |  |  | 0.1477
024261103 | BAIR 1103 | 2216 | Peninsula | 0.5423 | 5.9897 | #N/A | 75 | 4 | 12kV | 4.6864 | 0 | 17.714 | 0.099 | 0 | 5.619 | 1 | 62 | 207 | 42541 |  |  | 0.70082
013471118 | RICHMOND R 1118 | 2217 | East Bay | 2.965 | 5.0994 | #N/A | 551 | 4 | 12kV | 4.6734 | 0 | 17.714 | 0.337 | 0 | 5.316 | 1 | 62 | 789 | 43135 |  |  | 0.66308
022260408 | SF L 0408 | 2218 | San Francisco | 2.4421 | 1.0315 | #N/A | 953 | 0 | 4.16kV | 4.6722 | 0 | 17.714 | 1.089 | 0 | 4.558 | 1 | 62 | 2435 | 276688 |  |  | 0.56854
013471121 | RICHMOND R 1121 | 2219 | East Bay | 4.4716 | 8.7983 | #N/A | 1240 | 2 | 12kV | 4.6636 | 0 | 14 | 6.144 | 0 | 3.174 | 1 | 49 | 13125 | 2323001 |  |  | 0.3959
012111102 | OAKLAND L 1102 | 2220 | East Bay | 1.287 | 6.0563 | #N/A | 831 | 2 | 12kV | 4.6616 | 0 | 18.286 | 0.577 | 0 | 4.445 | 1 | 64 | 1303 | 130819 |  |  | 0.55445
253711102 | HARDWICK 1102 | 2221 | Fresno | 97.7443 | 0.86929 | #N/A | 923 | 1 | 12kV | 4.6614 | 0 | 18 | 4.471 | 0 | 0.836 | 1 | 63 | 9927 | 1223957 |  |  | 0.10432
063131105 | WEST SACRAMENTO 1105 | 2222 | Sacramento | 6.3087 | 9.7172 | #N/A | 1118 | 0 | 12kV | 4.6552 | 0 | 19.143 | 0.85 | 0 | 3.283 | 1 | 67 | 1683 | 484469 |  |  | 0.40947
102050402 | CHICO A 0402 | 2223 | North Valley | 5.6527 | 0.14166 | #N/A | 840 | 0 | 4.16kV | 4.6512 | 0 | 19.714 | 1 | 0 | 2.542 | 1 | 69 | 2092 | 431206 |  |  | 0.31708
153702109 | LINCOLN 2109 | 2224 | Sierra | 0.33649 | 36.1205 | #N/A | 3337 | 0 | 21kV | 4.6482 | 0 | 18.286 | 0.449 | 0 | 4.506 | 1 | 64 | 1057 | 49278 |  |  | 0.56209
162422103 | STAGG 2103 | 2225 | Stockton | 0 | 24.1506 | #N/A | 3904 | 0 | 21kV | 4.648 |  | 18 | 5.24 | 0 |  |  | 63 | 12171 | 771368
163801703 | RIPON 1703 | 2226 | Stockton | 36.0952 | 13.5631 | #N/A | 2408 | 0 | 17kV | 4.6442 | 0 | 19.429 | 2.115 | 0 | 1.677 | 1 | 68 | 4728 | 540561 |  |  | 0.20912
253571104 | BARTON 1104 | 2227 | Fresno | 11.6584 | 2.801 | #N/A | 2111 | 0 | 12kV | 4.6342 | 0 | 17.143 | 2.319 | 0 | 3.709 | 1 | 60 | 5224 | 541241 |  |  | 0.46256
163301106 | HAMMER 1106 | 2228 | Stockton | 7.2634 | 7.1916 | #N/A | 1981 | 0 | 12kV | 4.6306 | 0 | 16.571 | 2.19 | 0 | 4.392 | 1 | 58 | 4886 | 571644 |  |  | 0.54776
012141104 | LIVERMORE 1104 | 2229 | Mission | 8.6353 | 11.2234 | #N/A | 1646 | 0 | 12kV | 4.6214 | 0 | 18.857 | 1.947 | 0 | 2.303 | 1 | 66 | 4260 | 610069 |  |  | 0.28721
182852203 | VIEJO 2203 | 2230 | Central Coast | 13.9018 | 3.5431 | 3.5033 | 2854 | 0 | 21kV | 4.6134 | 0 | 7.429 | 12.384 | 0 | 3.254 | 1 | 26 | 27621 | 3237941 |  |  | 0.4059
043182105 | BELLEVUE 2105 | 2231 | Sonoma | 4.0177 | 34.0791 | #N/A | 5350 | 0 | 21kV | 4.6132 | 0 | 14 | 4.742 | 0 | 4.324 | 1 | 49 | 10336 | 1535816 |  |  | 0.53932
253961113 | BULLARD 1113 | 2232 | Fresno | 5.2066 | 7.5379 | #N/A | 1586 | 1 | 12kV | 4.6072 | 0 | 15.714 | 3.396 | 0 | 3.926 | 1 | 55 | 7802 | 606559 |  |  | 0.48969
254461111 | NEWHALL 1111 | 2233 | Yosemite | 75.4957 | 0.36313 | #N/A | 327 | 0 | 12kV | 4.607 | 0 | 22.222 | 0.446 | 0 | 0.367 | 1 | 72 | 965 | 153698 |  |  | 0.045727
012222110 | NEWARK 2110 | 2234 | Mission | 3.1905 | 3.0182 | #N/A | 31 | 1 | 21kV | 4.6042 | 0 | 22.222 | 0.03 | 0 | 0.769 | 1 | 72 | 62 | 12929 |  |  | 0.095928
024050405 | BURLINGAME 0405 | 2235 | Peninsula | 3.2535 | 0.2853 | #N/A | 969 | 0 | 4.16kV | 4.6 | 0 | 16.571 | 1.646 | 0 | 4.783 | 1 | 58 | 3526 | 609919 |  |  | 0.59659
103331103 | CORNING 1103 | 2236 | North Valley | 57.6596 | 4.7637 | #N/A | 1816 | 1 | 12kV | 4.5964 | 0 | 20 | 1.536 | 0 | 1.446 | 1 | 71 | 3409 | 422419 |  |  | 0.18035
012660402 | BERKELEY T 0402 | 2237 | East Bay | 4.3477 | 0.86979 | #N/A | 2259 | 0 | 4.16kV | 4.5928 | 0 | 18.286 | 0.321 | 0 | 4.357 | 1 | 64 | 641 | 176013 |  |  | 0.5434
163722111 | MOSHER 2111 | 2238 | Stockton | 17.451 | 23.9895 | #N/A | 2953 | 0 | 21kV | 4.5904 | 0 | 16.857 | 3.638 | 0 | 2.457 | 1 | 59 | 8255 | 776105 |  |  | 0.30642
043491102 | CORONA 1102 | 2239 | Sonoma | 1.3772 | 7.8197 | #N/A | 369 | 0 | 12kV | 4.5872 | 0 | 16.857 | 0.301 | 0 | 5.778 | 1 | 59 | 659 | 93625 |  |  | 0.72071
082952111 | EDENVALE 2111 | 2240 | San Jose | 0.43304 | 21.0224 | #N/A | 1672 | 3 | 21kV | 4.5832 | 0 | 19.429 | 2.32 | 0 | 1.167 | 1 | 68 | 4909 | 934765 |  |  | 0.14553
252041106 | AIRWAYS 1106 | 2241 | Fresno | 1.6622 | 4.336 | #N/A | 32 | 8 | 12kV | 4.582 | 0 | 19.143 | 0.79 | 0 | 2.977 | 1 | 67 | 1853 | 94036 |  |  | 0.37132
083421103 | LAWRENCE 1103 | 2242 | De Anza | 0.22636 | 7.1956 | #N/A | 168 | 0 | 12kV | 4.5786 | 0 | 18.571 | 0.658 | 0 | 3.664 | 1 | 65 | 1573 | 40977 |  |  | 0.45703
254082110 | CLOVIS 2110 | 2243 | Fresno | 11.4209 | 7.2654 | #N/A | 2056 | 0 | 21kV | 4.5726 | 0 | 15.429 | 3.289 | 0 | 4.145 | 1 | 54 | 7632 | 492386 |  |  | 0.51695
253471102 | FIREBAUGH 1102 | 2244 | Yosemite | 30.5726 | 7.1999 | #N/A | 1877 | 0 | 12kV | 4.569 | 0 | 18.286 | 3.218 | 0 | 1.341 | 1 | 64 | 6821 | 1281676 |  |  | 0.16731
012501114 | EL CERRITO G 1114 | 2245 | East Bay | 7.6799 | 3.3032 | #N/A | 994 | 3 | 12kV | 4.5648 | 0 | 15.429 | 3.986 | 0 | 3.409 | 1 | 54 | 8611 | 1386007 |  |  | 0.42517
163130401 | EAST STOCKTON 0401 | 2246 | Stockton | 8.4919 | 0.025696 | #N/A | 1160 | 0 | 4.16kV | 4.562 | 0 | 18 | 1.776 | 0 | 3.034 | 1 | 63 | 3984 | 434778 |  |  | 0.37838
254101106 | CHOWCHILLA 1106 | 2247 | Yosemite | 11.4764 | 8.9284 | #N/A | 2084 | 0 | 12kV | 4.5542 | 0 | 16 | 3.597 | 0 | 3.174 | 1 | 56 | 8051 | 903617 |  |  | 0.39588
082921118 | EL PATIO 1118 | 2248 | De Anza | 11.0186 | 4.0111 | #N/A | 2393 | 0 | 12kV | 4.5532 | 0 | 16 | 3.449 | 0 | 3.317 | 1 | 56 | 7344 | 1333337 |  |  | 0.41374
253671101 | PANOCHE 1101 | 2249 | Yosemite | 59.1541 | 0.96802 | #N/A | 115 | 0 | 12kV | 4.5524 | 0 | 22.222 | 0.165 | 0 | 0.375 | 1 | 72 | 363 | 50102 |  |  | 0.046791
253611104 | ATWATER 1104 | 2250 | Yosemite | 12.9085 | 14.9705 | #N/A | 2330 | 0 | 12kV | 4.552 | 0 | 16.857 | 2.595 | 0 | 3.308 | 1 | 59 | 5917 | 519825 |  |  | 0.41256
013681113 | EDES 1113 | 2251 | East Bay | 5.2858 | 4.8494 | #N/A | 245 | 0 | 12kV | 4.5486 | 0 | 20 | 0.633 | 0 | 2.11 | 1 | 71 | 1418 | 158082 |  |  | 0.26317
182031105 | KING CITY 1105 | 2252 | Central Coast | 3.0918 | 6.2515 | #N/A | 853 | 0 | 12kV | 4.548 | 10.103 | 8.857 | 0.668 | 0 | 3.112 | 11.2183 | 31 | 1564 | 83456 |  |  | 0.38821
082031112 | MOUNTAIN VIEW 1112 | 2253 | De Anza | 1.0773 | 3.616 | #N/A | 772 | 1 | 12kV | 4.5398 | 0 | 16.571 | 1.691 | 0 | 4.437 | 1 | 58 | 3943 | 229086 |  |  | 0.55336
254702103 | CRESSEY 2103 | 2254 | Yosemite | 136.0794 | 1.4525 | #N/A | 995 | 4 | 21kV | 4.5332 | 0 | 15.429 | 6.517 | 0 | 0.72 | 1 | 54 | 14716 | 1478828 |  |  | 0.08983
022270404 | SF M 0404 | 2255 | San Francisco | 3.5335 | 0.82065 | #N/A | 1291 | 0 | 4.16kV | 4.5292 | 0 | 13.714 | 3.518 | 0 | 5.414 | 1 | 48 | 8083 | 625711 |  |  | 0.67528
163621101 | WEST LANE 1101 | 2256 | Stockton | 10.3061 | 6.8892 | #N/A | 1434 | 1 | 12kV | 4.5252 | 0 | 16.286 | 2.591 | 0 | 3.749 | 1 | 57 | 5851 | 587089 |  |  | 0.46765
163301105 | HAMMER 1105 | 2257 | Stockton | 10.8671 | 2.5198 | #N/A | 1426 | 0 | 12kV | 4.5148 | 0 | 12.571 | 6.69 | 0 | 3.313 | 1 | 44 | 14805 | 1892433 |  |  | 0.41328
062131112 | SUISUN 1112 | 2258 | Sacramento | 2.8452 | 9.4696 | #N/A | 372 | 1 | 12kV | 4.5106 | 0 | 20 | 0.569 | 0 | 1.984 | 1 | 70 | 1291 | 120825 |  |  | 0.24749
163191712 | RIVERBANK 1712 | 2259 | Yosemite | 53.7091 | 3.11 | #N/A | 1301 | 0 | 17kV | 4.492 | 0 | 16.571 | 4.621 | 0 | 1.268 | 1 | 58 | 10432 | 1053347 |  |  | 0.15813
163912106 | EIGHT MILE 2106 | 2260 | Stockton | 26.7586 | 0.6732 | #N/A | 195 | 0 | 21kV | 4.4876 | 18.784 | 2 | 1.133 | 0 | 0.521 | 19.9979 | 7 | 2461 | 378211 |  |  | 0.064995
012011113 | OAKLAND C 1113 | 2261 | East Bay | 3.3608 | 5.2351 | #N/A | 1732 | 1 | 12kV | 4.483 | 0 | 13.429 | 2.38 | 0 | 6.606 | 1 | 47 | 5098 | 881142 |  |  | 0.82393
254251108 | MALAGA 1108 | 2262 | Fresno | 20.3902 | 3.0495 | #N/A | 713 | 2 | 12kV | 4.4784 | 0 | 18.286 | 2.279 | 0 | 1.827 | 1 | 64 | 5196 | 456598 |  |  | 0.22793
043251102 | BAHIA 1102 | 2263 | North Bay | 14.1125 | 11.5919 | #N/A | 616 | 3 | 12kV | 4.4774 | 0 | 19.714 | 1.041 | 0 | 1.632 | 1 | 69 | 2159 | 473970 |  |  | 0.20355
254121101 | MC CALL 1101 | 2264 | Fresno | 98.2323 | 4.1689 | #N/A | 1700 | 0 | 12kV | 4.4774 | 0 | 16.571 | 4.81 | 0 | 1.006 | 1 | 58 | 11033 | 881113 |  |  | 0.12551
162421106 | STAGG 1106 | 2265 | Stockton | 1.8507 | 6.2244 | #N/A | 514 | 1 | 12kV | 4.4754 | 0 | 18.571 | 0.611 | 0 | 3.195 | 1 | 65 | 1379 | 140012 |  |  | 0.3985
012090403 | OAKLAND J 0403 | 2266 | East Bay | 6.2738 | 0.29952 | #N/A | 1532 | 0 | 4.16kV | 4.475 | 0 | 16.286 | 3.297 | 0 | 2.792 | 1 | 57 | 7330 | 890645 |  |  | 0.34823
253881103 | EL CAPITAN 1103 | 2267 | Yosemite | 58.1007 | 4.0539 | #N/A | 716 | 2 | 12kV | 4.4714 | 0 | 20 | 1.397 | 0 | 0.96 | 1 | 70 | 3129 | 348222 |  |  | 0.11968
253731102 | WEST FRESNO 1102 | 2268 | Fresno | 4.1889 | 5.425 | #N/A | 914 | 1 | 12kV | 4.467 | 0 | 17.714 | 0.876 | 0 | 3.745 | 1 | 62 | 1984 | 193041 |  |  | 0.46714
024261102 | BAIR 1102 | 2269 | Peninsula | 0 | 5.3085 | #N/A | 94 | 0 | 12kV | 4.466 | 0 | 22.222 | 0.108 | 0 |  | 1 | 72 | 231 | 40619
024190410 | SAN MATEO 0410 | 2270 | Peninsula | 5.097 | 1.0841 | #N/A | 853 | 0 | 4.16kV | 4.4618 | 0 | 16.857 | 1.957 | 0 | 3.495 | 1 | 59 | 4480 | 367976 |  |  | 0.43589
163281101 | VICTOR 1101 | 2271 | Stockton | 17.9312 | 6.4674 | #N/A | 1270 | 0 | 12kV | 4.4606 | 0 | 18.286 | 2.142 | 0 | 1.875 | 1 | 64 | 4870 | 446764 |  |  | 0.23392
163912102 | EIGHT MILE 2102 | 2272 | Stockton | 29.6113 | 22.8796 | #N/A | 2245 | 1 | 21kV | 4.4598 | 0 | 16.571 | 3.992 | 0 | 1.736 | 1 | 58 | 8953 | 981261 |  |  | 0.21654
255371115 | ORO LOMA 1115 | 2273 | Yosemite | 126.4571 | 3.8552 | #N/A | 1723 | 1 | 12kV | 4.4572 | 0 | 18.286 | 3.324 | 0 | 0.676 | 1 | 64 | 7555 | 695020 |  |  | 0.08431
254761101 | ROSEDALE 1101 | 2274 | Kern | 12.0348 | 16.7801 | #N/A | 1714 | 0 | 12kV | 4.4518 | 0 | 14.857 | 3.583 | 0 | 3.819 | 1 | 52 | 8323 | 525361 |  |  | 0.47629
012330401 | MIRA VISTA 0401 | 2275 | East Bay | 8.6812 | 0.54446 | #N/A | 1979 | 0 | 4.16kV | 4.4502 | 0 | 17.143 | 1.91 | 0 | 3.198 | 1 | 60 | 3904 | 940561 |  |  | 0.39894
024240401 | WATERSHED 0401 | 2276 | Peninsula | 0 | 0.0099877 | #N/A | 0 | 1 | 4.16kV | 4.4444 |  | 22.222 | 0 | 0 |  |  | 72 | 0 | 0
013550401 | GILL 0401 | 2277 | Diablo | 3.2485 | 0.24126 | #N/A | 590 | 0 | 4.16kV | 4.4344 | 0 | 18.571 | 0.396 | 0 | 3.205 | 1 | 65 | 897 | 86857 |  |  | 0.39973
012541109 | OAKLAND X 1109 | 2278 | East Bay | 7.0686 | 0.80095 | #N/A | 2478 | 2 | 12kV | 4.432 | 0 | 14.286 | 4.294 | 0 | 3.58 | 1 | 50 | 8967 | 1878508 |  |  | 0.44655
082241106 | LOS ALTOS 1106 | 2279 | De Anza | 10.0376 | 2.5291 | #N/A | 1268 | 0 | 12kV | 4.4236 | 0 | 16 | 2.583 | 0 | 3.535 | 1 | 56 | 5691 | 762172 |  |  | 0.44088
253701101 | WESTPARK 1101 | 2280 | Kern | 11.3856 | 1.2824 | #N/A | 2027 | 0 | 12kV | 4.423 | 0 | 16 | 2.029 | 0 | 4.086 | 1 | 56 | 4361 | 733270 |  |  | 0.50964
152061103 | ROCKLIN 1103 | 2281 | Sierra | 5.0867 | 7.3962 | #N/A | 1315 | 0 | 12kV | 4.4174 | 0 | 16.286 | 1.837 | 0 | 3.964 | 1 | 57 | 4200 | 353032 |  |  | 0.49447
063621105 | DEEPWATER 1105 | 2282 | Sacramento | 4.0773 | 8.0012 | #N/A | 230 | 4 | 12kV | 4.417 | 0 | 19.429 | 0.252 | 0 | 2.404 | 1 | 68 | 556 | 71887 |  |  | 0.29979
022130408 | SF K 0408 | 2283 | San Francisco | 1.355 | 1.3534 | #N/A | 1600 | 0 | 4.16kV | 4.4132 | 0 | 15.714 | 0.735 | 0 | 5.617 | 1 | 55 | 1694 | 124667 |  |  | 0.70064
252821104 | OLD RIVER 1104 | 2284 | Kern | 59.2365 | 2.9682 | #N/A | 734 | 3 | 12kV | 4.4126 | 0 | 19.714 | 1.436 | 0 | 0.913 | 1 | 69 | 3103 | 500107 |  |  | 0.11386
024251105 | WOODSIDE 1105 | 2285 | Peninsula | 6.3818 | 8.5595 | #N/A | 727 | 0 | 12kV | 4.4014 | 0 | 16.857 | 1.8 | 0 | 3.35 | 1 | 59 | 4100 | 366294 |  |  | 0.41781
253962114 | BULLARD 2114 | 2286 | Fresno | 4.7004 | 26.638 | #N/A | 2190 | 0 | 21kV | 4.3998 | 0 | 14.286 | 3.53 | 0 | 4.183 | 1 | 50 | 8185 | 537626 |  |  | 0.52174
013550402 | GILL 0402 | 2287 | Diablo | 3.915 | 0.13584 | #N/A | 468 | 0 | 4.16kV | 4.398 | 0 | 18.857 | 0.053 | 0 | 3.08 | 1 | 66 | 110 | 22665 |  |  | 0.38414
254072106 | STOCKDALE 2106 | 2288 | Kern | 8.8788 | 12.4361 | #N/A | 1874 | 1 | 21kV | 4.3864 | 0 | 10.571 | 7.328 | 0 | 4.033 | 1 | 37 | 16956 | 1158202 |  |  | 0.50306
163211103 | MORMON 1103 | 2289 | Stockton | 19.1701 | 2.3147 | #N/A | 1480 | 2 | 12kV | 4.3862 | 0 | 17.714 | 1.69 | 0 | 2.527 | 1 | 62 | 3803 | 400806 |  |  | 0.31515
022500402 | TARAVAL 0402 | 2290 | San Francisco | 3.0461 | 0.37404 | #N/A | 1189 | 0 | 4.16kV | 4.3832 | 0 | 16.571 | 1.112 | 0 | 4.233 | 1 | 58 | 2389 | 403254 |  |  | 0.52793
082241107 | LOS ALTOS 1107 | 2291 | De Anza | 2.9648 | 2.5732 | #N/A | 2308 | 0 | 12kV | 4.3806 | 0 | 14 | 1.395 | 0 | 6.508 | 1 | 49 | 3026 | 471468 |  |  | 0.81169
042042101 | NORTH TOWER 2101 | 2292 | North Bay | 4.3976 | 2.2838 | 0.18972 | 0 | 0 | 21kV | 4.377 | 0 | 14.857 | 5.886 | 0 | 1.142 | 1 | 52 | 13637 | 908978 |  |  | 0.14247
012091111 | OAKLAND J 1111 | 2293 | East Bay | 4.6279 | 2.3345 | #N/A | 1875 | 1 | 12kV | 4.3758 | 0 | 14.286 | 1.778 | 0 | 5.815 | 1 | 50 | 3834 | 628599 |  |  | 0.72528
062021104 | COLUSA 1104 | 2294 | Sacramento | 18.3658 | 5.3943 | #N/A | 1587 | 0 | 12kV | 4.3694 | 0 | 18.857 | 0.66 | 0 | 2.33 | 1 | 66 | 1393 | 271670 |  |  | 0.29059
162371108 | STOCKTON A 1108 | 2295 | Stockton | 8.6142 | 1.0961 | #N/A | 885 | 1 | 12kV | 4.3676 | 0 | 16.286 | 1.644 | 0 | 3.908 | 1 | 57 | 3697 | 391342 |  |  | 0.48747
013030401 | BANCROFT 0401 | 2296 | East Bay | 8.2501 | 1.5003 | #N/A | 1866 | 0 | 4.16kV | 4.367 | 0 | 17.714 | 1.102 | 0 | 3.019 | 1 | 62 | 2384 | 378571 |  |  | 0.37655
022260406 | SF L 0406 | 2297 | San Francisco | 2.2167 | 4.3939 | #N/A | 1236 | 0 | 4.16kV | 4.362 | 0 | 14.857 | 1.576 | 0 | 5.377 | 1 | 52 | 3459 | 480067 |  |  | 0.67065
013751103 | VASCO 1103 | 2298 | Mission | 13.6357 | 1.2916 | #N/A | 87 | 1 | 12kV | 4.3576 | 18.784 | 1.714 | 0.519 | 0 | 0.771 | 19.9979 | 6 | 1158 | 133657 |  |  | 0.096157
012520401 | RICHMOND Q 0401 | 2299 | East Bay | 5.9502 | 1.5344 | #N/A | 1371 | 0 | 4.16kV | 4.356 | 0 | 17.429 | 0.478 | 0 | 3.873 | 1 | 61 | 970 | 244316 |  |  | 0.48306
103081104 | BUTTE 1104 | 2300 | North Valley | 52.2071 | 7.3575 | #N/A | 1452 | 0 | 12kV | 4.353 | 0 | 17.429 | 3.178 | 0 | 1.158 | 1 | 61 | 7108 | 807413 |  |  | 0.14441
252361106 | SAN JOAQUIN 1106 | 2301 | Fresno | 51.3992 | 2.079 | #N/A | 766 | 0 | 12kV | 4.3522 | 0 | 18.571 | 2.57 | 0 | 0.62 | 1 | 65 | 5712 | 697132 |  |  | 0.077385
252021101 | ANTELOPE 1101 | 2302 | Kern | 39.7381 | 0.047966 | 0.75322 | 100 | 0 | 12kV | 4.351 | 13.794 | 7.429 | 0.269 | 0 | 0.263 | 14.9507 | 26 | 559 | 122284 |  |  | 0.032768
012141101 | LIVERMORE 1101 | 2303 | Mission | 6.0425 | 2.2824 | #N/A | 920 | 0 | 12kV | 4.35 | 0 | 18.286 | 0.726 | 0 | 2.738 | 1 | 64 | 1588 | 227051 |  |  | 0.3415
022331106 | HUNTERS POINT (P) 1106 | 2304 | San Francisco | 1.5317 | 5.1928 | #N/A | 199 | 6 | 12kV | 4.3496 | 0 | 15.429 | 0.17 | 0 | 6.149 | 1 | 54 | 374 | 51356 |  |  | 0.7669
013532108 | LAKEWOOD 2108 | 2305 | Diablo | 0.52793 | 4.4666 | #N/A | 522 | 0 | 21kV | 4.346 | 0 | 15.429 | 0.652 | 0 | 5.649 | 1 | 54 | 1451 | 174022 |  |  | 0.70458
012111101 | OAKLAND L 1101 | 2306 | East Bay | 5.6768 | 1.8211 | #N/A | 1785 | 0 | 12kV | 4.3452 | 0 | 12 | 3.581 | 0 | 6.145 | 1 | 42 | 7784 | 1187382 |  |  | 0.76645
182040402 | CARMEL 0402 | 2307 | Central Coast | 3.1118 | 0.86155 | 0.30828 | 756 | 0 | 4.16kV | 4.3364 | 0 | 15.714 | 1.89 | 0 | 4.078 | 1 | 55 | 4102 | 634295 |  |  | 0.5087
082261111 | SAN JOSE B 1111 | 2308 | San Jose | 0.080824 | 3.0286 | #N/A | 860 | 0 | 12kV | 4.3316 | 0 | 14.286 | 0.016 | 0 | 7.356 | 1 | 50 | 33 | 7170 |  |  | 0.91747
253731106 | WEST FRESNO 1106 | 2309 | Fresno | 5.8957 | 4.66 | #N/A | 1195 | 1 | 12kV | 4.327 | 0 | 15.714 | 1.864 | 0 | 4.057 | 1 | 55 | 4302 | 308768 |  |  | 0.50605
252351110 | SANGER 1110 | 2310 | Fresno | 32.0385 | 3.6073 | #N/A | 995 | 2 | 12kV | 4.3258 | 0 | 18.286 | 1.767 | 0 | 1.576 | 1 | 64 | 3795 | 644053 |  |  | 0.19656
254251106 | MALAGA 1106 | 2311 | Fresno | 10.3105 | 4.2233 | #N/A | 519 | 1 | 12kV | 4.3248 | 0 | 18.571 | 1.195 | 0 | 1.858 | 1 | 65 | 2663 | 315119 |  |  | 0.23176
252661103 | GUERNSEY 1103 | 2312 | Fresno | 27.9897 | 0.89072 | #N/A | 228 | 1 | 12kV | 4.3226 | 0 | 20 | 0.829 | 0 | 0.784 | 1 | 70 | 1728 | 365746 |  |  | 0.097797
024021107 | BELLE HAVEN 1107 | 2313 | Peninsula | 1.2697 | 4.0884 | #N/A | 607 | 1 | 12kV | 4.3168 | 0 | 18.286 | 0.326 | 0 | 2.972 | 1 | 64 | 747 | 62005 |  |  | 0.37063
083631108 | WHISMAN 1108 | 2314 | De Anza | 7.3376 | 8.0922 | #N/A | 3185 | 1 | 12kV | 4.3064 | 0 | 14 | 2.368 | 0 | 5.164 | 1 | 49 | 4841 | 1165208 |  |  | 0.64414
252711101 | KERMAN 1101 | 2315 | Fresno | 145.368 | 0.3063 | #N/A | 1500 | 1 | 12kV | 4.3016 | 0 | 18.571 | 2.129 | 0 | 0.808 | 1 | 65 | 4638 | 692160 |  |  | 0.10076
042461104 | BASALT 1104 | 2316 | North Bay | 0.66863 | 0.43645 | #N/A | 1 | 1 | 12kV | 4.3016 | 0 | 20 | 0.111 | 0 | 1.397 | 1 | 70 | 245 | 32410 |  |  | 0.17422
182082101 | LOS OSITOS 2101 | 2317 | Central Coast | 28.8834 | 14.4095 | #N/A | 3722 | 1 | 21kV | 4.3014 | 0 | 11.143 | 8.379 | 0 | 1.985 | 1 | 39 | 19310 | 1420332 |  |  | 0.24764
162771102 | LAMMERS 1102 | 2318 | Stockton | 5.8553 | 17.6332 | #N/A | 1851 | 0 | 12kV | 4.3006 | 0 | 19.143 | 0.554 | 0 | 1.806 | 1 | 67 | 1275 | 95093 |  |  | 0.22521
062041107 | DAVIS 1107 | 2319 | Sacramento | 80.9113 | 3.2246 | #N/A | 1084 | 312 | 12kV | 4.2996 | 0 | 18.571 | 2.268 | 0 | 0.659 | 1 | 65 | 4916 | 770296 |  |  | 0.082209
024020407 | BELLE HAVEN 0407 | 2320 | Peninsula | 6.2636 | 1.2229 | #N/A | 775 | 0 | 4.16kV | 4.297 | 0 | 16.286 | 2.289 | 0 | 2.91 | 1 | 57 | 4684 | 1120820 |  |  | 0.36291
022260403 | SF L 0403 | 2321 | San Francisco | 0.21673 | 2.229 | #N/A | 441 | 0 | 4.16kV | 4.2962 | 0 | 8.857 | 1.048 | 0 | 11.576 | 1 | 31 | 2206 | 436644 |  |  | 1.4438
022780401 | MARINA (F) 0401 | 2322 | San Francisco | 0.51339 | 1.569 | #N/A | 755 | 0 | 4.16kV | 4.2952 | 0 | 13.429 | 1.031 | 0 | 7.016 | 1 | 47 | 2290 | 280027 |  |  | 0.87511
082031109 | MOUNTAIN VIEW 1109 | 2323 | De Anza | 9.8713 | 8.4255 | #N/A | 1552 | 5 | 12kV | 4.289 | 0 | 15.429 | 1.997 | 0 | 4.019 | 1 | 54 | 4439 | 540691 |  |  | 0.50134
063131104 | WEST SACRAMENTO 1104 | 2324 | Sacramento | 11.9428 | 9.6355 | #N/A | 285 | 1 | 12kV | 4.2882 | 0 | 20 | 0.237 | 0 | 1.204 | 1 | 70 | 504 | 92317 |  |  | 0.15019
163310405 | HARDING 0405 | 2325 | Stockton | 2.8735 | 0.10524 | #N/A | 665 | 0 | 4.16kV | 4.2854 | 0 | 17.429 | 0.28 | 0 | 3.718 | 1 | 61 | 564 | 147081 |  |  | 0.46369
013260401 | SOTO 0401 | 2326 | Mission | 4.1022 | 0.83336 | #N/A | 1265 | 0 | 4.16kV | 4.2836 | 0 | 15.714 | 2.209 | 0 | 3.495 | 1 | 55 | 4279 | 1379804 |  |  | 0.43589
062462227 | GRAND ISLAND 2227 | 2327 | Sacramento | 158.3059 | 1.4841 | #N/A | 1137 | 0 | 21kV | 4.28 | 0 | 12.286 | 8.527 | 0 | 0.587 | 1 | 43 | 17275 | 4384605 |  |  | 0.073229
022270401 | SF M 0401 | 2328 | San Francisco | 3.7499 | 0.44386 | #N/A | 1526 | 0 | 4.16kV | 4.279 | 0 | 16.571 | 1.332 | 0 | 3.492 | 1 | 58 | 2859 | 486701 |  |  | 0.4355
253961103 | BULLARD 1103 | 2329 | Fresno | 8.1148 | 3.0849 | #N/A | 1586 | 0 | 12kV | 4.2718 | 0 | 16.286 | 1.643 | 0 | 3.43 | 1 | 57 | 3737 | 339984 |  |  | 0.42784
024180401 | SAN CARLOS 0401 | 2330 | Peninsula | 1.6138 | 1.4288 | #N/A | 333 | 0 | 4.16kV | 4.263 | 0 | 15.714 | 0.047 | 0 | 5.554 | 1 | 55 | 98 | 20815 |  |  | 0.69275
022780402 | MARINA (F) 0402 | 2331 | San Francisco | 0.48249 | 1.2434 | #N/A | 813 | 0 | 4.16kV | 4.2594 | 0 | 12.571 | 0.341 | 0 | 8.385 | 1 | 44 | 592 | 297882 |  |  | 1.0459
083871109 | FMC 1109 | 2332 | San Jose | 1.0166 | 6.9838 | #N/A | 522 | 5 | 12kV | 4.2562 | 0 | 17.714 | 0.043 | 0 | 3.524 | 1 | 62 | 86 | 22253 |  |  | 0.43953
024030406 | BELMONT 0406 | 2333 | Peninsula | 5.0244 | 2.16 | #N/A | 838 | 0 | 4.16kV | 4.2558 | 0 | 17.429 | 0.283 | 0 | 3.567 | 1 | 61 | 585 | 129655 |  |  | 0.44495
182011108 | SALINAS 1108 | 2334 | Central Coast | 2.8902 | 3.5071 | #N/A | 322 | 0 | 12kV | 4.254 | 0 | 17.143 | 0.023 | 0 | 4.104 | 1 | 60 | 49 | 8905 |  |  | 0.51184
253961104 | BULLARD 1104 | 2335 | Fresno | 8.0328 | 2.6946 | #N/A | 1303 | 1 | 12kV | 4.2538 | 0 | 15.714 | 1.852 | 0 | 3.703 | 1 | 55 | 4166 | 441803 |  |  | 0.46183
022600403 | WESTLAKE 0403 | 2336 | Peninsula | 1.7559 | 1.3832 | #N/A | 585 | 0 | 4.16kV | 4.253 | 0 | 13.714 | 1.245 | 0 | 6.306 | 1 | 48 | 2579 | 570074 |  |  | 0.78648
083611104 | BRITTON 1104 | 2337 | De Anza | 1.1834 | 7.6951 | #N/A | 1996 | 0 | 12kV | 4.253 | 0 | 16.286 | 0.415 | 0 | 4.564 | 1 | 57 | 862 | 187984 |  |  | 0.5692
022090404 | SF G 0404 | 2338 | San Francisco | 0.95646 | 1.5581 | #N/A | 1420 | 0 | 4.16kV | 4.2506 | 0 | 15.429 | 0.675 | 0 | 5.149 | 1 | 54 | 1451 | 243485 |  |  | 0.64221
182401101 | FORT ORD 1101 | 2339 | Central Coast | 16.8552 | 11.2687 | #N/A | 4234 | 0 | 12kV | 4.2504 | 0 | 13.429 | 4.177 | 0 | 3.646 | 1 | 47 | 8932 | 1565887 |  |  | 0.45472
162471101 | BANTA 1101 | 2340 | Stockton | 22.4557 | 0.44516 | #N/A | 275 | 0 | 12kV | 4.2502 | 13.794 | 5.714 | 0.859 | 0 | 0.884 | 14.9507 | 20 | 1870 | 282810 |  |  | 0.11024
182011109 | SALINAS 1109 | 2341 | Central Coast | 20.6915 | 13.5112 | #N/A | 3850 | 3 | 12kV | 4.2502 | 0 | 16.571 | 2.179 | 0 | 2.501 | 1 | 58 | 4205 | 1381177 |  |  | 0.31194
253491111 | LERDO 1111 | 2342 | Kern | 36.0385 | 2.9861 | #N/A | 265 | 3 | 12kV | 4.2476 | 0 | 18.286 | 0 | 0 | 2.952 | 1 | 64 | 0 | 0 |  |  | 0.36822
022220402 | SF J 0402 | 2343 | San Francisco | 0.86595 | 1.6175 | #N/A | 2181 | 1 | 4.16kV | 4.2436 | 0 | 12.857 | 0 | 0 | 8.361 | 1 | 45 | 0 | 0 |  |  | 1.0429
013531101 | LAKEWOOD 1101 | 2344 | Diablo | 0.71882 | 2.2669 | #N/A | 149 | 0 | 12kV | 4.2408 | 0 | 16.857 | 0.659 | 0 | 3.688 | 1 | 59 | 1433 | 219128 |  |  | 0.46
022130407 | SF K 0407 | 2345 | San Francisco | 1.2842 | 1.7549 | #N/A | 918 | 0 | 4.16kV | 4.2336 | 0 | 14.286 | 0.285 | 0 | 6.597 | 1 | 50 | 618 | 95438 |  |  | 0.82284
252371102 | CARUTHERS 1102 | 2346 | Fresno | 59.3581 | 2.5014 | #N/A | 1244 | 2 | 12kV | 4.227 | 0 | 17.429 | 2.084 | 0 | 1.622 | 1 | 61 | 4669 | 519876 |  |  | 0.2023
043302102 | MONROE 2102 | 2347 | Sonoma | 4.783 | 7.1565 | #N/A | 928 | 0 | 21kV | 4.2252 | 0 | 10.571 | 5.009 | 0 | 5.546 | 1 | 37 | 4387 | 9705483 |  |  | 0.69178
013590401 | GEARY 0401 | 2348 | Diablo | 4.2723 | 0.54051 | #N/A | 605 | 0 | 4.16kV | 4.2244 | 0 | 16.286 | 1.507 | 0 | 3.329 | 1 | 57 | 3157 | 647124 |  |  | 0.41519
063591103 | VACA DIXON 1103 | 2349 | Sacramento | 125.888 | 3.3939 | #N/A | 1114 | 0 | 12kV | 4.2214 | 0 | 16 | 4.398 | 0 | 0.709 | 1 | 56 | 9529 | 1495804 |  |  | 0.088444
252052117 | ASHLAN AVE 2117 | 2350 | Fresno | 1.8814 | 17.6452 | #N/A | 2029 | 0 | 21kV | 4.22 | 0 | 12.857 | 3.642 | 0 | 4.601 | 1 | 45 | 8047 | 1046132 |  |  | 0.57386
163722108 | MOSHER 2108 | 2351 | Stockton | 1.8794 | 29.2734 | #N/A | 3228 | 0 | 21kV | 4.219 | 0 | 17.143 | 1.467 | 0 | 2.485 | 1 | 60 | 3358 | 275629 |  |  | 0.30995
024031101 | BELMONT 1101 | 2352 | Peninsula | 0 | 21.9315 | #N/A | 3764 | 0 | 12kV | 4.2172 |  | 16.571 | 4.515 | 0 |  |  | 58 | 10413 | 756395
252821102 | OLD RIVER 1102 | 2353 | Kern | 49.5092 | 0.86848 | #N/A | 454 | 1 | 12kV | 4.2144 | 0 | 14 | 6.241 | 0 | 0.831 | 1 | 49 | 14043 | 1478956 |  |  | 0.10362
013681105 | EDES 1105 | 2354 | East Bay | 3.1003 | 3.2329 | #N/A | 477 | 1 | 12kV | 4.2138 | 0 | 14.857 | 0.519 | 0 | 5.693 | 1 | 52 | 1076 | 236258 |  |  | 0.71002
254411105 | MC MULLIN 1105 | 2355 | Fresno | 57.8619 | 0.83287 | #N/A | 257 | 1 | 12kV | 4.209 | 0 | 20 | 0.551 | 0 | 0.494 | 1 | 70 | 1161 | 226980 |  |  | 0.061608
254572107 | RENFRO 2107 | 2356 | Kern | 6.7851 | 31.323 | #N/A | 3051 | 1 | 21kV | 4.2082 | 0 | 16 | 2.682 | 0 | 2.359 | 1 | 56 | 6202 | 427390 |  |  | 0.2942
162671102 | WESTLEY 1102 | 2357 | Yosemite | 0.068049 | 0 | #N/A | 0 | 0 | 12kV | 4.2036 | 0 | 15.143 | 0 | 0 | 5.875 | 1 | 53 | 0 | 0 |  |  | 0.73282
253701105 | WESTPARK 1105 | 2358 | Kern | 2.309 | 3.5359 | #N/A | 540 | 0 | 12kV | 4.1962 | 0 | 14.286 | 0.862 | 0 | 5.833 | 1 | 50 | 2002 | 127690 |  |  | 0.72749
083801106 | TRIMBLE 1106 | 2359 | San Jose | 0.64104 | 6.7304 | #N/A | 129 | 0 | 12kV | 4.196 | 0 | 18 | 0.326 | 0 | 2.654 | 1 | 63 | 702 | 116674 |  |  | 0.33098
152901104 | OLIVEHURST 1104 | 2360 | Sierra | 11.4639 | 7.8567 | #N/A | 1407 | 0 | 12kV | 4.1926 | 0 | 13.429 | 4.378 | 0 | 3.156 | 1 | 47 | 9752 | 1158641 |  |  | 0.39364
152901101 | OLIVEHURST 1101 | 2361 | Sierra | 22.4148 | 8.7866 | #N/A | 1489 | 1 | 12kV | 4.1912 | 0 | 16.286 | 2.684 | 0 | 1.986 | 1 | 57 | 5752 | 992780 |  |  | 0.24765
252861101 | RIO BRAVO 1101 | 2362 | Kern | 23.4281 | 3.2937 | #N/A | 1083 | 1 | 12kV | 4.1902 | 0 | 15.714 | 3.314 | 0 | 1.923 | 1 | 55 | 7498 | 733021 |  |  | 0.23979
022641103 | DALY CITY 1103 | 2363 | Peninsula | 4.7066 | 3.5547 | #N/A | 2192 | 0 | 12kV | 4.189 | 0 | 11.714 | 5.727 | 0 | 3.504 | 1 | 41 | 13312 | 829196 |  |  | 0.43704
022331109 | HUNTERS POINT (P) 1109 | 2364 | San Francisco | 1.6048 | 1.7696 | #N/A | 0 | 1 | 12kV | 4.1864 | 0 | 18.286 | 0 | 0 | 2.646 | 1 | 64 | 1 | 18 |  |  | 0.33003
163722107 | MOSHER 2107 | 2365 | Stockton | 3.1296 | 19.5293 | #N/A | 2189 | 0 | 21kV | 4.1806 | 0 | 12.857 | 3.739 | 0 | 4.307 | 1 | 45 | 8468 | 819197 |  |  | 0.5372
253921103 | MANCHESTER 1103 | 2366 | Fresno | 7.2119 | 2.5171 | #N/A | 1396 | 1 | 12kV | 4.1774 | 0 | 15.714 | 1.196 | 0 | 3.977 | 1 | 55 | 2657 | 324407 |  |  | 0.49604
024030402 | BELMONT 0402 | 2367 | Peninsula | 6.9579 | 0.75161 | #N/A | 1264 | 0 | 4.16kV | 4.1768 | 0 | 16.286 | 1.919 | 0 | 2.679 | 1 | 57 | 4158 | 651781 |  |  | 0.33419
082832111 | MILPITAS 2111 | 2368 | San Jose | 1.8014 | 11.877 | #N/A | 1004 | 4 | 21kV | 4.1718 | 0 | 12.857 | 2.621 | 0 | 5.381 | 1 | 45 | 6013 | 477243 |  |  | 0.6712
252261104 | LIVINGSTON 1104 | 2369 | Yosemite | 50.1243 | 3.8153 | #N/A | 1342 | 0 | 12kV | 4.1674 | 0 | 15.429 | 4.143 | 0 | 1.265 | 1 | 54 | 9446 | 828536 |  |  | 0.15782
012091101 | OAKLAND J 1101 | 2370 | East Bay | 10.3521 | 1.6895 | #N/A | 3253 | 0 | 12kV | 4.165 | 0 | 12 | 4.91 | 0 | 3.915 | 1 | 42 | 11382 | 749798 |  |  | 0.48833
163121101 | COUNTRY CLUB 1101 | 2371 | Stockton | 12.001 | 1.5799 | #N/A | 1686 | 0 | 12kV | 4.1638 | 0 | 14.857 | 2.755 | 0 | 3.207 | 1 | 52 | 5969 | 936503 |  |  | 0.39997
022270405 | SF M 0405 | 2372 | San Francisco | 2.35 | 2.0223 | #N/A | 1853 | 0 | 4.16kV | 4.1612 | 0 | 14.571 | 0.042 | 0 | 6.193 | 1 | 51 | 86 | 19679 |  |  | 0.77239
013232101 | LONE TREE 2101 | 2373 | Diablo | 2.5348 | 36.1093 | #N/A | 2067 | 0 | 21kV | 4.1576 | 0 | 16.857 | 2.703 | 0 | 1.228 | 1 | 59 | 6172 | 527728 |  |  | 0.15315
163120403 | COUNTRY CLUB 0403 | 2374 | Stockton | 2.6993 | 1.3723 | #N/A | 662 | 0 | 4.16kV | 4.1568 | 0 | 16.571 | 0.331 | 0 | 3.882 | 1 | 58 | 695 | 138787 |  |  | 0.48423
083892105 | MONTAGUE 2105 | 2375 | San Jose | 0.77511 | 7.8587 | #N/A | 778 | 3 | 21kV | 4.1562 | 0 | 17.714 | 0.647 | 0 | 2.42 | 1 | 62 | 1511 | 85956 |  |  | 0.30188
252171106 | CORCORAN 1106 | 2376 | Fresno | 41.9137 | 1.7629 | #N/A | 308 | 1 | 12kV | 4.156 | 0 | 19.143 | 0.912 | 0 | 0.725 | 1 | 67 | 1912 | 389809 |  |  | 0.090433
162370402 | STOCKTON A 0402 | 2377 | Stockton | 3.685 | 0.045193 | #N/A | 427 | 0 | 4.16kV | 4.1546 | 0 | 17.714 | 0.334 | 0 | 2.725 | 1 | 62 | 723 | 114183 |  |  | 0.33986
252451103 | EL NIDO 1103 | 2378 | Yosemite | 59.5274 | 0.29615 | #N/A | 405 | 0 | 12kV | 4.1538 | 0 | 19.429 | 0.781 | 0 | 0.559 | 1 | 68 | 1694 | 262083 |  |  | 0.069768
024110401 | HILLSDALE 0401 | 2379 | Peninsula | 7.4531 | 0.075565 | #N/A | 880 | 0 | 4.16kV | 4.151 | 0 | 17.143 | 0.869 | 0 | 2.743 | 1 | 60 | 1827 | 363766 |  |  | 0.34216
013471124 | RICHMOND R 1124 | 2380 | East Bay | 6.7875 | 1.4361 | #N/A | 864 | 2 | 12kV | 4.1504 | 0 | 14.571 | 2.462 | 0 | 3.719 | 1 | 51 | 5155 | 1060032 |  |  | 0.46387
252421112 | DAIRYLAND 1112 | 2381 | Yosemite | 74.6548 | 0.57243 | #N/A | 406 | 0 | 12kV | 4.1464 | 0 | 19.143 | 1.09 | 0 | 0.499 | 1 | 67 | 2286 | 463218 |  |  | 0.062184
022070401 | SF E 0401 | 2382 | San Francisco | 3.734 | 2.3956 | #N/A | 1178 | 0 | 4.16kV | 4.146 | 0 | 16.286 | 0.795 | 0 | 3.649 | 1 | 57 | 1780 | 199991 |  |  | 0.45508
082831106 | MILPITAS 1106 | 2383 | San Jose | 3.3437 | 14.1904 | #N/A | 1813 | 2 | 12kV | 4.146 | 0 | 13.429 | 2.002 | 0 | 5.299 | 1 | 47 | 4616 | 335476 |  |  | 0.66095
024020408 | BELLE HAVEN 0408 | 2384 | Peninsula | 5.132 | 0.65602 | #N/A | 1198 | 0 | 4.16kV | 4.1388 | 0 | 16.286 | 1.244 | 0 | 3.164 | 1 | 57 | 2799 | 294416 |  |  | 0.39466
083611106 | BRITTON 1106 | 2385 | De Anza | 2.5456 | 10.6135 | #N/A | 3447 | 0 | 12kV | 4.1364 | 0 | 12 | 3.571 | 0 | 5.111 | 1 | 42 | 7916 | 993095 |  |  | 0.63751
162422108 | STAGG 2108 | 2386 | Stockton | 5.832 | 18.7342 | #N/A | 2770 | 0 | 21kV | 4.1356 | 0 | 14 | 3.121 | 0 | 3.557 | 1 | 49 | 7204 | 515614 |  |  | 0.44367
152811101 | WHEATLAND 1101 | 2387 | Sierra | 0.0034831 | 0 | #N/A | 0 | 0 | 12kV | 4.1306 |  |  | 0.122 | 0 | 20.531 |  |  | 293 | 5567 |  |  | 2.5608
253601104 | LEMOORE 1104 | 2388 | Fresno | 49.9905 | 3.873 | #N/A | 1395 | 0 | 12kV | 4.1292 | 0 | 15.714 | 3.666 | 0 | 1.266 | 1 | 55 | 8315 | 785392 |  |  | 0.15792
022261101 | SF L 1101 | 2389 | San Francisco | 2.3987 | 4.5672 | #N/A | 1261 | 0 | 12kV | 4.1286 | 0 | 14.857 | 0.305 | 0 | 5.481 | 1 | 52 | 636 | 133421 |  |  | 0.6836
063591109 | VACA DIXON 1109 | 2390 | Sacramento | 2.1265 | 15.9836 | #N/A | 368 | 2 | 12kV | 4.1262 | 0 | 18.857 | 0.145 | 0 | 1.629 | 1 | 66 | 297 | 69632 |  |  | 0.20323
253571102 | BARTON 1102 | 2391 | Fresno | 4.4772 | 8.262 | #N/A | 1516 | 0 | 12kV | 4.125 | 0 | 13.429 | 2.954 | 0 | 4.242 | 1 | 47 | 6923 | 356944 |  |  | 0.52913
022090409 | SF G 0409 | 2392 | San Francisco | 0.99126 | 1.0339 | #N/A | 742 | 0 | 4.16kV | 4.1198 | 10.103 | 6.571 | 0.454 | 0 | 3.471 | 11.2183 | 23 | 1026 | 102250 |  |  | 0.43288
012011117 | OAKLAND C 1117 | 2393 | East Bay | 3.0935 | 4.5152 | #N/A | 519 | 1 | 12kV | 4.105 | 0 | 14.286 | 2.23 | 0 | 4.009 | 1 | 50 | 4934 | 631644 |  |  | 0.50002
022861103 | SERRAMONTE 1103 | 2394 | Peninsula | 13.1335 | 4.2448 | #N/A | 3314 | 0 | 12kV | 4.105 | 0 | 10.571 | 6.955 | 0 | 2.999 | 1 | 37 | 15740 | 1536474 |  |  | 0.37403
024160402 | REDWOOD CITY 0402 | 2395 | Peninsula | 1.4163 | 1.5615 | #N/A | 580 | 0 | 4.16kV | 4.105 | 0 | 15.714 | 0.083 | 0 | 4.728 | 1 | 55 | 166 | 45249 |  |  | 0.58968
022070405 | SF E 0405 | 2396 | San Francisco | 2.2319 | 0.62487 | #N/A | 1302 | 0 | 4.16kV | 4.1024 | 0 | 12.857 | 3.57 | 0 | 4.085 | 1 | 45 | 7826 | 1101830 |  |  | 0.5095
252852103 | PINEDALE 2103 | 2397 | Fresno | 1.9808 | 15.2528 | #N/A | 1587 | 0 | 21kV | 4.1006 | 0 | 12.286 | 1.998 | 0 | 6.219 | 1 | 43 | 4537 | 421550 |  |  | 0.77573
022260405 | SF L 0405 | 2398 | San Francisco | 2.2989 | 2.3864 | #N/A | 1090 | 1 | 4.16kV | 4.1 | 0 | 16 | 0.344 | 0 | 4.156 | 1 | 56 | 710 | 161919 |  |  | 0.51831
162300403 | MONARCH 0403 | 2399 | Stockton | 4.6133 | 0.023384 | #N/A | 745 | 0 | 4.16kV | 4.0946 | 0 | 17.143 | 0.258 | 0 | 3.072 | 1 | 60 | 520 | 136726 |  |  | 0.38318
153711102 | TUDOR 1102 | 2400 | Sierra | 21.9578 | 0.094637 | #N/A | 213 | 0 | 12kV | 4.09 | 0 | 18.857 | 0.644 | 0 | 0.949 | 1 | 66 | 1348 | 278711 |  |  | 0.11835
253711101 | HARDWICK 1101 | 2401 | Fresno | 72.1931 | 1.1708 | #N/A | 1075 | 0 | 12kV | 4.0848 | 0 | 17.143 | 2.288 | 0 | 0.993 | 1 | 60 | 5082 | 622664 |  |  | 0.1238
163151101 | WATERLOO 1101 | 2402 | Stockton | 57.8932 | 0.61981 | #N/A | 808 | 0 | 12kV | 4.0838 | 0 | 18 | 1.4 | 0 | 1.019 | 1 | 63 | 2991 | 527193 |  |  | 0.12711
162081101 | NEW HOPE 1101 | 2403 | Stockton | 39.2615 | 1.0839 | #N/A | 565 | 0 | 12kV | 4.0832 | 0 | 18.571 | 1.144 | 0 | 0.701 | 1 | 65 | 2493 | 369993 |  |  | 0.087434
013751101 | VASCO 1101 | 2404 | Mission | 2.555 | 10.4513 | #N/A | 1709 | 0 | 12kV | 4.0832 | 0 | 13.143 | 2.529 | 0 | 4.744 | 1 | 46 | 5727 | 554636 |  |  | 0.59177
163722110 | MOSHER 2110 | 2405 | Stockton | 2.1727 | 13.037 | #N/A | 1757 | 1 | 21kV | 4.0784 | 0 | 13.143 | 0.28 | 0 | 6.969 | 1 | 46 | 608 | 94370 |  |  | 0.86928
024160404 | REDWOOD CITY 0404 | 2406 | Peninsula | 1.628 | 1.3429 | #N/A | 706 | 0 | 4.16kV | 4.0774 | 0 | 14.857 | 0.311 | 0 | 5.219 | 1 | 52 | 652 | 133100 |  |  | 0.65095
022070410 | SF E 0410 | 2407 | San Francisco | 1.8687 | 2.0573 | #N/A | 1563 | 0 | 4.16kV | 4.0766 | 0 | 14.286 | 0.932 | 0 | 5.165 | 1 | 50 | 2100 | 217235 |  |  | 0.64422
253871102 | COPUS 1102 | 2408 | Kern | 31.0727 | 0 | #N/A | 48 | 1 | 12kV | 4.0754 | 0 | 20 | 0.068 | 0 | 0.309 | 1 | 70 | 140 | 30821 |  |  | 0.03855
163301101 | HAMMER 1101 | 2409 | Stockton | 5.5016 | 2.5563 | #N/A | 1574 | 0 | 12kV | 4.0682 | 0 | 14 | 1.578 | 0 | 4.763 | 1 | 49 | 3436 | 515586 |  |  | 0.59413
163310401 | HARDING 0401 | 2410 | Stockton | 1.013 | 0.54325 | #N/A | 489 | 0 | 4.16kV | 4.0656 | 0 | 14.857 | 0.125 | 0 | 5.346 | 1 | 52 | 222 | 103933 |  |  | 0.66683
254762102 | ROSEDALE 2102 | 2411 | Kern | 3.8002 | 15.6869 | #N/A | 1391 | 1 | 21kV | 4.0656 | 0 | 17.429 | 0.92 | 0 | 1.979 | 1 | 61 | 2005 | 299811 |  |  | 0.24679
254101105 | CHOWCHILLA 1105 | 2412 | Yosemite | 12.1468 | 3.3674 | #N/A | 1407 | 1 | 12kV | 4.0648 | 0 | 15.714 | 1.826 | 0 | 2.784 | 1 | 55 | 4151 | 380727 |  |  | 0.34725
042041103 | NORTH TOWER 1103 | 2413 | North Bay | 13.2933 | 13.3557 | #N/A | 3027 | 0 | 12kV | 4.0638 | 0 | 13.714 | 4.079 | 0 | 2.526 | 1 | 48 | 8847 | 1376188 |  |  | 0.31503
012022214 | CLAYTON 2214 | 2414 | Diablo | 5.8393 | 10.2775 | #N/A | 1718 | 0 | 21kV | 4.0632 | 0 | 11.714 | 4.682 | 0 | 3.92 | 1 | 41 | 10578 | 1055331 |  |  | 0.48894
162741105 | NEWMAN 1105 | 2415 | Yosemite | 40.3459 | 7.2719 | #N/A | 1680 | 0 | 12kV | 4.0624 | 0 | 17.143 | 2.036 | 0 | 1.133 | 1 | 60 | 4513 | 566068 |  |  | 0.14131
252062109 | SHEPHERD 2109 | 2416 | Fresno | 4.9808 | 21.5129 | #N/A | 1471 | 2 | 21kV | 4.0614 | 0 | 11.429 | 5.599 | 0 | 3.279 | 1 | 40 | 12995 | 835966 |  |  | 0.40896
102971104 | SYCAMORE CREEK 1104 | 2417 | North Valley | 8.1074 | 3.6654 | #N/A | 1272 | 0 | 12kV | 4.059 | 0 | 13.143 | 3.556 | 0 | 3.596 | 1 | 46 | 7981 | 866564 |  |  | 0.44854
252051111 | ASHLAN AVE 1111 | 2418 | Fresno | 6.7783 | 5.2919 | #N/A | 1235 | 1 | 12kV | 4.0588 | 0 | 14.286 | 1.744 | 0 | 4.264 | 1 | 50 | 3846 | 509206 |  |  | 0.53179
253651112 | SHAFTER 1112 | 2419 | Kern | 61.4837 | 1.0228 | #N/A | 419 | 0 | 12kV | 4.0554 | 0 | 18.571 | 0.98 | 0 | 0.726 | 1 | 65 | 2151 | 299874 |  |  | 0.09054
062771103 | WILKINS SLOUGH 1103 | 2420 | Sacramento | 34.2123 | 0.18235 | #N/A | 117 | 1 | 12kV | 4.0552 | 0 | 19.143 | 0.791 | 0 | 0.342 | 1 | 67 | 1426 | 624025 |  |  | 0.042704
163481112 | WEBER 1112 | 2421 | Stockton | 0.025381 | 0.097558 | #N/A | 0 | 0 | 21kV | 4.0552 |  |  | 0 | 0 | 20.276 |  |  | 0 | 0 |  |  | 2.529
063801104 | JAMESON 1104 | 2422 | Sacramento | 0.0932 | 23.7616 | #N/A | 2210 | 0 | 12kV | 4.0444 | 0 | 16.286 | 1 | 0 | 2.936 | 1 | 57 | 2279 | 200812 |  |  | 0.36625
013111108 | SAN LEANDRO U 1108 | 2423 | Mission | 8.4994 | 3.309 | #N/A | 2314 | 3 | 12kV | 4.0366 | 0 | 14.857 | 1.473 | 0 | 3.853 | 1 | 52 | 3108 | 603376 |  |  | 0.48058
022220406 | SF J 0406 | 2424 | San Francisco | 0.49944 | 2.3006 | #N/A | 774 | 0 | 4.16kV | 4.0298 | 0 | 11.143 | 0.356 | 0 | 8.65 | 1 | 39 | 851 | 23812 |  |  | 1.0789
252281112 | CALIFORNIA AVE 1112 | 2425 | Fresno | 4.8997 | 4.1609 | #N/A | 228 | 0 | 12kV | 4.0256 | 0 | 16 | 0.347 | 0 | 3.781 | 1 | 56 | 798 | 59685 |  |  | 0.47165
012041104 | OAKLAND D 1104 | 2426 | East Bay | 5.9267 | 1.4907 | #N/A | 2763 | 2 | 12kV | 4.0234 | 0 | 14.571 | 1.542 | 0 | 4.004 | 1 | 51 | 3379 | 477349 |  |  | 0.49946
022090405 | SF G 0405 | 2427 | San Francisco | 1.4702 | 0.38637 | #N/A | 1407 | 0 | 4.16kV | 4.0206 | 0 | 15.143 | 0.03 | 0 | 4.93 | 1 | 53 | 63 | 12673 |  |  | 0.61488
182742103 | SAN BENITO 2103 | 2428 | Central Coast | 0.59024 | 0.029573 | #N/A | 0 | 1 | 21kV | 4.017 |  | 19.143 | 0 | 0 | 0.942 |  | 67 | 1 | 256 |  |  | 0.11747
012221101 | NEWARK 1101 | 2429 | Mission | 1.5138 | 10.8282 | #N/A | 1366 | 1 | 12kV | 4.016 | 0 | 17.429 | 1.311 | 0 | 1.34 | 1 | 61 | 2902 | 369658 |  |  | 0.16717
062541102 | MERIDIAN 1102 | 2430 | Sacramento | 70.2877 | 0.7717 | #N/A | 396 | 0 | 12kV | 4.0136 | 0 | 18.571 | 0.979 | 0 | 0.518 | 1 | 65 | 2039 | 434878 |  |  | 0.064574
022550402 | 21ST AVENUE 0402 | 2431 | San Francisco | 3.2485 | 0.37694 | #N/A | 1355 | 0 | 4.16kV | 4.0134 | 0 | 15.429 | 0.495 | 0 | 4.143 | 1 | 54 | 987 | 274580 |  |  | 0.51678
083801101 | TRIMBLE 1101 | 2432 | San Jose | 0 | 5.1707 | #N/A | 64 | 2 | 12kV | 4.0066 |  | 20 | 0.033 | 0 |  |  | 71 | 66 | 18109
063642104 | PEABODY 2104 | 2433 | Sacramento | 6.8065 | 17.5431 | #N/A | 2120 | 0 | 21kV | 4.006 | 0 | 13.143 | 4.373 | 0 | 2.514 | 1 | 46 | 9591 | 1343041 |  |  | 0.31361
162370405 | STOCKTON A 0405 | 2434 | Stockton | 0.38603 | 2.079 | #N/A | 74 | 0 | 4.16kV | 4.0024 | 0 | 11.429 | 0.005 | 0 | 8.578 | 1 | 40 | 13 | 130 |  |  | 1.0699
022011123 | MISSION (X) 1123 | 2435 | San Francisco | 0 | 5.3593 | #N/A | 1121 | 0 | 12kV | 4.0004 | 0 | 20 | 0.002 | 0 |  | 1 | 70 | 4 | 888
022801124 | LARKIN (Y) 1124 | 2436 | San Francisco | 0 | 2.5334 | #N/A | 255 | 0 | 12kV | 4 |  | 20 | 0 | 0 |  |  | 70 | 0 | 0
253961107 | BULLARD 1107 | 2437 | Fresno | 2.3963 | 4.1012 | #N/A | 741 | 0 | 12kV | 3.9996 | 0 | 14 | 1.148 | 0 | 4.85 | 1 | 49 | 2677 | 157071 |  |  | 0.60494
022480401 | CASTRO 0401 | 2438 | San Francisco | 2.9383 | 0.061868 | #N/A | 1711 | 0 | 4.16kV | 3.9992 | 0 | 15.714 | 0.893 | 0 | 3.389 | 1 | 55 | 2087 | 116284 |  |  | 0.42274
022571105 | EAST GRAND 1105 | 2439 | Peninsula | 5.6313 | 3.092 | #N/A | 1294 | 0 | 12kV | 3.9988 | 0 | 12.571 | 2.676 | 0 | 4.747 | 1 | 44 | 6156 | 468872 |  |  | 0.59206
063601102 | VACAVILLE 1102 | 2440 | Sacramento | 1.004 | 9.8747 | #N/A | 369 | 0 | 12kV | 3.9984 | 0 | 16.857 | 0.238 | 0 | 2.897 | 1 | 59 | 532 | 61231 |  |  | 0.36137
012960402 | CONCORD NO 1 0402 | 2441 | Diablo | 2.9143 | 0.12499 | #N/A | 416 | 0 | 4.16kV | 3.9956 | 0 | 16 | 0.306 | 0 | 3.672 | 1 | 56 | 618 | 158427 |  |  | 0.45797
022270403 | SF M 0403 | 2442 | San Francisco | 3.6858 | 0.32459 | #N/A | 1333 | 0 | 4.16kV | 3.9894 | 0 | 15.143 | 0.702 | 0 | 4.102 | 1 | 53 | 1407 | 378885 |  |  | 0.51159
083421106 | LAWRENCE 1106 | 2443 | De Anza | 2.7673 | 5.5045 | #N/A | 465 | 1 | 12kV | 3.9856 | 0 | 16 | 0.808 | 0 | 3.12 | 1 | 56 | 1790 | 226035 |  |  | 0.38911
254071110 | STOCKDALE 1110 | 2444 | Kern | 6.3146 | 11.505 | #N/A | 1527 | 0 | 12kV | 3.98 | 0 | 15.143 | 0.748 | 0 | 4.009 | 1 | 53 | 1723 | 126527 |  |  | 0.50009
022130402 | SF K 0402 | 2445 | San Francisco | 3.3237 | 0.13757 | #N/A | 1642 | 0 | 4.16kV | 3.9762 | 0 | 15.143 | 1.295 | 0 | 3.443 | 1 | 53 | 2742 | 520432 |  |  | 0.42942
024040401 | BERESFORD 0401 | 2446 | Peninsula | 1.0764 | 0.73548 | #N/A | 247 | 0 | 4.16kV | 3.9746 | 0 | 15.714 | 0.013 | 0 | 4.146 | 1 | 55 | 26 | 8348 |  |  | 0.51709
082952112 | EDENVALE 2112 | 2447 | San Jose | 1.2807 | 9.5719 | #N/A | 859 | 2 | 21kV | 3.9744 | 0 | 15.143 | 1.143 | 0 | 3.586 | 1 | 53 | 2571 | 272698 |  |  | 0.44724
252052118 | ASHLAN AVE 2118 | 2448 | Fresno | 9.5012 | 7.199 | #N/A | 1435 | 0 | 21kV | 3.9728 | 0 | 14 | 1.659 | 0 | 4.205 | 1 | 49 | 3732 | 394094 |  |  | 0.52452
083892102 | MONTAGUE 2102 | 2449 | San Jose | 0.80495 | 11.2488 | #N/A | 1037 | 1 | 21kV | 3.9678 | 0 | 15.714 | 0.158 | 0 | 3.967 | 1 | 55 | 361 | 30261 |  |  | 0.49474
024011102 | BAY MEADOWS 1102 | 2450 | Peninsula | 5.0261 | 4.2462 | #N/A | 1618 | 0 | 12kV | 3.966 | 0 | 12.286 | 3.296 | 0 | 4.248 | 1 | 43 | 7447 | 743060 |  |  | 0.52982
012091115 | OAKLAND J 1115 | 2451 | East Bay | 3.9665 | 6.1535 | #N/A | 1021 | 1 | 12kV | 3.965 | 0 | 12.857 | 2.394 | 0 | 4.574 | 1 | 45 | 5473 | 461947 |  |  | 0.57055
012060406 | BERKELEY F 0406 | 2452 | East Bay | 3.7978 | 0.53799 | #N/A | 1491 | 0 | 4.16kV | 3.9622 | 0 | 14 | 2.268 | 0 | 3.543 | 1 | 49 | 5141 | 491103 |  |  | 0.44195
082832112 | MILPITAS 2112 | 2453 | San Jose | 0.99068 | 15.0724 | #N/A | 2647 | 3 | 21kV | 3.9616 | 0 | 11.429 | 2.009 | 0 | 6.37 | 1 | 40 | 4507 | 492330 |  |  | 0.7945
254101101 | CHOWCHILLA 1101 | 2454 | Yosemite | 71.4625 | 3.4335 | #N/A | 1264 | 0 | 12kV | 3.9572 | 0 | 14 | 4.808 | 0 | 0.978 | 1 | 49 | 11052 | 849205 |  |  | 0.12194
062462223 | GRAND ISLAND 2223 | 2455 | Sacramento | 96.7192 | 4.2465 | #N/A | 1406 | 0 | 21kV | 3.953 | 0 | 9.429 | 9.612 | 0 | 0.724 | 1 | 33 | 20821 | 3275857 |  |  | 0.090306
022280405 | SF N 0405 | 2456 | San Francisco | 1.0698 | 1.031 | #N/A | 1361 | 0 | 4.16kV | 3.9526 | 0 | 13.714 | 0.509 | 0 | 5.54 | 1 | 48 | 1083 | 198894 |  |  | 0.69101
253471101 | FIREBAUGH 1101 | 2457 | Yosemite | 57.434 | 4.1484 | #N/A | 1064 | 3 | 12kV | 3.9524 | 0 | 16.286 | 2.681 | 0 | 0.795 | 1 | 57 | 5838 | 876238 |  |  | 0.099162
152011106 | MARYSVILLE 1106 | 2458 | Sierra | 3.5397 | 4.1117 | #N/A | 648 | 0 | 12kV | 3.9514 | 0 | 14.857 | 0.061 | 0 | 4.839 | 1 | 52 | 116 | 41046 |  |  | 0.60356
182461102 | BORONDA 1102 | 2459 | Central Coast | 4.307 | 0.72254 | #N/A | 118 | 0 | 12kV | 3.9462 | 0 | 17.714 | 0.201 | 0 | 1.816 | 1 | 62 | 388 | 126139 |  |  | 0.22655
152331107 | EAST MARYSVILLE 1107 | 2460 | Sierra | 8.0113 | 3.9502 | #N/A | 1763 | 0 | 12kV | 3.945 | 0 | 14 | 2.126 | 0 | 3.599 | 1 | 49 | 4605 | 725453 |  |  | 0.44887
022801103 | LARKIN (Y) 1103 | 2461 | San Francisco | 0 | 2.6028 | #N/A | 1517 | 0 | 12kV | 3.9428 |  | 19.714 | 0 | 0 |  |  | 69 | 0 | 0
013111111 | SAN LEANDRO U 1111 | 2462 | Mission | 2.2946 | 3.5063 | #N/A | 889 | 1 | 12kV | 3.9404 | 0 | 14.286 | 0.351 | 0 | 5.065 | 1 | 50 | 829 | 35341 |  |  | 0.6318
022130409 | SF K 0409 | 2463 | San Francisco | 2.3956 | 1.1038 | #N/A | 1631 | 0 | 4.16kV | 3.939 | 0 | 14.286 | 0.309 | 0 | 5.1 | 1 | 50 | 631 | 151426 |  |  | 0.63613
022500403 | TARAVAL 0403 | 2464 | San Francisco | 3.4697 | 0.22974 | #N/A | 1490 | 0 | 4.16kV | 3.9352 | 0 | 15.429 | 0.392 | 0 | 3.855 | 1 | 54 | 863 | 116581 |  |  | 0.48086
022550401 | 21ST AVENUE 0401 | 2465 | San Francisco | 1.8932 | 0.050898 | #N/A | 1205 | 0 | 4.16kV | 3.9304 | 0 | 14.571 | 0.217 | 0 | 4.864 | 1 | 51 | 427 | 127237 |  |  | 0.60663
024120402 | LAS PULGAS 0402 | 2466 | Peninsula | 2.5659 | 1.3214 | #N/A | 1160 | 0 | 4.16kV | 3.9296 | 0 | 14.857 | 0.13 | 0 | 4.661 | 1 | 52 | 266 | 63629 |  |  | 0.58142
255292106 | WOODWARD 2106 | 2467 | Fresno | 0.29443 | 23.6399 | #N/A | 1578 | 2 | 21kV | 3.9244 | 0 | 13.429 | 2.967 | 0 | 3.226 | 1 | 47 | 6781 | 574201 |  |  | 0.40235
252821103 | OLD RIVER 1103 | 2468 | Kern | 35.0508 | 2.7164 | #N/A | 163 | 2 | 12kV | 3.921 | 0 | 18.286 | 0.561 | 0 | 0.758 | 1 | 64 | 1207 | 201195 |  |  | 0.094549
162741102 | NEWMAN 1102 | 2469 | Yosemite | 9.5412 | 2.3501 | #N/A | 740 | 0 | 12kV | 3.9168 | 0 | 16.286 | 0.567 | 0 | 2.731 | 1 | 57 | 1284 | 125719 |  |  | 0.34061
022011101 | MISSION (X) 1101 | 2470 | San Francisco | 0 | 4.201 | #N/A | 11 | 146 | 12kV | 3.916 | 0 | 19.429 | 0.151 | 0 |  | 1 | 68 | 328 | 51315
162071103 | LINDEN 1103 | 2471 | Stockton | 41.341 | 1.844 | #N/A | 818 | 0 | 12kV | 3.9094 | 0 | 16.857 | 1.613 | 0 | 1.077 | 1 | 59 | 3336 | 745176 |  |  | 0.13437
253591102 | CANTUA 1102 | 2472 | Fresno | 43.8698 | 0.22927 | #N/A | 105 | 0 | 12kV | 3.9088 | 0 | 18.857 | 0.379 | 0 | 0.308 | 1 | 66 | 771 | 190843 |  |  | 0.038468
103081106 | BUTTE 1106 | 2473 | North Valley | 10.9472 | 7.7703 | #N/A | 1414 | 2 | 12kV | 3.9058 | 0 | 14.857 | 1.315 | 0 | 3.357 | 1 | 52 | 2883 | 404138 |  |  | 0.41874
253391106 | FRUITVALE 1106 | 2474 | Kern | 6.6174 | 10.9503 | #N/A | 1343 | 0 | 12kV | 3.9032 | 0 | 15.143 | 1.182 | 0 | 3.191 | 1 | 53 | 2502 | 475962 |  |  | 0.39799
042211102 | NOVATO 1102 | 2475 | North Bay | 0.58673 | 5.5454 | #N/A | 469 | 1 | 12kV | 3.903 | 0 | 10.571 | 0.149 | 0 | 8.795 | 1 | 37 | 280 | 104627 |  |  | 1.0969
013111151 | SAN LEANDRO U 1151 | 2476 | Mission | 5.9389 | 5.7336 | #N/A | 1356 | 0 | 12kV | 3.8966 | 0 | 13.714 | 2.3 | 0 | 3.469 | 1 | 48 | 5311 | 376043 |  |  | 0.43274
253611102 | ATWATER 1102 | 2477 | Yosemite | 83.2623 | 0.92316 | #N/A | 833 | 7 | 12kV | 3.894 | 0 | 16.571 | 1.996 | 0 | 0.903 | 1 | 58 | 4471 | 497136 |  |  | 0.11258
062031106 | WOODLAND 1106 | 2478 | Sacramento | 28.2834 | 9.542 | #N/A | 258 | 3 | 12kV | 3.8926 | 0 | 17.429 | 1.545 | 0 | 0.489 | 1 | 61 | 3518 | 314491 |  |  | 0.060989
182440424 | PACIFIC GROVE 0424 | 2479 | Central Coast | 8.9708 | 0.32489 | #N/A | 1657 | 0 | 4.16kV | 3.8908 | 0 | 14.286 | 1.827 | 0 | 3.341 | 1 | 50 | 4209 | 310791 |  |  | 0.41672
083901101 | AMES 1101 | 2480 | De Anza | 0.12362 | 5.8155 | #N/A | 49 | 0 | 12kV | 3.8904 |  | 16.571 | 0.027 | 0 | 2.854 |  | 58 | 56 | 13689 |  |  | 0.35598
022571112 | EAST GRAND 1112 | 2481 | Peninsula | 0 | 3.2345 | #N/A | 44 | 0 | 12kV | 3.8878 |  | 19.429 | 0.01 | 0 |  |  | 68 | 19 | 6520
014471112 | DUMBARTON 1112 | 2482 | Mission | 0 | 7.4316 | #N/A | 35 | 2 | 12kV | 3.8862 |  | 19.429 | 0.002 | 0 |  |  | 68 | 4 | 550
022011153 | MISSION (X) 1153 | 2483 | San Francisco | 0 | 4.3871 | #N/A | 336 | 0 | 12kV | 3.886 |  | 19.429 | 0.001 | 0 |  |  | 68 | 2 | 466
163121105 | COUNTRY CLUB 1105 | 2484 | Stockton | 1.6466 | 3.9004 | #N/A | 714 | 0 | 12kV | 3.8854 | 0 | 12.571 | 0.615 | 0 | 6.241 | 1 | 44 | 1413 | 109777 |  |  | 0.77848
252301105 | CAMDEN 1105 | 2485 | Fresno | 52.96 | 0.75227 | #N/A | 454 | 0 | 12kV | 3.876 | 0 | 16.571 | 2.021 | 0 | 0.788 | 1 | 58 | 4475 | 569514 |  |  | 0.098304
022590403 | RANDOLPH 0403 | 2486 | San Francisco | 3.1239 | 0.73532 | #N/A | 1232 | 0 | 4.16kV | 3.8748 | 0 | 12.857 | 1.414 | 0 | 5.103 | 1 | 45 | 3007 | 550911 |  |  | 0.63647
103330401 | CORNING 0401 | 2487 | North Valley | 4.0976 | 0 | #N/A | 508 | 0 | 4.16kV | 3.8718 | 0 | 16.857 | 0.107 | 0 | 2.395 | 1 | 59 | 212 | 60956 |  |  | 0.29877
022641115 | DALY CITY 1115 | 2488 | Peninsula | 0.031524 | 0.016782 | #N/A | 0 | 0 | 12kV | 3.8692 |  | 4 | 0 | 0 | 15.346 |  | 14 | 0 | 0 |  |  | 1.9141
012080401 | OAKLAND I 0401 | 2489 | East Bay | 3.3047 | 0.20809 | #N/A | 758 | 0 | 4.16kV | 3.8668 | 0 | 14.571 | 1.589 | 0 | 3.174 | 1 | 51 | 3519 | 446479 |  |  | 0.39585
102940401 | DAYTON ROAD 0401 | 2490 | North Valley | 2.3039 | 0.23364 | #N/A | 456 | 0 | 4.16kV | 3.8654 | 0 | 15.143 | 0.621 | 0 | 3.563 | 1 | 53 | 1380 | 169985 |  |  | 0.44438
253731107 | WEST FRESNO 1107 | 2491 | Fresno | 4.3671 | 3.3131 | #N/A | 655 | 0 | 12kV | 3.8648 | 0 | 15.143 | 0.637 | 0 | 3.544 | 1 | 53 | 1375 | 222192 |  |  | 0.44208
253491112 | LERDO 1112 | 2492 | Kern | 18.4912 | 0.052312 | #N/A | 106 | 5 | 12kV | 3.8618 | 0 | 10.286 | 0 | 0 | 9.023 | 1 | 36 | 0 | 0 |  |  | 1.1254
162771103 | LAMMERS 1103 | 2493 | Stockton | 6.8057 | 16.0949 | #N/A | 1731 | 0 | 12kV | 3.857 | 0 | 16.286 | 0.552 | 0 | 2.447 | 1 | 57 | 1284 | 80265 |  |  | 0.30524
062041110 | DAVIS 1110 | 2494 | Sacramento | 1.8306 | 4.1086 | #N/A | 530 | 0 | 12kV | 3.8526 | 0 | 12 | 2.676 | 0 | 4.587 | 1 | 42 | 6143 | 483835 |  |  | 0.57215
254531111 | WAHTOKE 1111 | 2495 | Fresno | 27.4109 | 1.9772 | #N/A | 683 | 3 | 12kV | 3.8498 | 0 | 17.429 | 0.59 | 0 | 1.23 | 1 | 61 | 1347 | 115942 |  |  | 0.1534
253371105 | BAKERSFIELD 1105 | 2496 | Kern | 7.4975 | 0.72635 | #N/A | 727 | 1 | 12kV | 3.8442 | 0 | 14.571 | 0.749 | 0 | 3.901 | 1 | 51 | 1650 | 222429 |  |  | 0.48659
082832115 | MILPITAS 2115 | 2497 | San Jose | 0 | 3.9233 | #N/A | 44 | 2 | 21kV | 3.8346 | 0 | 19.143 | 0.03 | 0 |  | 1 | 67 | 67 | 8387
254561103 | TUPMAN 1103 | 2498 | Kern | 55.8375 | 2.2673 | #N/A | 504 | 2 | 12kV | 3.8328 | 0 | 17.714 | 0.434 | 0 | 1.016 | 1 | 62 | 935 | 154877 |  |  | 0.12669
012040410 | OAKLAND D 0410 | 2499 | East Bay | 2.7517 | 0.43753 | #N/A | 911 | 0 | 4.16kV | 3.8326 | 0 | 15.143 | 0.345 | 0 | 3.675 | 1 | 53 | 722 | 149346 |  |  | 0.4584
163121103 | COUNTRY CLUB 1103 | 2500 | Stockton | 6.2356 | 2.2711 | #N/A | 1812 | 0 | 12kV | 3.8324 | 0 | 13.429 | 1.258 | 0 | 4.475 | 1 | 47 | 2768 | 375986 |  |  | 0.55813
254121108 | MC CALL 1108 | 2501 | Fresno | 56.3078 | 3.1083 | #N/A | 1330 | 0 | 12kV | 3.8322 | 0 | 16.286 | 1.511 | 0 | 1.364 | 1 | 57 | 3422 | 331051 |  |  | 0.17009
253961106 | BULLARD 1106 | 2502 | Fresno | 3.711 | 3.6884 | #N/A | 785 | 0 | 12kV | 3.8316 | 0 | 13.429 | 0.916 | 0 | 4.813 | 1 | 47 | 2096 | 172981 |  |  | 0.60033
083802119 | TRIMBLE 2119 | 2503 | San Jose | 0 | 4.8905 | #N/A | 49 | 8 | 21kV | 3.8308 |  | 19.143 | 0.011 | 0 |  |  | 67 | 22 | 6634
102971103 | SYCAMORE CREEK 1103 | 2504 | North Valley | 3.1407 | 9.5172 | #N/A | 1294 | 0 | 12kV | 3.83 | 0 | 12.857 | 0.415 | 0 | 5.878 | 1 | 45 | 930 | 102163 |  |  | 0.73318
022031111 | POTRERO PP (A) 1111 | 2505 | San Francisco | 0 | 0.94437 | #N/A | 192 | 1 | 12kV | 3.8288 | 0 | 19.143 | 0.001 | 0 |  | 1 | 67 | 2 | 158
082241103 | LOS ALTOS 1103 | 2506 | De Anza | 6.7933 | 0.19373 | #N/A | 752 | 0 | 12kV | 3.8288 | 0 | 15.143 | 0.841 | 0 | 3.16 | 1 | 53 | 1869 | 227110 |  |  | 0.39412
022801104 | LARKIN (Y) 1104 | 2507 | San Francisco | 0 | 2.3933 | #N/A | 1014 | 0 | 12kV | 3.8286 |  | 19.143 | 0 | 0 |  |  | 67 | 0 | 0
083611115 | BRITTON 1115 | 2508 | De Anza | 1.1226 | 5.9493 | #N/A | 95 | 1 | 12kV | 3.8176 | 0 | 13.429 | 0.138 | 0 | 5.521 | 1 | 47 | 308 | 34488 |  |  | 0.68861
253661104 | STROUD 1104 | 2509 | Fresno | 31.1208 | 0.37646 | #N/A | 143 | 0 | 12kV | 3.814 | 0 | 18 | 0.477 | 0 | 0.593 | 1 | 63 | 1012 | 189424 |  |  | 0.073939
253481102 | WHEELER RIDGE 1102 | 2510 | Kern | 33.7473 | 1.2206 | #N/A | 119 | 0 | 12kV | 3.8128 | 0 | 18.286 | 0.194 | 0 | 0.584 | 1 | 64 | 389 | 106179 |  |  | 0.072864
083001106 | LOCKHEED NO 2 1106 | 2511 | De Anza | 0.37358 | 3.4967 | #N/A | 36 | 3 | 12kV | 3.8118 | 0 | 17.714 | 0.003 | 0 | 1.342 | 1 | 62 | 7 | 1571 |  |  | 0.16739
082031103 | MOUNTAIN VIEW 1103 | 2512 | De Anza | 2.8545 | 4.3073 | #N/A | 889 | 0 | 12kV | 3.8102 | 0 | 13.429 | 0.628 | 0 | 4.994 | 1 | 47 | 1330 | 251449 |  |  | 0.6229
163121106 | COUNTRY CLUB 1106 | 2513 | Stockton | 8.943 | 0.48694 | #N/A | 1513 | 0 | 12kV | 3.8078 | 0 | 14.571 | 1.093 | 0 | 3.375 | 1 | 51 | 2465 | 251562 |  |  | 0.42094
162300401 | MONARCH 0401 | 2514 | Stockton | 3.1977 | 0.0091591 | #N/A | 481 | 0 | 4.16kV | 3.8066 | 0 | 15.714 | 0.095 | 0 | 3.224 | 1 | 55 | 190 | 51603 |  |  | 0.40215
253671102 | PANOCHE 1102 | 2515 | Yosemite | 45.6871 | 0.60784 | #N/A | 83 | 0 | 12kV | 3.802 | 0 | 18.286 | 0.383 | 0 | 0.341 | 1 | 64 | 782 | 189868 |  |  | 0.042546
102491106 | CHICO B 1106 | 2516 | North Valley | 1.9995 | 2.9109 | #N/A | 958 | 0 | 12kV | 3.802 | 0 | 12.571 | 0.405 | 0 | 6.034 | 1 | 44 | 760 | 284130 |  |  | 0.75257
022130406 | SF K 0406 | 2517 | San Francisco | 1.7163 | 0.16947 | #N/A | 1317 | 0 | 4.16kV | 3.798 | 0 | 14.571 | 0.116 | 0 | 4.303 | 1 | 51 | 228 | 67375 |  |  | 0.53667
254101102 | CHOWCHILLA 1102 | 2518 | Yosemite | 22.5523 | 18.6965 | #N/A | 1172 | 0 | 12kV | 3.7942 | 0 | 17.143 | 0.792 | 0 | 1.036 | 1 | 60 | 1726 | 258448 |  |  | 0.12919
253551102 | SMYRNA 1102 | 2519 | Kern | 65.5853 | 0.53875 | #N/A | 210 | 1 | 12kV | 3.7916 | 0 | 17.429 | 1.183 | 0 | 0.346 | 1 | 61 | 2507 | 470675 |  |  | 0.04317
253541105 | SANTA RITA 1105 | 2520 | Yosemite | 60.8546 | 0.28808 | #N/A | 405 | 0 | 12kV | 3.7908 | 0 | 17.714 | 0.717 | 0 | 0.523 | 1 | 62 | 1543 | 256890 |  |  | 0.065222
252661102 | GUERNSEY 1102 | 2521 | Fresno | 47.672 | 1.41 | #N/A | 331 | 0 | 12kV | 3.7886 | 0 | 17.143 | 1.026 | 0 | 0.774 | 1 | 60 | 2157 | 430895 |  |  | 0.09648
168881101 | TOKAY 1101 | 2522 | Stockton | 11.2929 | 0 | #N/A | 17 | 0 | 12kV | 3.7886 | 18.784 |  | 0.038 | 0 | 0.121 | 19.9979 |  | 64 | 36191 |  |  | 0.015154
253611108 | ATWATER 1108 | 2523 | Yosemite | 60.9826 | 6.304 | #N/A | 2022 | 0 | 12kV | 3.7872 | 0 | 12.857 | 4.792 | 0 | 1.287 | 1 | 45 | 10621 | 1334055 |  |  | 0.16054
252701114 | KEARNEY 1114 | 2524 | Fresno | 12.4217 | 6.0376 | #N/A | 1088 | 0 | 12kV | 3.7844 | 0 | 14 | 2.804 | 0 | 2.118 | 1 | 49 | 6554 | 360833 |  |  | 0.26413
252781101 | MCKITTRICK 1101 | 2525 | Kern | 51.4147 | 0.20498 | #N/A | 148 | 8 | 12kV | 3.7716 | 13.794 | 4.571 | 0.202 | 0 | 0.291 | 14.9507 | 16 | 391 | 125344 |  |  | 0.036337
022801122 | LARKIN (Y) 1122 | 2526 | San Francisco | 0 | 2.5802 | #N/A | 478 | 0 | 12kV | 3.7714 |  | 18.857 | 0 | 0 |  |  | 66 | 0 | 0
022801123 | LARKIN (Y) 1123 | 2527 | San Francisco | 0 | 2.5855 | #N/A | 199 | 0 | 12kV | 3.7714 |  | 18.857 | 0 | 0 |  |  | 66 | 0 | 0
022873403 | EMBARCADERO (Z) 3403 | 2528 | San Francisco | 0 | 3.578 | #N/A | 29 | 0 | 34.5kV | 3.7714 |  | 18.857 | 0 | 0 |  |  | 66 | 0 | 0
022873406 | EMBARCADERO (Z) 3406 | 2529 | San Francisco | 0 | 3.5971 | #N/A | 120 | 0 | 34.5kV | 3.7714 |  | 18.857 | 0 | 0 |  |  | 66 | 0 | 0
253961109 | BULLARD 1109 | 2530 | Fresno | 5.4043 | 4.0666 | #N/A | 888 | 0 | 12kV | 3.767 | 0 | 13.143 | 1.92 | 0 | 3.772 | 1 | 46 | 4355 | 411807 |  |  | 0.47045
255391101 | BONITA 1101 | 2531 | Yosemite | 55.418 | 0.36959 | #N/A | 482 | 0 | 12kV | 3.7658 | 0 | 16.286 | 1.817 | 0 | 0.726 | 1 | 57 | 4103 | 411393 |  |  | 0.090546
062771101 | WILKINS SLOUGH 1101 | 2532 | Sacramento | 60.4774 | 0.22445 | #N/A | 172 | 3 | 12kV | 3.7618 | 0 | 17.143 | 1.333 | 0 | 0.333 | 1 | 60 | 2718 | 664396 |  |  | 0.04155
013310401 | RUSSELL 0401 | 2533 | East Bay | 3.4117 | 0.2005 | #N/A | 1744 | 0 | 4.16kV | 3.7598 | 0 | 12.286 | 2.253 | 0 | 4.26 | 1 | 43 | 4440 | 1311686 |  |  | 0.53139
082261109 | SAN JOSE B 1109 | 2534 | San Jose | 0.38427 | 1.4896 | #N/A | 92 | 2 | 12kV | 3.7568 | 0 | 11.429 | 0.09 | 0 | 7.265 | 1 | 40 | 211 | 11295 |  |  | 0.9062
012041133 | OAKLAND D 1133 | 2535 | East Bay | 2.9676 | 1.6647 | #N/A | 1063 | 1 | 12kV | 3.7566 | 0 | 14 | 0.022 | 0 | 4.761 | 1 | 49 | 49 | 5704 |  |  | 0.59388
012090401 | OAKLAND J 0401 | 2536 | East Bay | 4.6459 | 0.48651 | #N/A | 1382 | 0 | 4.16kV | 3.7558 | 0 | 15.143 | 0.101 | 0 | 3.535 | 1 | 53 | 197 | 59867 |  |  | 0.44095
022500401 | TARAVAL 0401 | 2537 | San Francisco | 1.8162 | 0.39291 | #N/A | 711 | 0 | 4.16kV | 3.752 | 0 | 14.857 | 0.053 | 0 | 3.85 | 1 | 52 | 108 | 27672 |  |  | 0.48021
062721102 | KNIGHTS LANDING 1102 | 2538 | Sacramento | 118.8941 | 1.0829 | #N/A | 878 | 0 | 12kV | 3.7476 | 0 | 15.143 | 3.173 | 0 | 0.422 | 1 | 53 | 6852 | 1106552 |  |  | 0.052594
022280401 | SF N 0401 | 2539 | San Francisco | 3.116 | 0.095767 | #N/A | 1857 | 0 | 4.16kV | 3.7458 | 0 | 13.429 | 1.536 | 0 | 3.764 | 1 | 47 | 3281 | 580104 |  |  | 0.46949
182601108 | OCEANO 1108 | 2540 | Los Padres | 5.5355 | 6.1167 | #N/A | 2096 | 0 | 12kV | 3.7446 | 0 | 5.714 | 8.458 | 0 | 4.551 | 1 | 20 | 16498 | 5138900 |  |  | 0.5677
162370410 | STOCKTON A 0410 | 2541 | Stockton | 4.035 | 0.030445 | #N/A | 370 | 0 | 4.16kV | 3.7444 | 0 | 14.286 | 1.644 | 0 | 2.792 | 1 | 50 | 3684 | 409206 |  |  | 0.34819
253881105 | EL CAPITAN 1105 | 2542 | Yosemite | 4.8406 | 13.2327 | #N/A | 1901 | 0 | 12kV | 3.743 | 0 | 14.571 | 1.805 | 0 | 2.339 | 1 | 51 | 3961 | 552572 |  |  | 0.29178
013501104 | JARVIS 1104 | 2543 | Mission | 4.4681 | 5.3998 | #N/A | 416 | 4 | 12kV | 3.7426 | 0 | 14.286 | 0.532 | 0 | 3.895 | 1 | 50 | 1184 | 143351 |  |  | 0.48582
022281101 | SF N 1101 | 2544 | San Francisco | 0.27742 | 2.2407 | #N/A | 776 | 2 | 12kV | 3.7344 | 0 | 10.857 | 0 | 0 | 7.815 | 1 | 38 | 0 | 0 |  |  | 0.97481
103330402 | CORNING 0402 | 2545 | North Valley | 2.1351 | 0 | #N/A | 297 | 0 | 4.16kV | 3.7314 | 0 | 15.429 | 0.028 | 0 | 3.2 | 1 | 54 | 57 | 13896 |  |  | 0.3991
022670401 | SILVER 0401 | 2546 | San Francisco | 5.0263 | 0.37689 | #N/A | 1333 | 0 | 4.16kV | 3.7286 | 0 | 14 | 0.407 | 0 | 4.236 | 1 | 49 | 806 | 232097 |  |  | 0.5284
012060409 | BERKELEY F 0409 | 2547 | East Bay | 3.5832 | 0.3305 | #N/A | 1467 | 0 | 4.16kV | 3.7262 | 0 | 14.286 | 0.182 | 0 | 4.163 | 1 | 50 | 393 | 63939 |  |  | 0.51921
022270402 | SF M 0402 | 2548 | San Francisco | 1.9366 | 1.353 | #N/A | 1231 | 0 | 4.16kV | 3.7252 | 0 | 12.857 | 0.813 | 0 | 4.956 | 1 | 45 | 1915 | 87496 |  |  | 0.61813
022090408 | SF G 0408 | 2549 | San Francisco | 1.2971 | 2.3299 | #N/A | 1614 | 0 | 4.16kV | 3.7238 | 0 | 11.714 | 0.701 | 0 | 6.204 | 1 | 41 | 1538 | 216217 |  |  | 0.77382
182221101 | DEL MONTE 1101 | 2550 | Central Coast | 14.8893 | 11.2938 | #N/A | 3398 | 0 | 12kV | 3.721 | 0 | 11.429 | 4.015 | 0 | 3.161 | 1 | 40 | 9128 | 834568 |  |  | 0.39431
255282101 | CARNATION 2101 | 2551 | Kern | 0.0052642 | 0 | #N/A | 0 | 2 | 21kV | 3.7176 |  |  | 0 | 0 | 18.588 |  |  | 0 | 0 |  |  | 2.3184
013111115 | SAN LEANDRO U 1115 | 2552 | Mission | 1.4687 | 1.8524 | #N/A | 121 | 1 | 12kV | 3.7156 | 0 | 13.429 | 0.042 | 0 | 5.107 | 1 | 47 | 75 | 33220 |  |  | 0.63696
252171118 | CORCORAN 1118 | 2553 | Fresno | 52.4125 | 0.37807 | #N/A | 423 | 1 | 12kV | 3.7138 | 0 | 15.714 | 2.112 | 0 | 0.743 | 1 | 55 | 4495 | 820062 |  |  | 0.092612
022490401 | YOSEMITE 0401 | 2554 | San Francisco | 3.5456 | 1.1832 | #N/A | 868 | 1 | 4.16kV | 3.713 | 0 | 14.286 | 1.213 | 0 | 3.066 | 1 | 50 | 2797 | 202454 |  |  | 0.38237
253962111 | BULLARD 2111 | 2555 | Fresno | 4.8148 | 9.788 | #N/A | 1197 | 3 | 21kV | 3.7124 | 0 | 13.143 | 0.418 | 0 | 5.001 | 1 | 46 | 939 | 101231 |  |  | 0.62373
253880004 | EL CAPITAN 0004 | 2556 | Yosemite | 0.0051314 | 0 | #N/A | 0 | 0 | 12kV | 3.6982 | 0 |  | 0 | 0 | 18.491 | 1 |  | 0 | 0 |  |  | 2.3064
163912105 | EIGHT MILE 2105 | 2557 | Stockton | 0.49019 | 27.1775 | #N/A | 2728 | 0 | 21kV | 3.6958 | 0 | 14.857 | 2.098 | 0 | 1.524 | 1 | 52 | 4492 | 778643 |  |  | 0.19009
083432102 | HICKS 2102 | 2558 | San Jose | 3.9156 | 10.0013 | #N/A | 1467 | 1 | 21kV | 3.6904 | 0 | 14.286 | 1.246 | 0 | 2.92 | 1 | 50 | 2725 | 391384 |  |  | 0.3642
254541104 | GANSO 1104 | 2559 | Kern | 51.2663 | 0.83505 | #N/A | 226 | 5 | 12kV | 3.6886 | 0 | 17.143 | 0.649 | 0 | 0.651 | 1 | 60 | 1294 | 360150 |  |  | 0.081139
013780401 | VIRGINIA 0401 | 2560 | East Bay | 4.0366 | 0.20362 | #N/A | 887 | 0 | 4.16kV | 3.6784 | 0 | 11.714 | 2.711 | 0 | 3.967 | 1 | 41 | 5647 | 1203113 |  |  | 0.49479
024161102 | REDWOOD CITY 1102 | 2561 | Peninsula | 1.5894 | 2.0205 | #N/A | 157 | 1 | 12kV | 3.675 | 0 | 13.714 | 0.159 | 0 | 4.502 | 1 | 48 | 331 | 69381 |  |  | 0.56154
012021103 | CLAYTON 1103 | 2562 | Diablo | 4.4423 | 3.3856 | #N/A | 772 | 0 | 12kV | 3.6744 | 0 | 14.286 | 0.409 | 0 | 3.677 | 1 | 50 | 851 | 183012 |  |  | 0.45858
254001104 | ALPAUGH 1104 | 2563 | Fresno | 56.1646 | 2.7703 | #N/A | 339 | 0 | 12kV | 3.6728 | 0 | 16 | 1.812 | 0 | 0.552 | 1 | 56 | 4039 | 476193 |  |  | 0.068796
012540401 | OAKLAND X 0401 | 2564 | East Bay | 5.5569 | 0.27252 | #N/A | 1483 | 0 | 4.16kV | 3.6714 | 0 | 15.143 | 0.319 | 0 | 2.895 | 1 | 53 | 718 | 75838 |  |  | 0.36106
022331104 | HUNTERS POINT (P) 1104 | 2565 | San Francisco | 4.4687 | 1.8087 | #N/A | 339 | 6 | 12kV | 3.6706 | 0 | 14.857 | 0.665 | 0 | 2.831 | 1 | 52 | 1537 | 108191 |  |  | 0.35306
254251107 | MALAGA 1107 | 2566 | Fresno | 3.1676 | 0.57394 | #N/A | 58 | 3 | 12kV | 3.6668 | 0 | 15.714 | 0.067 | 0 | 2.553 | 1 | 55 | 152 | 12932 |  |  | 0.31839
083421107 | LAWRENCE 1107 | 2567 | De Anza | 4.6333 | 2.3446 | #N/A | 113 | 2 | 12kV | 3.6648 | 0 | 17.429 | 0.29 | 0 | 0.605 | 1 | 61 | 517 | 234945 |  |  | 0.075521
103071106 | NORD 1106 | 2568 | North Valley | 10.8036 | 9.2304 | #N/A | 1549 | 0 | 12kV | 3.6628 | 0 | 13.714 | 1.181 | 0 | 3.419 | 1 | 48 | 2540 | 425229 |  |  | 0.4264
022130401 | SF K 0401 | 2569 | San Francisco | 2.433 | 1.2971 | #N/A | 1557 | 0 | 4.16kV | 3.6594 | 0 | 13.143 | 0.221 | 0 | 4.933 | 1 | 46 | 445 | 116582 |  |  | 0.61531
022801121 | LARKIN (Y) 1121 | 2570 | San Francisco | 0 | 2.6298 | #N/A | 526 | 0 | 12kV | 3.6572 |  | 18.286 | 0 | 0 |  |  | 64 | 0 | 0
253701111 | WESTPARK 1111 | 2571 | Kern | 5.2171 | 3.4814 | #N/A | 831 | 0 | 12kV | 3.6548 | 0 | 11.714 | 2.15 | 0 | 4.41 | 1 | 41 | 4946 | 376458 |  |  | 0.55004
163220402 | STOCKTON ACRES 0402 | 2572 | Stockton | 3.0107 | 0.1993 | #N/A | 488 | 0 | 4.16kV | 3.6546 | 0 | 14.857 | 0.144 | 0 | 3.272 | 1 | 52 | 266 | 106006 |  |  | 0.40816
043281105 | CARQUINEZ 1105 | 2573 | North Bay | 5.7307 | 8.4024 | #N/A | 2899 | 3 | 12kV | 3.6528 | 0 | 12.857 | 1.248 | 0 | 4.159 | 1 | 45 | 2631 | 514823 |  |  | 0.5187
062071101 | COLUSA JUNCTION 1101 | 2574 | Sacramento | 29.0536 | 8.3336 | #N/A | 862 | 1 | 12kV | 3.6512 | 0 | 15.429 | 1.833 | 0 | 0.994 | 1 | 54 | 3981 | 613284 |  |  | 0.12404
254552109 | FIGARDEN 2109 | 2575 | Fresno | 3.9025 | 18.512 | #N/A | 1429 | 0 | 21kV | 3.6512 | 0 | 11.714 | 2.081 | 0 | 4.461 | 1 | 41 | 4821 | 322901 |  |  | 0.55638
012011119 | OAKLAND C 1119 | 2576 | East Bay | 0.43469 | 1.1799 | #N/A | 3 | 3 | 12kV | 3.6504 | 0 | 14.286 | 0 | 0 | 3.966 | 1 | 50 | 0 | 0 |  |  | 0.49468
022700402 | SAN BRUNO 0402 | 2577 | Peninsula | 3.2718 | 0.92286 | #N/A | 951 | 0 | 4.16kV | 3.6488 | 0 | 13.143 | 1.15 | 0 | 3.951 | 1 | 46 | 2566 | 298863 |  |  | 0.4928
013761110 | MT EDEN 1110 | 2578 | Mission | 3.4008 | 2.8561 | #N/A | 113 | 2 | 12kV | 3.6448 | 0 | 15.714 | 0.189 | 0 | 2.321 | 1 | 55 | 421 | 48695 |  |  | 0.28947
254702104 | CRESSEY 2104 | 2579 | Yosemite | 93.7575 | 1.2487 | #N/A | 508 | 0 | 21kV | 3.6444 | 0 | 15.143 | 2.539 | 0 | 0.54 | 1 | 53 | 5562 | 789430 |  |  | 0.067324
013300401 | PLEASANT HILL 0401 | 2580 | Diablo | 4.5033 | 0.34707 | #N/A | 451 | 0 | 4.16kV | 3.6388 | 0 | 14.857 | 0.528 | 0 | 2.809 | 1 | 52 | 1087 | 250892 |  |  | 0.35031
082251109 | SAN JOSE A 1109 | 2581 | San Jose | 0.56666 | 2.3272 | #N/A | 433 | 4 | 12kV | 3.6338 | 0 | 10.857 | 0.188 | 0 | 7.124 | 1 | 38 | 443 | 19950 |  |  | 0.88857
022331101 | HUNTERS POINT (P) 1101 | 2582 | San Francisco | 3.6844 | 2.3335 | #N/A | 322 | 1 | 12kV | 3.626 | 0 | 12.857 | 0.605 | 0 | 4.668 | 1 | 45 | 1361 | 145131 |  |  | 0.5822
102701102 | ORLAND B 1102 | 2583 | North Valley | 19.2276 | 3.7126 | #N/A | 1471 | 0 | 12kV | 3.6182 | 0 | 14.286 | 1.86 | 0 | 1.945 | 1 | 50 | 4081 | 570335 |  |  | 0.24263
103142101 | LOGAN CREEK 2101 | 2584 | North Valley | 138.0902 | 2.3094 | #N/A | 1183 | 0 | 21kV | 3.611 | 0 | 11.429 | 6.045 | 0 | 0.581 | 1 | 40 | 13270 | 1844526 |  |  | 0.072423
022571102 | EAST GRAND 1102 | 2585 | Peninsula | 2.0671 | 1.6344 | #N/A | 97 | 0 | 12kV | 3.6104 | 0 | 12.286 | 0.132 | 0 | 5.634 | 1 | 43 | 306 | 19555 |  |  | 0.70274
024021102 | BELLE HAVEN 1102 | 2586 | Peninsula | 0.90777 | 8.0821 | #N/A | 82 | 3 | 12kV | 3.6096 | 0 | 16.571 | 0.144 | 0 | 1.333 | 1 | 58 | 326 | 32422 |  |  | 0.16621
083631107 | WHISMAN 1107 | 2587 | De Anza | 0.12876 | 0.95006 | #N/A | 0 | 0 | 12kV | 3.6076 | 0 | 8.857 | 0.031 | 0 | 9.15 | 1 | 31 | 53 | 29150 |  |  | 1.1412
022280406 | SF N 0406 | 2588 | San Francisco | 0.8062 | 2.9562 | #N/A | 1239 | 0 | 4.16kV | 3.6062 | 0 | 9.143 | 1.299 | 0 | 7.589 | 1 | 32 | 2794 | 468557 |  |  | 0.94654
252241114 | KINGSBURG 1114 | 2589 | Fresno | 27.0986 | 0.3378 | #N/A | 283 | 1 | 12kV | 3.6036 | 0 | 14.286 | 2.688 | 0 | 1.044 | 1 | 50 | 6120 | 548886 |  |  | 0.13023
083481105 | STELLING 1105 | 2590 | De Anza | 0.40055 | 3.8765 | #N/A | 591 | 0 | 12kV | 3.6034 | 0 | 6 | 0.292 | 0 | 11.725 | 1 | 21 | 637 | 94397 |  |  | 1.4624
102491102 | CHICO B 1102 | 2591 | North Valley | 0 | 0.30647 | #N/A | 0 | 2 | 12kV | 3.6012 | 0 | 18 | 0.006 | 0 |  | 1 | 63 | 13 | 2222
022090410 | SF G 0410 | 2592 | San Francisco | 0.58192 | 0.57605 | #N/A | 270 | 0 | 4.16kV | 3.5902 | 0 | 13.429 | 0.002 | 0 | 4.52 | 1 | 47 | 4 | 2044 |  |  | 0.56378
012090408 | OAKLAND J 0408 | 2593 | East Bay | 4.5697 | 0.41193 | #N/A | 1028 | 0 | 4.16kV | 3.5876 | 0 | 14 | 1.383 | 0 | 2.555 | 1 | 49 | 3155 | 272995 |  |  | 0.3187
252161106 | COALINGA NO 1 1106 | 2594 | Fresno | 7.2375 | 2.7371 | #N/A | 1420 | 0 | 12kV | 3.5826 | 0 | 13.714 | 0.562 | 0 | 3.637 | 1 | 48 | 1212 | 196812 |  |  | 0.45363
253651111 | SHAFTER 1111 | 2595 | Kern | 24.7463 | 5.2619 | #N/A | 1755 | 0 | 12kV | 3.5804 | 0 | 15.429 | 0.404 | 0 | 2.069 | 1 | 54 | 905 | 99500 |  |  | 0.25803
152011102 | MARYSVILLE 1102 | 2596 | Sierra | 7.4372 | 2.2662 | #N/A | 1137 | 0 | 12kV | 3.5762 | 0 | 8.571 | 5.31 | 0 | 4 | 1 | 30 | 12225 | 916518 |  |  | 0.49892
022700403 | SAN BRUNO 0403 | 2597 | Peninsula | 5.0578 | 0.35186 | #N/A | 1158 | 0 | 4.16kV | 3.5728 | 0 | 14 | 0.535 | 0 | 3.329 | 1 | 49 | 1101 | 255113 |  |  | 0.41521
254202104 | GOOSE LAKE 2104 | 2598 | Kern | 49.3864 | 3.1411 | #N/A | 731 | 5 | 21kV | 3.5714 | 0 | 14.286 | 2.995 | 0 | 0.576 | 1 | 50 | 6614 | 863431 |  |  | 0.071877
253931101 | GATES 1101 | 2599 | Fresno | 15.2947 | 0.66976 | #N/A | 82 | 1 | 12kV | 3.5694 | 0 | 16.857 | 0.294 | 0 | 0.696 | 1 | 59 | 630 | 109094 |  |  | 0.086802
182402108 | FORT ORD 2108 | 2600 | Central Coast | 0.90123 | 1.4496 | #N/A | 13 | 2 | 21kV | 3.5634 | 0 | 16.286 | 0.006 | 0 | 1.525 | 1 | 57 | 15 | 919 |  |  | 0.19023
022600401 | WESTLAKE 0401 | 2601 | Peninsula | 0.81341 | 1.1016 | #N/A | 773 | 0 | 4.16kV | 3.5608 | 0 | 10.857 | 0.255 | 0 | 6.692 | 1 | 38 | 444 | 219754 |  |  | 0.83464
012240401 | HAYWARD O 0401 | 2602 | Mission | 3.3039 | 0.27639 | #N/A | 720 | 0 | 4.16kV | 3.557 | 0 | 13.714 | 0.876 | 0 | 3.195 | 1 | 48 | 1876 | 326486 |  |  | 0.39846
062131110 | SUISUN 1110 | 2603 | Sacramento | 2.923 | 4.1833 | #N/A | 1022 | 0 | 12kV | 3.544 | 0 | 10.857 | 2.266 | 0 | 4.597 | 1 | 38 | 5095 | 542295 |  |  | 0.57335
022801117 | LARKIN (Y) 1117 | 2604 | San Francisco | 0 | 2.5843 | #N/A | 99 | 0 | 12kV | 3.5428 |  | 17.714 | 0 | 0 |  |  | 62 | 0 | 0
022873407 | EMBARCADERO (Z) 3407 | 2605 | San Francisco | 0 | 3.2129 | #N/A | 191 | 0 | 34.5kV | 3.5428 |  | 17.714 | 0 | 0 |  |  | 62 | 0 | 0
082261115 | SAN JOSE B 1115 | 2606 | San Jose | 0.35944 | 1.996 | #N/A | 185 | 1 | 12kV | 3.534 | 0 | 9.714 | 0.16 | 0 | 7.796 | 1 | 34 | 343 | 59948 |  |  | 0.97239
022130403 | SF K 0403 | 2607 | San Francisco | 2.4942 | 0.79088 | #N/A | 887 | 2 | 4.16kV | 3.5334 | 0 | 13.143 | 0.495 | 0 | 4.029 | 1 | 46 | 1126 | 102969 |  |  | 0.50251
013111103 | SAN LEANDRO U 1103 | 2608 | Mission | 1.9246 | 4.4928 | #N/A | 280 | 0 | 12kV | 3.5312 | 0 | 8.857 | 2.728 | 0 | 6.071 | 1 | 31 | 6272 | 481741 |  |  | 0.75725
253931110 | GATES 1110 | 2609 | Fresno | 39.6006 | 0.69326 | #N/A | 142 | 1 | 12kV | 3.5268 | 0 | 17.143 | 0 | 0 | 0.491 | 1 | 60 | 0 | 0 |  |  | 0.061261
022071101 | SF E 1101 | 2610 | San Francisco | 1.1298 | 4.7774 | #N/A | 3032 | 1 | 12kV | 3.5266 | 0 | 6.571 | 4.322 | 0 | 6.74 | 1 | 23 | 10097 | 563332 |  |  | 0.84068
163310403 | HARDING 0403 | 2611 | Stockton | 1.8559 | 0.63704 | #N/A | 686 | 0 | 4.16kV | 3.5258 | 0 | 12.571 | 0.455 | 0 | 4.603 | 1 | 44 | 1056 | 66729 |  |  | 0.5741
082251111 | SAN JOSE A 1111 | 2612 | San Jose | 0.12304 | 2.043 | #N/A | 80 | 0 | 12kV | 3.5182 | 0 | 0.286 | 0.262 | 0 | 17.043 | 1 | 1 | 558 | 100458 |  |  | 2.1257
012141103 | LIVERMORE 1103 | 2613 | Mission | 4.6013 | 4.7989 | #N/A | 1135 | 0 | 12kV | 3.518 | 0 | 12.286 | 0.514 | 0 | 4.79 | 1 | 43 | 1150 | 128941 |  |  | 0.59746
252772109 | MAGUNDEN 2109 | 2614 | Kern | 14.2336 | 4.7894 | #N/A | 2102 | 1 | 21kV | 3.5144 | 0 | 10.286 | 3.726 | 0 | 3.56 | 1 | 36 | 7877 | 1509029 |  |  | 0.44403
013531103 | LAKEWOOD 1103 | 2615 | Diablo | 2.5796 | 1.7949 | #N/A | 894 | 0 | 12kV | 3.5124 | 0 | 12.571 | 1.164 | 0 | 3.827 | 1 | 44 | 2554 | 356858 |  |  | 0.47732
012040406 | OAKLAND D 0406 | 2616 | East Bay | 3.1862 | 0.49571 | #N/A | 663 | 0 | 4.16kV | 3.5062 | 0 | 10.857 | 3.672 | 0 | 3.002 | 1 | 38 | 8264 | 869601 |  |  | 0.37445
042461105 | BASALT 1105 | 2617 | North Bay | 1.7015 | 8.8082 | #N/A | 295 | 5 | 12kV | 3.5062 | 0 | 14.286 | 0.398 | 0 | 2.847 | 1 | 50 | 897 | 92254 |  |  | 0.35509
083300402 | SOQUEL 0402 | 2618 | Central Coast | 7.1629 | 0.27524 | #N/A | 1532 | 0 | 4.16kV | 3.5012 | 0 | 12.286 | 1.932 | 0 | 3.288 | 1 | 43 | 4129 | 726697 |  |  | 0.41016
162071104 | LINDEN 1104 | 2619 | Stockton | 56.0377 | 1.182 | #N/A | 670 | 0 | 12kV | 3.5008 | 0 | 15.143 | 1.57 | 0 | 0.791 | 1 | 53 | 3334 | 618490 |  |  | 0.098685
163121102 | COUNTRY CLUB 1102 | 2620 | Stockton | 1.3345 | 3.5392 | #N/A | 1065 | 0 | 12kV | 3.4982 | 0 | 10 | 1.354 | 0 | 6.137 | 1 | 35 | 2964 | 422174 |  |  | 0.7654
253161112 | HURON 1112 | 2621 | Fresno | 14.8678 | 5.532 | #N/A | 1436 | 1 | 12kV | 3.4974 | 0 | 14 | 1.424 | 0 | 2.063 | 1 | 49 | 3296 | 222928 |  |  | 0.25733
253931102 | GATES 1102 | 2622 | Fresno | 43.2324 | 0.32934 | #N/A | 126 | 0 | 12kV | 3.496 | 0 | 16.857 | 0.257 | 0 | 0.366 | 1 | 59 | 576 | 65171 |  |  | 0.045638
252421105 | DAIRYLAND 1105 | 2623 | Yosemite | 57.7373 | 0.31022 | #N/A | 296 | 2 | 12kV | 3.4914 | 0 | 16.286 | 0.641 | 0 | 0.53 | 1 | 57 | 1333 | 286984 |  |  | 0.066157
022801101 | LARKIN (Y) 1101 | 2624 | San Francisco | 0 | 4.3662 | #N/A | 3111 | 0 | 12kV | 3.4858 | 0 | 17.429 | 0 | 0 |  | 1 | 61 | 0 | 0
022801113 | LARKIN (Y) 1113 | 2625 | San Francisco | 0 | 2.4023 | #N/A | 55 | 0 | 12kV | 3.4858 |  | 17.429 | 0 | 0 |  |  | 61 | 0 | 0
022801125 | LARKIN (Y) 1125 | 2626 | San Francisco | 0 | 2.7181 | #N/A | 428 | 0 | 12kV | 3.4858 |  | 17.429 | 0 | 0 |  |  | 61 | 0 | 0
252311101 | MENDOTA 1101 | 2627 | Yosemite | 35.2932 | 0.16926 | #N/A | 86 | 1 | 12kV | 3.4816 | 0 | 16.857 | 0.235 | 0 | 0.316 | 1 | 59 | 483 | 112971 |  |  | 0.039412
103241103 | PEACHTON 1103 | 2628 | North Valley | 60.5582 | 0.34853 | #N/A | 1020 | 0 | 12kV | 3.4764 | 0 | 12.571 | 3.659 | 0 | 1.152 | 1 | 44 | 8073 | 1065856 |  |  | 0.14366
254301102 | WILSON 1102 | 2629 | Yosemite | 29.9856 | 1.1919 | #N/A | 276 | 2 | 12kV | 3.475 | 0 | 14.857 | 1.666 | 0 | 0.852 | 1 | 52 | 3742 | 402167 |  |  | 0.10632
012111104 | OAKLAND L 1104 | 2630 | East Bay | 0 | 1.4112 | #N/A | 169 | 5 | 12kV | 3.4724 |  | 17.143 | 0.219 | 0 |  |  | 60 | 432 | 127334
012090409 | OAKLAND J 0409 | 2631 | East Bay | 3.0079 | 1.475 | #N/A | 829 | 0 | 4.16kV | 3.4706 | 0 | 12.286 | 2.232 | 0 | 2.835 | 1 | 43 | 5068 | 473070 |  |  | 0.35363
182090401 | MONTEREY 0401 | 2632 | Central Coast | 4.5519 | 0.35062 | 0.26645 | 689 | 0 | 4.16kV | 3.4658 | 0 | 12.571 | 1.089 | 0 | 3.669 | 1 | 44 | 2464 | 239958 |  |  | 0.45763
163251101 | CROWS LANDING 1101 | 2633 | Yosemite | 44.1867 | 0.25694 | #N/A | 224 | 0 | 12kV | 3.4648 | 0 | 16.286 | 0.644 | 0 | 0.394 | 1 | 57 | 1446 | 155813 |  |  | 0.0492
024090406 | GLENWOOD 0406 | 2634 | Peninsula | 2.2671 | 0.87042 | #N/A | 710 | 0 | 4.16kV | 3.461 | 0 | 11.429 | 1.84 | 0 | 4.036 | 1 | 40 | 3958 | 660579 |  |  | 0.50344
252052110 | ASHLAN AVE 2110 | 2635 | Fresno | 7.2476 | 11.6715 | #N/A | 1250 | 0 | 21kV | 3.447 | 0 | 11.143 | 2.802 | 0 | 3.29 | 1 | 39 | 6142 | 865974 |  |  | 0.41038
024030403 | BELMONT 0403 | 2636 | Peninsula | 4.6494 | 0.63616 | #N/A | 837 | 0 | 4.16kV | 3.4444 | 0 | 12.857 | 1.331 | 0 | 3.034 | 1 | 45 | 2972 | 345131 |  |  | 0.37844
083802114 | TRIMBLE 2114 | 2637 | San Jose | 0.0028409 | 9.8066 | #N/A | 2136 | 4 | 21kV | 3.4402 | 0 | 17.143 | 0.058 | 0 | 0 | 1 | 60 | 128 | 16802 |  |  | 0
022011111 | MISSION (X) 1111 | 2638 | San Francisco | 0 | 6.5453 | #N/A | 2365 | 1 | 12kV | 3.435 | 0 | 13.714 | 3.461 | 0 |  | 1 | 48 | 7832 | 764077
253571101 | BARTON 1101 | 2639 | Fresno | 5.9654 | 7.5124 | #N/A | 514 | 0 | 12kV | 3.4318 | 0 | 13.429 | 0.667 | 0 | 3.063 | 1 | 47 | 1464 | 203910 |  |  | 0.38202
022801116 | LARKIN (Y) 1116 | 2640 | San Francisco | 0 | 2.5225 | #N/A | 23 | 0 | 12kV | 3.4286 |  | 17.143 | 0 | 0 |  |  | 60 | 0 | 0
022871110 | EMBARCADERO (Z) 1110 | 2641 | San Francisco | 0 | 3.9937 | #N/A | 526 | 0 | 12kV | 3.4286 |  | 17.143 | 0 | 0 |  |  | 60 | 0 | 0
063191105 | ZAMORA 1105 | 2642 | Sacramento | 45.6649 | 0.60137 | #N/A | 269 | 0 | 12kV | 3.4166 | 0 | 14.857 | 1.612 | 0 | 0.614 | 1 | 52 | 3079 | 1058877 |  |  | 0.076633
253921104 | MANCHESTER 1104 | 2643 | Fresno | 3.9657 | 1.6364 | #N/A | 795 | 0 | 12kV | 3.4162 | 0 | 12.286 | 0.718 | 0 | 4.077 | 1 | 43 | 1546 | 256726 |  |  | 0.50853
082952110 | EDENVALE 2110 | 2644 | San Jose | 0.86287 | 3.4691 | #N/A | 479 | 2 | 21kV | 3.4106 | 0 | 13.714 | 0.18 | 0 | 3.159 | 1 | 48 | 398 | 50506 |  |  | 0.39406
102741103 | WILLOWS A 1103 | 2645 | North Valley | 9.8276 | 4.8963 | #N/A | 1358 | 0 | 12kV | 3.4034 | 0 | 13.143 | 0.592 | 0 | 3.282 | 1 | 46 | 1236 | 259159 |  |  | 0.40936
082832113 | MILPITAS 2113 | 2646 | San Jose | 0.1151 | 4.2343 | #N/A | 1016 | 1 | 21kV | 3.4034 | 0 | 7.714 | 0.562 | 0 | 8.741 | 1 | 27 | 1195 | 219321 |  |  | 1.0903
013260402 | SOTO 0402 | 2647 | Mission | 2.0408 | 1.6815 | #N/A | 626 | 0 | 4.16kV | 3.3984 | 0 | 13.143 | 0.096 | 0 | 3.753 | 1 | 46 | 224 | 12127 |  |  | 0.46812
012650402 | FAIRMOUNT 0402 | 2648 | East Bay | 5.0226 | 0.37452 | #N/A | 1313 | 0 | 4.16kV | 3.3984 | 0 | 12.571 | 0.969 | 0 | 3.452 | 1 | 44 | 1833 | 660754 |  |  | 0.43062
163310404 | HARDING 0404 | 2649 | Stockton | 2.688 | 0.035662 | #N/A | 612 | 0 | 4.16kV | 3.398 | 0 | 13.143 | 0.289 | 0 | 3.558 | 1 | 46 | 573 | 165126 |  |  | 0.44381
024060402 | CAROLANDS 0402 | 2650 | Peninsula | 0.033498 | 0.17767 | #N/A | 8 | 0 | 4.16kV | 3.3974 | 0 | 0 | 0 | 0 | 16.987 | 1 | 0 | 0 | 0 |  |  | 2.1188
013111101 | SAN LEANDRO U 1101 | 2651 | Mission | 3.8883 | 5.042 | #N/A | 481 | 1 | 12kV | 3.3946 | 0 | 12.286 | 0.604 | 0 | 4.083 | 1 | 43 | 1400 | 92215 |  |  | 0.50931
252091105 | CANAL 1105 | 2652 | Yosemite | 6.7019 | 7.1551 | #N/A | 1439 | 0 | 12kV | 3.378 | 0 | 11.143 | 1.32 | 0 | 4.427 | 1 | 39 | 3086 | 168611 |  |  | 0.55221
182402106 | FORT ORD 2106 | 2653 | Central Coast | 24.6579 | 24.9739 | 1.6818 | 3815 | 0 | 21kV | 3.3726 | 0 | 10.571 | 4.707 | 0 | 1.585 | 1 | 37 | 10440 | 1303898 |  |  | 0.19768
083671107 | WOLFE 1107 | 2654 | De Anza | 10.638 | 4.7698 | #N/A | 2457 | 0 | 12kV | 3.3724 | 0 | 11.143 | 2.333 | 0 | 3.386 | 1 | 39 | 5270 | 526812 |  |  | 0.42235
153732106 | PLUMAS 2106 | 2655 | Sierra | 32.1848 | 16.1936 | #N/A | 1358 | 0 | 21kV | 3.3718 | 0 | 11.429 | 4.531 | 0 | 0.899 | 1 | 40 | 9557 | 1863366 |  |  | 0.1121
255391102 | BONITA 1102 | 2656 | Yosemite | 32.9459 | 6.7655 | #N/A | 825 | 0 | 12kV | 3.3702 | 0 | 15.429 | 0.556 | 0 | 0.866 | 1 | 54 | 1272 | 104809 |  |  | 0.10798
253392108 | FRUITVALE 2108 | 2657 | Kern | 8.9811 | 3.2161 | #N/A | 281 | 2 | 12kV | 3.3684 | 0 | 14.571 | 0.154 | 0 | 2.117 | 1 | 51 | 313 | 79241 |  |  | 0.2641
012141102 | LIVERMORE 1102 | 2658 | Mission | 4.1972 | 1.2287 | #N/A | 935 | 0 | 12kV | 3.3674 | 0 | 10.571 | 2.357 | 0 | 3.909 | 1 | 37 | 5245 | 631440 |  |  | 0.48756
062541101 | MERIDIAN 1101 | 2659 | Sacramento | 57.5893 | 0.28815 | #N/A | 446 | 0 | 12kV | 3.367 | 0 | 13.429 | 2.866 | 0 | 0.54 | 1 | 47 | 6309 | 851596 |  |  | 0.067326
024110404 | HILLSDALE 0404 | 2660 | Peninsula | 5.687 | 0.51985 | #N/A | 649 | 0 | 4.16kV | 3.3656 | 0 | 12.857 | 0.913 | 0 | 3.058 | 1 | 45 | 2022 | 256590 |  |  | 0.38137
253651104 | SHAFTER 1104 | 2661 | Kern | 9.5975 | 6.0586 | #N/A | 1121 | 0 | 12kV | 3.3614 | 0 | 12.857 | 1.271 | 0 | 2.679 | 1 | 45 | 2914 | 234315 |  |  | 0.33415
254572102 | RENFRO 2102 | 2662 | Kern | 5.114 | 22.5137 | #N/A | 2171 | 1 | 21kV | 3.3538 | 0 | 12.286 | 0.432 | 0 | 4.051 | 1 | 43 | 908 | 182605 |  |  | 0.50532
024031106 | BELMONT 1106 | 2663 | Peninsula | 1.2959 | 1.4743 | #N/A | 112 | 3 | 12kV | 3.352 | 0 | 12 | 0.24 | 0 | 4.52 | 1 | 42 | 536 | 62580 |  |  | 0.5638
255361112 | LE GRAND 1112 | 2664 | Yosemite | 86.1425 | 0.57466 | #N/A | 564 | 1 | 12kV | 3.352 | 0 | 16 | 0.174 | 0 | 0.586 | 1 | 56 | 396 | 36596 |  |  | 0.073054
022130405 | SF K 0405 | 2665 | San Francisco | 2.7297 | 0.45149 | #N/A | 1539 | 0 | 4.16kV | 3.3496 | 0 | 12.571 | 0.254 | 0 | 3.923 | 1 | 44 | 505 | 143006 |  |  | 0.4893
162701703 | VIERRA 1703 | 2666 | Stockton | 6.1244 | 16.9594 | #N/A | 1511 | 1 | 17kV | 3.3484 | 0 | 13.429 | 1.712 | 0 | 1.601 | 1 | 47 | 3788 | 486388 |  |  | 0.19969
253701106 | WESTPARK 1106 | 2667 | Kern | 2.7577 | 2.68 | #N/A | 645 | 0 | 12kV | 3.3406 | 0 | 12 | 0.301 | 0 | 4.402 | 1 | 42 | 706 | 37198 |  |  | 0.54899
024161101 | REDWOOD CITY 1101 | 2668 | Peninsula | 2.2589 | 1.7392 | #N/A | 399 | 1 | 12kV | 3.3402 | 0 | 11.429 | 0.224 | 0 | 5.048 | 1 | 40 | 510 | 45001 |  |  | 0.62968
254301101 | WILSON 1101 | 2669 | Yosemite | 16.4785 | 5.2419 | #N/A | 1625 | 1 | 12kV | 3.3374 | 0 | 12.571 | 1.6 | 0 | 2.516 | 1 | 44 | 3660 | 306275 |  |  | 0.3138
255391103 | BONITA 1103 | 2670 | Yosemite | 44.0198 | 0.055762 | #N/A | 330 | 0 | 12kV | 3.3372 | 0 | 15.143 | 0.894 | 0 | 0.649 | 1 | 53 | 1953 | 283988 |  |  | 0.080967
024020403 | BELLE HAVEN 0403 | 2671 | Peninsula | 5.5076 | 2.949 | #N/A | 493 | 0 | 4.16kV | 3.3274 | 0 | 14 | 0.28 | 0 | 2.357 | 1 | 49 | 550 | 165659 |  |  | 0.29402
252711108 | KERMAN 1108 | 2672 | Fresno | 28.0946 | 13.7969 | #N/A | 1559 | 0 | 12kV | 3.3262 | 0 | 13.714 | 1.688 | 0 | 1.229 | 1 | 48 | 3757 | 451166 |  |  | 0.15335
082831104 | MILPITAS 1104 | 2673 | San Jose | 1.1952 | 5.5981 | #N/A | 1090 | 1 | 21kV | 3.319 | 0 | 10 | 0.337 | 0 | 6.258 | 1 | 35 | 720 | 126866 |  |  | 0.78049
042451101 | VALLEJO B 1101 | 2674 | North Bay | 16.3032 | 7.076 | #N/A | 3388 | 0 | 12kV | 3.3178 | 0 | 8.571 | 4.739 | 0 | 3.279 | 1 | 30 | 10338 | 1524287 |  |  | 0.40896
253491116 | LERDO 1116 | 2675 | Kern | 0 | 0 | #N/A | 0 | 0 | 12kV | 3.3158 |  |  | 0 | 0 | 16.579 |  |  | 0 | 0 |  |  | 2.0679
022700401 | SAN BRUNO 0401 | 2676 | Peninsula | 3.6083 | 0.21041 | #N/A | 979 | 0 | 4.16kV | 3.3144 | 0 | 12.571 | 0.438 | 0 | 3.563 | 1 | 44 | 923 | 181438 |  |  | 0.44446
022011162 | MISSION (X) 1162 | 2677 | San Francisco | 0 | 4.9367 | #N/A | 1080 | 0 | 12kV | 3.3142 | 0 | 16.571 | 0 | 0 |  | 1 | 58 | 0 | 0
022801130 | LARKIN (Y) 1130 | 2678 | San Francisco | 0 | 2.3703 | #N/A | 12 | 0 | 12kV | 3.3142 | 0 | 16.571 | 0 | 0 |  | 1 | 58 | 0 | 0
024190409 | SAN MATEO 0409 | 2679 | Peninsula | 3.121 | 0.83914 | #N/A | 953 | 0 | 4.16kV | 3.3132 | 0 | 10.286 | 2.341 | 0 | 3.939 | 1 | 36 | 5387 | 405855 |  |  | 0.49132
062061104 | DIXON 1104 | 2680 | Sacramento | 11.6481 | 4.6436 | #N/A | 565 | 1 | 12kV | 3.3128 | 0 | 12.286 | 2.7 | 0 | 1.578 | 1 | 43 | 6030 | 696591 |  |  | 0.19677
252821001 | OLD RIVER 1001 | 2681 | Kern | 0.0041889 | 0 | #N/A | 0 | 0 | 12kV | 3.3098 |  |  | 0 | 0 | 16.549 |  |  | 0 | 0 |  |  | 2.0641
252611104 | MIDWAY 1104 | 2682 | Kern | 44.5765 | 0.22499 | #N/A | 748 | 0 | 12kV | 3.3022 | 0 | 15.143 | 0.63 | 0 | 0.738 | 1 | 53 | 1332 | 256372 |  |  | 0.09207
022010402 | MISSION (X) 0402 | 2683 | San Francisco | 0 | 2.9666 | #N/A | 1425 | 0 | 4.16kV | 3.3012 |  | 14.857 | 1.649 | 0 |  |  | 52 | 3410 | 762609
012541114 | OAKLAND X 1114 | 2684 | East Bay | 5.0828 | 1.4342 | #N/A | 2667 | 0 | 12kV | 3.2996 | 0 | 9.143 | 3.33 | 0 | 4.025 | 1 | 32 | 7313 | 1010945 |  |  | 0.50201
083481102 | STELLING 1102 | 2685 | De Anza | 0.69216 | 1.9201 | #N/A | 12 | 0 | 12kV | 3.2978 | 0 | 14.571 | 0.001 | 0 | 1.917 | 1 | 51 | 1 | 979 |  |  | 0.23909
012980401 | WARD 0401 | 2686 | Mission | 4.4168 | 1.0911 | #N/A | 844 | 0 | 4.16kV | 3.2964 | 0 | 11.429 | 2.193 | 0 | 2.86 | 1 | 40 | 4565 | 976883 |  |  | 0.35674
103071104 | NORD 1104 | 2687 | North Valley | 50.5056 | 2.4648 | #N/A | 822 | 0 | 12kV | 3.278 | 0 | 13.143 | 2.317 | 0 | 0.93 | 1 | 46 | 5011 | 800166 |  |  | 0.11594
022260404 | SF L 0404 | 2688 | San Francisco | 0.79794 | 1.8719 | #N/A | 434 | 0 | 4.16kV | 3.2768 | 0 | 6.286 | 0.684 | 0 | 9.414 | 1 | 22 | 1542 | 158629 |  |  | 1.1742
022260409 | SF L 0409 | 2689 | San Francisco | 0.15009 | 1.7296 | #N/A | 163 | 0 | 4.16kV | 3.2758 | 0 | 7.143 | 0.148 | 0 | 9.088 | 1 | 25 | 313 | 58964 |  |  | 1.1335
153731102 | PLUMAS 1102 | 2690 | Sierra | 5.6275 | 6.7905 | #N/A | 792 | 0 | 12kV | 3.2698 | 0 | 13.714 | 0.859 | 0 | 1.776 | 1 | 48 | 1816 | 348391 |  |  | 0.22153
253801102 | ARVIN 1102 | 2691 | Kern | 17.6227 | 0.70934 | #N/A | 100 | 0 | 12kV | 3.2686 | 0 | 15.429 | 0.305 | 0 | 0.609 | 1 | 54 | 599 | 179812 |  |  | 0.075898
022090413 | SF G 0413 | 2692 | San Francisco | 0.97936 | 2.1099 | #N/A | 1084 | 0 | 4.16kV | 3.2674 | 0 | 9.429 | 1.299 | 0 | 5.609 | 1 | 33 | 2897 | 340638 |  |  | 0.6996
013660401 | PARSONS 0401 | 2693 | Mission | 1.3239 | 0.0076149 | #N/A | 379 | 0 | 4.16kV | 3.2672 | 0 | 13.143 | 0 | 0 | 3.193 | 1 | 46 | 0 | 0 |  |  | 0.3983
163120401 | COUNTRY CLUB 0401 | 2694 | Stockton | 2.105 | 0.53245 | #N/A | 285 | 0 | 4.16kV | 3.2612 | 0 | 12.857 | 0.16 | 0 | 3.289 | 1 | 45 | 360 | 36613 |  |  | 0.41024
083421109 | LAWRENCE 1109 | 2695 | De Anza | 1.9647 | 2.4881 | #N/A | 71 | 3 | 12kV | 3.26 | 0 | 14.857 | 0.002 | 0 | 1.441 | 1 | 52 | 5 | 1099 |  |  | 0.17973
253531103 | BOWLES 1103 | 2696 | Fresno | 31.309 | 3.6374 | #N/A | 1040 | 0 | 12kV | 3.2578 | 0 | 12.857 | 1.739 | 0 | 1.693 | 1 | 45 | 3824 | 521261 |  |  | 0.21122
012111113 | OAKLAND L 1113 | 2697 | East Bay | 0 | 2.2731 | #N/A | 70 | 0 | 12kV | 3.2572 |  | 16.286 | 0 | 0 |  |  | 57 | 0 | 0
022801115 | LARKIN (Y) 1115 | 2698 | San Francisco | 0 | 2.405 | #N/A | 14 | 0 | 12kV | 3.2572 |  | 16.286 | 0 | 0 |  |  | 57 | 0 | 0
022801132 | LARKIN (Y) 1132 | 2699 | San Francisco | 0 | 2.5137 | #N/A | 8 | 0 | 12kV | 3.2572 |  | 16.286 | 0 | 0 |  |  | 57 | 0 | 0
022871106 | EMBARCADERO (Z) 1106 | 2700 | San Francisco | 0 | 1.7074 | #N/A | 243 | 0 | 12kV | 3.2572 |  | 16.286 | 0 | 0 |  |  | 57 | 0 | 0
254101103 | CHOWCHILLA 1103 | 2701 | Yosemite | 45.0301 | 0.84248 | #N/A | 232 | 0 | 12kV | 3.2552 | 0 | 14.286 | 1.357 | 0 | 0.633 | 1 | 50 | 3024 | 357616 |  |  | 0.079015
253411102 | LAKEVIEW 1102 | 2702 | Kern | 54.6049 | 0.38965 | #N/A | 159 | 0 | 12kV | 3.2546 | 0 | 15.143 | 0.617 | 0 | 0.513 | 1 | 53 | 1269 | 294178 |  |  | 0.064048
254681102 | BLACKWELL 1102 | 2703 | Kern | 30.2521 | 0.18957 | #N/A | 127 | 2 | 12kV | 3.251 | 0 | 15.143 | 0.765 | 0 | 0.347 | 1 | 53 | 1654 | 264819 |  |  | 0.043292
083252101 | PAUL SWEET 2101 | 2704 | Central Coast | 18.6865 | 3.7171 | #N/A | 4542 | 0 | 21kV | 3.2506 | 0 | 7.714 | 4.526 | 0 | 4.013 | 1 | 27 | 9787 | 1564363 |  |  | 0.50056
253701112 | WESTPARK 1112 | 2705 | Kern | 6.924 | 1.1506 | #N/A | 947 | 0 | 12kV | 3.249 | 0 | 11.143 | 1.488 | 0 | 3.614 | 1 | 39 | 3125 | 628904 |  |  | 0.45078
012011116 | OAKLAND C 1116 | 2706 | East Bay | 2.4519 | 4.0612 | #N/A | 1965 | 0 | 12kV | 3.237 | 0 | 9.143 | 0.887 | 0 | 6.155 | 1 | 32 | 1776 | 480824 |  |  | 0.76776
162371102 | STOCKTON A 1102 | 2707 | Stockton | 6.462 | 2.6991 | #N/A | 602 | 1 | 12kV | 3.2336 | 0 | 12.286 | 0.777 | 0 | 3.105 | 1 | 43 | 1612 | 351696 |  |  | 0.38724
253951105 | COLUMBUS 1105 | 2708 | Kern | 16.0517 | 6.9857 | #N/A | 1062 | 0 | 12kV | 3.233 | 0 | 13.429 | 1.039 | 0 | 1.697 | 1 | 47 | 2237 | 371413 |  |  | 0.21164
083010402 | ARANA 0402 | 2709 | Central Coast | 2.9802 | 1.111 | #N/A | 658 | 0 | 4.16kV | 3.2326 | 0 | 9.714 | 1.796 | 0 | 4.653 | 1 | 34 | 4032 | 437171 |  |  | 0.5804
013240402 | WHITNEY 0402 | 2710 | Diablo | 1.7946 | 1.011 | #N/A | 347 | 0 | 4.16kV | 3.2262 | 0 | 11.143 | 0.138 | 0 | 4.85 | 1 | 39 | 243 | 115931 |  |  | 0.60498
182381103 | DOLAN ROAD 1103 | 2711 | Central Coast | 5.3377 | 0.71552 | #N/A | 207 | 2 | 12kV | 3.2168 | 0 | 14 | 0.505 | 0 | 1.579 | 1 | 49 | 1110 | 151906 |  |  | 0.19689
022010401 | MISSION (X) 0401 | 2712 | San Francisco | 1.6337 | 0.90665 | #N/A | 1342 | 0 | 4.16kV | 3.214 | 0 | 10.857 | 0.626 | 0 | 4.587 | 1 | 38 | 1394 | 164908 |  |  | 0.57214
103241101 | PEACHTON 1101 | 2713 | North Valley | 68.8956 | 0.14035 | #N/A | 859 | 0 | 12kV | 3.2126 | 0 | 11.714 | 3.59 | 0 | 0.759 | 1 | 41 | 7872 | 1104317 |  |  | 0.094675
013030402 | BANCROFT 0402 | 2714 | East Bay | 4.5674 | 0.41612 | 1.0716 | 975 | 0 | 4.16kV | 3.2068 | 0 | 12.857 | 0.088 | 0 | 3.089 | 1 | 45 | 180 | 44381 |  |  | 0.38529
255371116 | ORO LOMA 1116 | 2715 | Yosemite | 24.2031 | 0.7408 | #N/A | 102 | 0 | 12kV | 3.204 | 0 | 15.429 | 0.191 | 0 | 0.4 | 1 | 54 | 397 | 84567 |  |  | 0.04988
063321101 | WINTERS 1101 | 2716 | Sacramento | 13.0125 | 1.7542 | #N/A | 376 | 0 | 12kV | 3.2038 | 0 | 13.429 | 1.347 | 0 | 1.243 | 1 | 47 | 3000 | 356265 |  |  | 0.15507
254541103 | GANSO 1103 | 2717 | Kern | 49.1647 | 1.1357 | #N/A | 161 | 0 | 12kV | 3.203 | 0 | 15.143 | 0.46 | 0 | 0.412 | 1 | 53 | 973 | 184276 |  |  | 0.051395
013560401 | SARANAP 0401 | 2718 | Diablo | 2.4568 | 1.1265 | #N/A | 460 | 0 | 4.16kV | 3.2028 | 0 | 12.571 | 0.098 | 0 | 3.345 | 1 | 44 | 199 | 50523 |  |  | 0.41722
013520401 | MAPLE 0401 | 2719 | East Bay | 3.699 | 0.052843 | #N/A | 1118 | 0 | 4.16kV | 3.202 | 0 | 10.857 | 1.887 | 0 | 3.266 | 1 | 38 | 4303 | 375359 |  |  | 0.40742
022801112 | LARKIN (Y) 1112 | 2720 | San Francisco | 0 | 2.3157 | #N/A | 24 | 0 | 12kV | 3.2008 |  | 16 | 0.004 | 0 |  |  | 56 | 8 | 3344
182541102 | ATASCADERO 1102 | 2721 | Los Padres | 12.1132 | 4.2011 | #N/A | 1431 | 0 | 12kV | 3.2008 |  | 12.286 | 0.657 | 0 | 3.061 |  | 43 | 1461 | 177016 |  |  | 0.38176
012111114 | OAKLAND L 1114 | 2722 | East Bay | 0 | 2.3505 | #N/A | 78 | 0 | 12kV | 3.2 | 0 | 16 | 0 | 0 |  | 1 | 56 | 0 | 0
022871111 | EMBARCADERO (Z) 1111 | 2723 | San Francisco | 0 | 2.5161 | #N/A | 45 | 0 | 12kV | 3.2 | 0 | 16 | 0 | 0 |  | 1 | 56 | 0 | 0
022873404 | EMBARCADERO (Z) 3404 | 2724 | San Francisco | 0 | 1.8746 | #N/A | 21 | 0 | 34.5kV | 3.2 |  | 16 | 0 | 0 |  |  | 56 | 0 | 0
022873410 | EMBARCADERO (Z) 3410 | 2725 | San Francisco | 0 | 3.1555 | #N/A | 101 | 0 | 34.5kV | 3.2 |  | 16 | 0 | 0 |  |  | 56 | 0 | 0
083892101 | MONTAGUE 2101 | 2726 | San Jose | 0.87112 | 7.2264 | #N/A | 365 | 0 | 21kV | 3.1954 | 0 | 13.143 | 0.112 | 0 | 2.722 | 1 | 46 | 228 | 57423 |  |  | 0.33955
254402105 | TWISSELMAN 2105 | 2727 | Kern | 87.32 | 0.37525 | #N/A | 153 | 2 | 21kV | 3.195 | 0 | 15.143 | 0.592 | 0 | 0.24 | 1 | 53 | 1242 | 252200 |  |  | 0.029979
013761102 | MT EDEN 1102 | 2728 | Mission | 6.5212 | 4.9428 | #N/A | 1818 | 2 | 12kV | 3.1914 | 0 | 9.429 | 2.604 | 0 | 3.924 | 1 | 33 | 6061 | 367083 |  |  | 0.48948
042042104 | NORTH TOWER 2104 | 2729 | North Bay | 4.2092 | 0.53851 | #N/A | 0 | 0 | 21kV | 3.1872 | 0 | 15.143 | 0.084 | 0 | 0.709 | 1 | 53 | 189 | 19629 |  |  | 0.088476
182090402 | MONTEREY 0402 | 2730 | Central Coast | 4.2556 | 1.06 | 0.7655 | 913 | 0 | 4.16kV | 3.1862 | 0 | 12.286 | 0.208 | 0 | 3.437 | 1 | 43 | 421 | 107110 |  |  | 0.42875
062081102 | ARBUCKLE 1102 | 2731 | Sacramento | 51.8911 | 0.2404 | #N/A | 630 | 0 | 12kV | 3.1852 | 0 | 12.857 | 2.317 | 0 | 0.752 | 1 | 45 | 5163 | 612619 |  |  | 0.093849
012240402 | HAYWARD O 0402 | 2732 | Mission | 3.6831 | 0.19901 | #N/A | 989 | 0 | 4.16kV | 3.185 | 0 | 12.286 | 0.345 | 0 | 3.294 | 1 | 43 | 823 | 23420 |  |  | 0.41086
252821101 | OLD RIVER 1101 | 2733 | Kern | 41.4084 | 1.3914 | #N/A | 127 | 2 | 12kV | 3.1836 | 0 | 14.857 | 0.511 | 0 | 0.55 | 1 | 52 | 1082 | 205267 |  |  | 0.068621
163121104 | COUNTRY CLUB 1104 | 2734 | Stockton | 7.1835 | 2.539 | #N/A | 1161 | 0 | 12kV | 3.1822 | 0 | 11.714 | 0.691 | 0 | 3.506 | 1 | 41 | 1465 | 274037 |  |  | 0.43725
253931104 | GATES 1104 | 2735 | Fresno | 25.0208 | 0.42185 | #N/A | 89 | 1 | 12kV | 3.1814 | 0 | 14.857 | 0.493 | 0 | 0.557 | 1 | 52 | 1078 | 156496 |  |  | 0.069499
253481103 | WHEELER RIDGE 1103 | 2736 | Kern | 39.7428 | 0.080752 | #N/A | 193 | 0 | 12kV | 3.179 | 0 | 14.857 | 0.504 | 0 | 0.534 | 1 | 52 | 1068 | 201396 |  |  | 0.066579
102051101 | CHICO A 1101 | 2737 | North Valley | 8.1032 | 0.49223 | #N/A | 1392 | 4 | 12kV | 3.1762 | 0 | 10.286 | 2.185 | 0 | 3.41 | 1 | 36 | 4767 | 701206 |  |  | 0.42538
182461101 | BORONDA 1101 | 2738 | Central Coast | 7.9129 | 2.8222 | #N/A | 748 | 0 | 12kV | 3.172 | 0 | 12.286 | 1.319 | 0 | 2.255 | 1 | 43 | 1926 | 1602415 |  |  | 0.28123
012330403 | MIRA VISTA 0403 | 2739 | East Bay | 7.109 | 0.30541 | #N/A | 1356 | 0 | 4.16kV | 3.1708 | 0 | 12.571 | 0.414 | 0 | 2.869 | 1 | 44 | 848 | 202571 |  |  | 0.35783
062021101 | COLUSA 1101 | 2740 | Sacramento | 44.8479 | 1.1266 | #N/A | 866 | 5 | 12kV | 3.17 | 0 | 14 | 0.93 | 0 | 0.92 | 1 | 49 | 1940 | 409374 |  |  | 0.11479
022781201 | MARINA (F) 1201 | 2741 | San Francisco | 0 | 1.6292 | #N/A | 0 | 0 | 12kV | 3.1634 | 10.103 | 5.714 | 0 | 0 |  | 11.2183 | 20 | 0 | 0
163191714 | RIVERBANK 1714 | 2742 | Yosemite | 33.8518 | 7.3934 | #N/A | 1998 | 0 | 17kV | 3.163 | 0 | 12.286 | 1.531 | 0 | 1.998 | 1 | 43 | 3449 | 358898 |  |  | 0.24923
022260401 | SF L 0401 | 2743 | San Francisco | 2.4713 | 2.7016 | #N/A | 887 | 0 | 4.16kV | 3.1558 | 0 | 10.571 | 0.493 | 0 | 4.715 | 1 | 37 | 1055 | 182730 |  |  | 0.58815
152901102 | OLIVEHURST 1102 | 2744 | Sierra | 6.0203 | 4.6613 | #N/A | 1228 | 0 | 12kV | 3.148 | 0 | 10.571 | 1.707 | 0 | 3.462 | 1 | 37 | 3651 | 640341 |  |  | 0.43182
022780408 | MARINA (F) 0408 | 2745 | San Francisco | 0.5469 | 0.59185 | #N/A | 422 | 0 | 4.16kV | 3.1478 | 0 | 11.143 | 0.047 | 0 | 4.549 | 1 | 39 | 82 | 39772 |  |  | 0.56734
083802117 | TRIMBLE 2117 | 2746 | San Jose | 0 | 6.1604 | #N/A | 22 | 2 | 21kV | 3.1476 | 0 | 15.714 | 0.024 | 0 |  | 1 | 55 | 56 | 4434
012221105 | NEWARK 1105 | 2747 | Mission | 1.6019 | 7.3651 | #N/A | 308 | 0 | 12kV | 3.146 | 0 | 12.857 | 0.139 | 0 | 2.734 | 1 | 45 | 285 | 66489 |  |  | 0.341
012111111 | OAKLAND L 1111 | 2748 | East Bay | 0 | 2.2028 | #N/A | 47 | 0 | 12kV | 3.1458 |  | 15.714 | 0.015 | 0 |  |  | 55 | 30 | 8616
254401104 | TWISSELMAN 1104 | 2749 | Kern | 0.0067178 | 0.092744 | #N/A | 0 | 1 | 12kV | 3.1432 |  |  | 0 | 0 | 15.716 |  |  | 0 | 0 |  |  | 1.9603
022873401 | EMBARCADERO (Z) 3401 | 2750 | San Francisco | 0 | 2.0759 | #N/A | 114 | 0 | 34.5kV | 3.1428 |  | 15.714 | 0 | 0 |  |  | 55 | 0 | 0
022873408 | EMBARCADERO (Z) 3408 | 2751 | San Francisco | 0 | 1.8937 | #N/A | 62 | 0 | 34.5kV | 3.1428 |  | 15.714 | 0 | 0 |  |  | 55 | 0 | 0
255371118 | ORO LOMA 1118 | 2752 | Yosemite | 42.7008 | 0.45903 | #N/A | 133 | 1 | 12kV | 3.1424 | 0 | 14.857 | 0.436 | 0 | 0.419 | 1 | 52 | 954 | 136684 |  |  | 0.052255
022090403 | SF G 0403 | 2753 | San Francisco | 0.71211 | 1.5859 | #N/A | 922 | 0 | 4.16kV | 3.141 | 0 | 7.714 | 0.901 | 0 | 7.09 | 1 | 27 | 1961 | 295234 |  |  | 0.88432
062701104 | CORDELIA 1104 | 2754 | Sacramento | 61.4969 | 7.0487 | #N/A | 328 | 5 | 12kV | 3.1352 | 0 | 13.714 | 1.61 | 0 | 0.352 | 1 | 48 | 3034 | 1109897 |  |  | 0.043853
012011121 | OAKLAND C 1121 | 2755 | East Bay | 1.8982 | 2.1507 | #N/A | 885 | 1 | 12kV | 3.133 | 0 | 10.286 | 0.35 | 0 | 5.029 | 1 | 36 | 689 | 206342 |  |  | 0.62727
252461103 | FAMOSO 1103 | 2756 | Kern | 37.2684 | 1.9031 | #N/A | 179 | 2 | 12kV | 3.1326 | 0 | 14.571 | 0.591 | 0 | 0.501 | 1 | 51 | 1259 | 227477 |  |  | 0.062459
254401101 | TWISSELMAN 1101 | 2757 | Kern | 0.010299 | 0 | #N/A | 0 | 1 | 12kV | 3.1324 |  |  | 0 | 0 | 15.662 |  |  | 0 | 0 |  |  | 1.9535
253981102 | EL PECO 1102 | 2758 | Yosemite | 51.6202 | 0.45492 | #N/A | 275 | 0 | 12kV | 3.1306 | 0 | 14.571 | 0.537 | 0 | 0.545 | 1 | 51 | 1203 | 133811 |  |  | 0.067972
102050401 | CHICO A 0401 | 2759 | North Valley | 2.1977 | 0.046585 | #N/A | 442 | 0 | 4.16kV | 3.1298 | 0 | 12.857 | 0.195 | 0 | 2.597 | 1 | 45 | 443 | 40294 |  |  | 0.32388
012541107 | OAKLAND X 1107 | 2760 | East Bay | 12.7403 | 5.3474 | #N/A | 3326 | 0 | 12kV | 3.1292 | 0 | 10.571 | 1.052 | 0 | 4.023 | 1 | 37 | 2184 | 474717 |  |  | 0.50175
253911105 | LAMONT 1105 | 2761 | Kern | 37.0881 | 0.71287 | #N/A | 341 | 2 | 12kV | 3.124 | 0 | 14 | 0.909 | 0 | 0.711 | 1 | 49 | 1981 | 293635 |  |  | 0.088709
022490402 | YOSEMITE 0402 | 2762 | San Francisco | 2.4007 | 0.56537 | #N/A | 865 | 0 | 4.16kV | 3.1232 | 0 | 10.857 | 0.363 | 0 | 4.396 | 1 | 38 | 722 | 202809 |  |  | 0.54827
254291104 | WELLFIELD 1104 | 2763 | Kern | 5.2691 | 0.031322 | #N/A | 17 | 0 | 12kV | 3.121 | 0 | 15.143 | 0.031 | 0 | 0.431 | 1 | 53 | 59 | 19381 |  |  | 0.053734
083450402 | OPAL CLIFFS 0402 | 2764 | Central Coast | 2.4594 | 2.3376 | #N/A | 874 | 0 | 4.16kV | 3.1148 | 0 | 11.429 | 0.131 | 0 | 4.014 | 1 | 40 | 247 | 91047 |  |  | 0.50071
083421108 | LAWRENCE 1108 | 2765 | De Anza | 0.97254 | 3.17 | #N/A | 747 | 0 | 12kV | 3.1086 | 0 | 8.286 | 0.784 | 0 | 6.473 | 1 | 29 | 1596 | 392431 |  |  | 0.80735
014722106 | DIXON LANDING 2106 | 2766 | Mission | 0 | 6.9196 | #N/A | 65 | 9 | 21kV | 3.0994 |  | 12.286 | 3.211 | 0 |  |  | 43 | 6991 | 1049220
024110403 | HILLSDALE 0403 | 2767 | Peninsula | 3.4241 | 0.40288 | #N/A | 770 | 0 | 4.16kV | 3.0948 | 0 | 11.143 | 0.793 | 0 | 3.538 | 1 | 39 | 1848 | 109454 |  |  | 0.44123
022260407 | SF L 0407 | 2768 | San Francisco | 0.5456 | 0.81355 | #N/A | 21 | 1 | 4.16kV | 3.0942 | 0 | 9.143 | 0.011 | 0 | 6.317 | 1 | 32 | 23 | 6149 |  |  | 0.78787
252771104 | MAGUNDEN 1104 | 2769 | Kern | 5.189 | 1.6897 | #N/A | 681 | 0 | 12kV | 3.0928 | 0 | 5.143 | 7.133 | 0 | 3.188 | 1 | 18 | 16071 | 1664512 |  |  | 0.39763
013310402 | RUSSELL 0402 | 2770 | East Bay | 3.3348 | 0.29511 | #N/A | 1255 | 0 | 4.16kV | 3.0926 | 0 | 8.571 | 2.978 | 0 | 3.914 | 1 | 30 | 6484 | 973065 |  |  | 0.48814
024181102 | SAN CARLOS 1102 | 2771 | Peninsula | 0.39074 | 2.0443 | #N/A | 150 | 1 | 12kV | 3.0888 | 0 | 7.714 | 0.041 | 0 | 7.689 | 1 | 27 | 96 | 5175 |  |  | 0.95908
012041203 | OAKLAND D 1203 | 2772 | East Bay | 0 | 3.4586 | #N/A | 0 | 0 | 12kV | 3.0858 | 0 | 15.429 | 0 | 0 |  | 1 | 54 | 0 | 0
013532227 | LAKEWOOD 2227 | 2773 | Diablo | 7.9197 | 4.7735 | #N/A | 1281 | 2 | 21kV | 3.0846 | 0 | 10.286 | 1.752 | 0 | 3.385 | 1 | 36 | 3855 | 521892 |  |  | 0.42215
022280403 | SF N 0403 | 2774 | San Francisco | 2.5146 | 1.7167 | #N/A | 838 | 0 | 4.16kV | 3.0798 | 0 | 8.857 | 1.041 | 0 | 5.501 | 1 | 31 | 2367 | 216296 |  |  | 0.68611
163801704 | RIPON 1704 | 2775 | Stockton | 58.9839 | 1.1284 | #N/A | 686 | 0 | 17kV | 3.0762 | 0 | 7.714 | 6.669 | 0 | 0.998 | 1 | 27 | 14572 | 2117992 |  |  | 0.12446
252681106 | HENRIETTA 1106 | 2776 | Fresno | 44.4634 | 0.36086 | #N/A | 139 | 3 | 12kV | 3.0662 | 0 | 14 | 0.906 | 0 | 0.425 | 1 | 49 | 1984 | 282021 |  |  | 0.052997
022031121 | POTRERO PP (A) 1121 | 2777 | San Francisco | 0.16609 | 0.32173 | #N/A | 0 | 2 | 12kV | 3.0606 | 0 | 6.857 | 0 | 0 | 8.446 | 1 | 24 | 0 | 0 |  |  | 1.0534
083892108 | MONTAGUE 2108 | 2778 | San Jose | 0.92681 | 9.0195 | #N/A | 2380 | 3 | 21kV | 3.0588 | 0 | 8 | 3.315 | 0 | 3.979 | 1 | 28 | 7230 | 1069533 |  |  | 0.49635
252451101 | EL NIDO 1101 | 2779 | Yosemite | 57.0942 | 0.077216 | #N/A | 452 | 0 | 12kV | 3.0578 | 0 | 13.714 | 0.958 | 0 | 0.617 | 1 | 48 | 2078 | 323763 |  |  | 0.076905
012660403 | BERKELEY T 0403 | 2780 | East Bay | 0.85732 | 0.15922 | #N/A | 600 | 0 | 4.16kV | 3.0566 | 0 | 7.714 | 0.4 | 0 | 7.169 | 1 | 27 | 866 | 137176 |  |  | 0.89419
252732104 | KETTLEMAN HILLS 2104 | 2781 | Fresno | 27.8933 | 1.6912 | #N/A | 1020 | 0 | 12kV | 3.0496 | 0 | 12.857 | 1.671 | 0 | 0.72 | 1 | 45 | 3836 | 301320 |  |  | 0.089765
012221104 | NEWARK 1104 | 2782 | Mission | 0.26405 | 9.8208 | #N/A | 564 | 1 | 12kV | 3.0464 | 0 | 13.143 | 0.309 | 0 | 1.78 | 1 | 46 | 650 | 130456 |  |  | 0.22197
102841102 | ANITA 1102 | 2783 | North Valley | 35.8101 | 0.010316 | #N/A | 214 | 0 | 12kV | 3.0428 | 0 | 14.286 | 0.361 | 0 | 0.567 | 1 | 50 | 748 | 165535 |  |  | 0.070679
254501102 | CHARCA 1102 | 2784 | Kern | 49.4575 | 0.3448 | #N/A | 345 | 2 | 12kV | 3.0424 | 0 | 14 | 0.667 | 0 | 0.545 | 1 | 49 | 1498 | 161751 |  |  | 0.067947
252081106 | TAFT 1106 | 2785 | Kern | 7.1689 | 3.6877 | #N/A | 396 | 0 | 12kV | 3.0406 | 0 | 7.714 | 5.409 | 0 | 2.08 | 1 | 27 | 12445 | 943199 |  |  | 0.25948
083801110 | TRIMBLE 1110 | 2786 | San Jose | 0.65973 | 4.2386 | #N/A | 20 | 2 | 12kV | 3.0368 | 0 | 12 | 0.05 | 0 | 3.134 | 1 | 42 | 86 | 43921 |  |  | 0.39086
252081103 | TAFT 1103 | 2787 | Kern | 27.4261 | 0.54794 | #N/A | 1530 | 4 | 12kV | 3.0326 | 0 | 13.143 | 0.834 | 0 | 1.186 | 1 | 46 | 1932 | 130371 |  |  | 0.14789
022871102 | EMBARCADERO (Z) 1102 | 2788 | San Francisco | 0 | 1.7784 | #N/A | 816 | 0 | 12kV | 3.0286 |  | 15.143 | 0 | 0 |  |  | 53 | 0 | 0
013210401 | BROOKSIDE 0401 | 2789 | East Bay | 3.7094 | 0.29704 | #N/A | 949 | 0 | 4.16kV | 3.023 | 0 | 9.429 | 2 | 0 | 3.686 | 1 | 33 | 4221 | 818065 |  |  | 0.45975
252461105 | FAMOSO 1105 | 2790 | Kern | 10.0041 | 0.10967 | #N/A | 33 | 4 | 12kV | 3.0226 | 0 | 14.571 | 0.032 | 0 | 0.51 | 1 | 51 | 73 | 7759 |  |  | 0.063626
022400401 | JUDAH 0401 | 2791 | San Francisco | 3.684 | 0.32764 | #N/A | 2049 | 0 | 4.16kV | 3.0158 | 10.103 |  | 0.695 | 0 | 4.281 | 11.2183 |  | 1396 | 373037 |  |  | 0.53394
253371101 | BAKERSFIELD 1101 | 2792 | Kern | 7.813 | 1.2871 | #N/A | 943 | 0 | 12kV | 3.0144 | 0 | 10.571 | 1.783 | 0 | 2.718 | 1 | 37 | 4010 | 425289 |  |  | 0.33902
012040407 | OAKLAND D 0407 | 2793 | East Bay | 0.33075 | 2.1803 | #N/A | 175 | 0 | 4.16kV | 3.0124 | 0 | 7.714 | 0.072 | 0 | 7.276 | 1 | 27 | 126 | 62149 |  |  | 0.90753
022090412 | SF G 0412 | 2794 | San Francisco | 1.1007 | 1.0666 | #N/A | 945 | 0 | 4.16kV | 3.0014 | 0 | 10.571 | 0.219 | 0 | 4.217 | 1 | 37 | 380 | 192002 |  |  | 0.52594
022440401 | LAWNDALE 0401 | 2795 | Peninsula | 4.875 | 0.66909 | #N/A | 944 | 0 | 4.16kV | 2.9954 | 0 | 8.571 | 3.208 | 0 | 3.198 | 1 | 30 | 6910 | 1142815 |  |  | 0.39894
012060403 | BERKELEY F 0403 | 2796 | East Bay | 2.1371 | 0.74506 | #N/A | 1262 | 0 | 4.16kV | 2.9952 | 0 | 9.714 | 0.098 | 0 | 5.164 | 1 | 34 | 183 | 69974 |  |  | 0.64415
252891114 | SCHINDLER 1114 | 2797 | Fresno | 61.7983 | 0.73647 | #N/A | 295 | 0 | 12kV | 2.9884 | 0 | 13.429 | 1.027 | 0 | 0.486 | 1 | 47 | 2229 | 345831 |  |  | 0.060556
252951106 | TULARE LAKE 1106 | 2798 | Fresno | 51.8874 | 0.5154 | #N/A | 132 | 0 | 12kV | 2.9788 | 0 | 13.714 | 0.869 | 0 | 0.311 | 1 | 48 | 1855 | 330597 |  |  | 0.038851
024031111 | BELMONT 1111 | 2799 | Peninsula | 0 | 5.505 | #N/A | 56 | 0 | 12kV | 2.9774 |  | 14.857 | 0.03 | 0 |  |  | 52 | 67 | 7711
022221107 | SF J 1107 | 2800 | San Francisco | 0 | 2.3829 | #N/A | 0 | 1 | 12kV | 2.9718 |  | 14.857 | 0.002 | 0 |  |  | 52 | 4 | 1021
013681104 | EDES 1104 | 2801 | East Bay | 0 | 1.619 | #N/A | 0 | 0 | 12kV | 2.9714 | 0 | 14.857 | 0 | 0 |  | 1 | 52 | 0 | 0
253551105 | SMYRNA 1105 | 2802 | Kern | 49.9985 | 0.19539 | #N/A | 129 | 1 | 12kV | 2.9696 | 0 | 14 | 0.34 | 0 | 0.508 | 1 | 49 | 719 | 137895 |  |  | 0.063408
252861103 | RIO BRAVO 1103 | 2803 | Kern | 26.6663 | 0.85267 | #N/A | 159 | 1 | 12kV | 2.9686 | 0 | 13.714 | 0.542 | 0 | 0.587 | 1 | 48 | 1182 | 174559 |  |  | 0.073209
162370406 | STOCKTON A 0406 | 2804 | Stockton | 1.0717 | 0.068242 | #N/A | 178 | 0 | 4.16kV | 2.9668 | 0 | 10 | 0.24 | 0 | 4.594 | 1 | 35 | 497 | 110329 |  |  | 0.57306
022070409 | SF E 0409 | 2805 | San Francisco | 1.8118 | 1.6929 | #N/A | 930 | 0 | 4.16kV | 2.9552 | 0 | 10.286 | 1.344 | 0 | 3.146 | 1 | 36 | 3079 | 249496 |  |  | 0.39235
252891110 | SCHINDLER 1110 | 2806 | Fresno | 48.045 | 0.89211 | #N/A | 227 | 3 | 12kV | 2.9476 | 0 | 13.429 | 0.775 | 0 | 0.534 | 1 | 47 | 1705 | 230401 |  |  | 0.066548
013460402 | SAN LORENZO 0402 | 2807 | Mission | 3.8712 | 0.11045 | #N/A | 740 | 0 | 4.16kV | 2.9304 | 0 | 11.429 | 0.408 | 0 | 2.815 | 1 | 40 | 857 | 172419 |  |  | 0.35114
163091102 | CARBONA 1102 | 2808 | Stockton | 1.9333 | 11.097 | #N/A | 1101 | 1 | 12kV | 2.93 | 0 | 13.143 | 0.297 | 0 | 1.21 | 1 | 46 | 669 | 70906 |  |  | 0.15087
012060411 | BERKELEY F 0411 | 2809 | East Bay | 4.4134 | 0.49119 | #N/A | 1328 | 0 | 4.16kV | 2.927 | 0 | 10.286 | 1.193 | 0 | 3.156 | 1 | 36 | 2647 | 329755 |  |  | 0.39367
102121102 | HAMILTON A 1102 | 2810 | North Valley | 32.7367 | 1.3079 | #N/A | 525 | 1 | 12kV | 2.9252 | 0 | 12.571 | 1.493 | 0 | 0.562 | 1 | 44 | 3449 | 242386 |  |  | 0.070096
254291102 | WELLFIELD 1102 | 2811 | Kern | 38.6761 | 0.17262 | #N/A | 177 | 1 | 12kV | 2.9234 | 0 | 13.429 | 0.629 | 0 | 0.559 | 1 | 47 | 1373 | 201150 |  |  | 0.069697
252361112 | SAN JOAQUIN 1112 | 2812 | Fresno | 41.3702 | 2.46 | #N/A | 512 | 1 | 12kV | 2.921 | 0 | 12.857 | 1.001 | 0 | 0.747 | 1 | 45 | 2276 | 207529 |  |  | 0.093184
022871103 | EMBARCADERO (Z) 1103 | 2813 | San Francisco | 0 | 2.3338 | #N/A | 27 | 0 | 12kV | 2.9142 |  | 14.571 | 0 | 0 |  |  | 51 | 0 | 0
252361108 | SAN JOAQUIN 1108 | 2814 | Fresno | 40.2788 | 2.648 | #N/A | 742 | 0 | 12kV | 2.9138 | 0 | 10.857 | 2.916 | 0 | 0.796 | 1 | 38 | 6184 | 1157336 |  |  | 0.099307
062771102 | WILKINS SLOUGH 1102 | 2815 | Sacramento | 54.3461 | 0.17078 | #N/A | 318 | 0 | 12kV | 2.9126 | 0 | 13.143 | 0.991 | 0 | 0.429 | 1 | 46 | 2110 | 382228 |  |  | 0.053491
253191104 | SAN BERNARD 1104 | 2816 | Kern | 16.5527 | 0.088473 | #N/A | 99 | 0 | 12kV | 2.9122 | 0 | 13.429 | 0.361 | 0 | 0.771 | 1 | 47 | 721 | 199271 |  |  | 0.096177
013532111 | LAKEWOOD 2111 | 2817 | Diablo | 2.2868 | 5.1722 | #N/A | 1042 | 0 | 21kV | 2.9036 | 0 | 8 | 1.738 | 0 | 4.78 | 1 | 28 | 3905 | 418197 |  |  | 0.59615
062021103 | COLUSA 1103 | 2818 | Sacramento | 46.4042 | 0.67002 | #N/A | 326 | 0 | 12kV | 2.9028 | 0 | 12.857 | 1.079 | 0 | 0.578 | 1 | 45 | 2281 | 436698 |  |  | 0.072089
082261104 | SAN JOSE B 1104 | 2819 | San Jose | 0.49437 | 4.903 | #N/A | 406 | 0 | 12kV | 2.9016 | 0 | 10 | 0.03 | 0 | 4.478 | 1 | 35 | 56 | 20550 |  |  | 0.55849
013471120 | RICHMOND R 1120 | 2820 | East Bay | 2.9745 | 1.3106 | #N/A | 148 | 3 | 12kV | 2.901 | 0 | 10 | 1.15 | 0 | 3.355 | 1 | 35 | 2596 | 262180 |  |  | 0.4185
083421113 | LAWRENCE 1113 | 2821 | De Anza | 0.61162 | 4.6131 | #N/A | 463 | 1 | 12kV | 2.9004 | 0 | 10.286 | 0.086 | 0 | 4.13 | 1 | 36 | 175 | 44205 |  |  | 0.51511
024181101 | SAN CARLOS 1101 | 2822 | Peninsula | 1.5466 | 2.6677 | #N/A | 353 | 0 | 12kV | 2.8932 | 0 | 9.429 | 0.236 | 0 | 4.801 | 1 | 33 | 524 | 65348 |  |  | 0.59887
152061104 | ROCKLIN 1104 | 2823 | Sierra | 3.2956 | 3.5254 | #N/A | 689 | 0 | 12kV | 2.8822 | 0 | 9.714 | 0.272 | 0 | 4.425 | 1 | 34 | 620 | 53369 |  |  | 0.55193
252301104 | CAMDEN 1104 | 2824 | Fresno | 67.4086 | 0.45603 | #N/A | 662 | 0 | 12kV | 2.8812 | 0 | 10.857 | 2.724 | 0 | 0.825 | 1 | 38 | 6012 | 790362 |  |  | 0.10289
254201103 | GOOSE LAKE 1103 | 2825 | Kern | 72.1717 | 0.16253 | #N/A | 148 | 1 | 12kV | 2.8778 | 0 | 13.714 | 0.371 | 0 | 0.304 | 1 | 48 | 780 | 154404 |  |  | 0.03794
042120413 | PETALUMA A 0413 | 2826 | Sonoma | 2.3502 | 0.62732 | #N/A | 582 | 0 | 4.16kV | 2.8766 | 0 | 10 | 0.192 | 0 | 4.191 | 1 | 35 | 385 | 103856 |  |  | 0.52271
182601102 | OCEANO 1102 | 2827 | Los Padres | 53.5371 | 18.2248 | 36.4985 | 2686 | 0 | 12kV | 2.8762 | 0 | 10.286 | 2.437 | 0 | 1.658 | 1 | 36 | 5108 | 1042225 |  |  | 0.20674
163301109 | HAMMER 1109 | 2828 | Stockton | 3.8633 | 4.67 | #N/A | 1164 | 0 | 12kV | 2.875 | 0 | 10 | 0.78 | 0 | 3.595 | 1 | 35 | 1639 | 328561 |  |  | 0.44841
182031101 | KING CITY 1101 | 2829 | Central Coast | 6.8907 | 2.9067 | #N/A | 1654 | 0 | 12kV | 2.8694 | 0 | 8 | 2.384 | 0 | 3.963 | 1 | 28 | 5156 | 823287 |  |  | 0.49424
012520402 | RICHMOND Q 0402 | 2830 | East Bay | 3.6082 | 0.24165 | #N/A | 726 | 0 | 4.16kV | 2.8676 | 0 | 8.857 | 1.562 | 0 | 3.919 | 1 | 31 | 3654 | 196520 |  |  | 0.48875
022480402 | CASTRO 0402 | 2831 | San Francisco | 2.6213 | 1.779 | #N/A | 1081 | 0 | 4.16kV | 2.8626 | 0 | 8.571 | 1.51 | 0 | 4.232 | 1 | 30 | 3268 | 519376 |  |  | 0.5279
013460401 | SAN LORENZO 0401 | 2832 | Mission | 4.368 | 0.11696 | #N/A | 768 | 0 | 4.16kV | 2.8584 | 0 | 11.429 | 0.375 | 0 | 2.488 | 1 | 40 | 807 | 134122 |  |  | 0.31031
163220401 | STOCKTON ACRES 0401 | 2833 | Stockton | 2.3573 | 0 | #N/A | 332 | 0 | 4.16kV | 2.8584 | 0 | 10.857 | 0.417 | 0 | 3.018 | 1 | 38 | 808 | 260643 |  |  | 0.37643
022873405 | EMBARCADERO (Z) 3405 | 2834 | San Francisco | 0 | 1.5754 | #N/A | 28 | 0 | 34.5kV | 2.8572 |  | 14.286 | 0 | 0 |  |  | 50 | 0 | 0
083631110 | WHISMAN 1110 | 2835 | De Anza | 1.9806 | 5.7268 | #N/A | 815 | 0 | 12kV | 2.8488 | 0 | 7.429 | 0.898 | 0 | 5.917 | 1 | 26 | 2023 | 210288 |  |  | 0.73804
252171116 | CORCORAN 1116 | 2836 | Fresno | 67.1305 | 1.4352 | #N/A | 430 | 1 | 12kV | 2.8424 | 0 | 12.286 | 1.342 | 0 | 0.584 | 1 | 43 | 2903 | 463123 |  |  | 0.072871
253401102 | HAMMONDS 1102 | 2837 | Yosemite | 43.6823 | 0.12392 | #N/A | 158 | 1 | 12kV | 2.834 | 0 | 13.714 | 0.156 | 0 | 0.3 | 1 | 48 | 325 | 67755 |  |  | 0.037378
102650401 | CHICO C 0401 | 2838 | North Valley | 2.7739 | 0.0078519 | #N/A | 426 | 0 | 4.16kV | 2.8334 | 0 | 11.429 | 0.053 | 0 | 2.685 | 1 | 40 | 113 | 19577 |  |  | 0.33494
063642109 | PEABODY 2109 | 2839 | Sacramento | 2.4091 | 2.8419 | #N/A | 0 | 1 | 21kV | 2.8296 | 0 | 13.143 | 0.236 | 0 | 0.769 | 1 | 46 | 185 | 483994 |  |  | 0.09594
012540402 | OAKLAND X 0402 | 2840 | East Bay | 1.7684 | 0.98798 | #N/A | 172 | 0 | 4.16kV | 2.8276 | 0 | 10.286 | 0.025 | 0 | 3.827 | 1 | 36 | 48 | 15666 |  |  | 0.47734
252161107 | COALINGA NO 1 1107 | 2841 | Fresno | 3.8452 | 3.7396 | #N/A | 385 | 1 | 12kV | 2.8208 | 0 | 12.857 | 0.305 | 0 | 0.942 | 1 | 45 | 689 | 69083 |  |  | 0.11751
258881001 | SO. CAL. EDISON 1001 | 2842 | Fresno | 1.9778 | 0.019493 | #N/A | 6 | 0 | 12kV | 2.818 | 13.794 |  | 0.002 | 0 | 0.294 | 14.9507 |  | 5 | 823 |  |  | 0.036692
258861101 | SO. CAL. EDISON #3 1101 | 2843 | Fresno | 6.4623 | 0 | 6.4255 | 23 | 0 | 12kV | 2.8076 | 13.794 |  | 0.005 | 0 | 0.239 | 14.9507 |  | 10 | 2034 |  |  | 0.029781
022801141 | LARKIN (Y) 1141 | 2844 | San Francisco | 0.0339 | 5.6372 | #N/A | 1 | 1 | 12kV | 2.8042 | 0 | 2 | 0.001 | 0 | 12.02 | 1 | 7 | 1 | 547 |  |  | 1.4992
255322103 | TEVIS 2103 | 2845 | Kern | 3.3009 | 11.2482 | #N/A | 980 | 0 | 21kV | 2.8034 | 0 | 12 | 0.232 | 0 | 1.785 | 1 | 42 | 503 | 78844 |  |  | 0.2226
082462110 | NORTECH 2110 | 2846 | San Jose | 9.788 | 8.4518 | #N/A | 633 | 1 | 21kV | 2.802 | 0 | 10.286 | 2.012 | 0 | 1.712 | 1 | 36 | 4304 | 753750 |  |  | 0.21352
013111113 | SAN LEANDRO U 1113 | 2847 | Mission | 7.1107 | 5.039 | #N/A | 2076 | 1 | 12kV | 2.8016 | 0 | 10.286 | 0.361 | 0 | 3.361 | 1 | 36 | 795 | 106903 |  |  | 0.41921
163240401 | TAR FLAT 0401 | 2848 | Yosemite | 3.7017 | 0 | 3.5092 | 344 | 0 | 4.16kV | 2.801 | 0 | 10.571 | 0.611 | 0 | 2.823 | 1 | 37 | 1241 | 308988 |  |  | 0.35206
012011105 | OAKLAND C 1105 | 2849 | East Bay | 0 | 2.9639 | #N/A | 86 | 0 | 12kV | 2.8 | 0 | 14 | 0 | 0 |  | 1 | 49 | 0 | 0
163270401 | OAK PARK 0401 | 2850 | Stockton | 2.4732 | 0.022106 | #N/A | 440 | 0 | 4.16kV | 2.7856 | 0 | 10.286 | 0.314 | 0 | 3.328 | 1 | 36 | 675 | 112570 |  |  | 0.41515
022570404 | EAST GRAND 0404 | 2851 | Peninsula | 3.8163 | 0.9105 | #N/A | 1388 | 0 | 4.16kV | 2.7642 | 0 | 10 | 0.826 | 0 | 2.995 | 1 | 35 | 1858 | 197941 |  |  | 0.3736
163301103 | HAMMER 1103 | 2852 | Stockton | 3.7427 | 3.6564 | #N/A | 1125 | 0 | 12kV | 2.7602 | 0 | 8.857 | 0.739 | 0 | 4.205 | 1 | 31 | 1640 | 204454 |  |  | 0.52448
254801000 | RANCHERS COTTON 1000 | 2853 | Fresno | 0 | 0 | #N/A | 0 | 2 | 12kV | 2.7578 |  |  | 0 | 0 | 13.789 |  |  | 0 | 0 |  |  | 1.7198
252931105 | TEJON 1105 | 2854 | Kern | 29.8286 | 0.12424 | #N/A | 91 | 0 | 12kV | 2.7462 | 0 | 12.857 | 0.401 | 0 | 0.473 | 1 | 45 | 868 | 138455 |  |  | 0.059029
024012106 | BAY MEADOWS 2106 | 2855 | Peninsula | 0 | 8.3462 | #N/A | 441 | 1 | 21kV | 2.7438 | 0 | 13.714 | 0.005 | 0 |  | 1 | 48 | 9 | 3146
012011104 | OAKLAND C 1104 | 2856 | East Bay | 0 | 3.5324 | #N/A | 91 | 0 | 12kV | 2.7428 | 0 | 13.714 | 0 | 0 |  | 1 | 48 | 0 | 0
012011106 | OAKLAND C 1106 | 2857 | East Bay | 0 | 3.3433 | #N/A | 162 | 0 | 12kV | 2.7428 |  | 13.714 | 0 | 0 |  |  | 48 | 0 | 0
022221105 | SF J 1105 | 2858 | San Francisco | 0 | 1.3868 | #N/A | 83 | 0 | 12kV | 2.7428 |  | 13.714 | 0 | 0 |  |  | 48 | 0 | 0
254211102 | MARICOPA 1102 | 2859 | Kern | 38.0741 | 0.116 | #N/A | 571 | 6 | 12kV | 2.7424 | 0 | 11.429 | 1.598 | 0 | 0.685 | 1 | 40 | 3328 | 709050 |  |  | 0.085422
063191106 | ZAMORA 1106 | 2860 | Sacramento | 52.4257 | 0.22976 | #N/A | 287 | 0 | 12kV | 2.7366 | 0 | 10.857 | 2.316 | 0 | 0.51 | 1 | 38 | 5046 | 752163 |  |  | 0.063649
022220404 | SF J 0404 | 2861 | San Francisco | 0.52063 | 1.2736 | #N/A | 1595 | 0 | 4.16kV | 2.7326 | 0 | 8 | 0.293 | 0 | 5.37 | 1 | 28 | 671 | 53528 |  |  | 0.66981
063321102 | WINTERS 1102 | 2862 | Sacramento | 38.8 | 0.14995 | #N/A | 347 | 0 | 12kV | 2.7276 | 0 | 11.714 | 1.163 | 0 | 0.761 | 1 | 41 | 2523 | 392808 |  |  | 0.094907
252611103 | MIDWAY 1103 | 2863 | Kern | 19.0192 | 2.3663 | #N/A | 118 | 1 | 12kV | 2.709 | 0 | 12.571 | 0.399 | 0 | 0.575 | 1 | 44 | 855 | 148607 |  |  | 0.071696
012091109 | OAKLAND J 1109 | 2864 | East Bay | 0.040601 | 1.2198 | #N/A | 0 | 3 | 12kV | 2.7058 | 0 | 0.857 | 0.001 | 0 | 12.671 | 1 | 3 | 3 | 384 |  |  | 1.5805
252381106 | COALINGA NO 2 1106 | 2865 | Fresno | 44.8358 | 1.6015 | #N/A | 104 | 2 | 12kV | 2.6974 | 0 | 12.571 | 0.494 | 0 | 0.422 | 1 | 44 | 1068 | 171844 |  |  | 0.052627
012660404 | BERKELEY T 0404 | 2866 | East Bay | 1.2058 | 0.3144 | #N/A | 591 | 0 | 4.16kV | 2.6958 | 0 | 8.571 | 0.559 | 0 | 4.349 | 1 | 30 | 1211 | 189784 |  |  | 0.54242
012011101 | OAKLAND C 1101 | 2867 | East Bay | 0 | 2.4596 | #N/A | 197 | 0 | 12kV | 2.6918 | 0 | 13.429 | 0.03 | 0 |  | 1 | 47 | 52 | 25740
082991110 | LOCKHEED NO 1 1110 | 2868 | De Anza | 0 | 0.69436 | #N/A | 0 | 5 | 12kV | 2.6864 |  | 13.429 | 0.003 | 0 |  |  | 47 | 5 | 2501
022011112 | MISSION (X) 1112 | 2869 | San Francisco | 0 | 2.3787 | #N/A | 148 | 0 | 12kV | 2.6858 |  | 13.429 | 0 | 0 |  |  | 47 | 0 | 0
022221102 | SF J 1102 | 2870 | San Francisco | 0 | 1.3466 | #N/A | 75 | 0 | 12kV | 2.6858 |  | 13.429 | 0 | 0 |  |  | 47 | 0 | 0
022221106 | SF J 1106 | 2871 | San Francisco | 0 | 1.6599 | #N/A | 114 | 0 | 12kV | 2.6858 | 0 | 13.429 | 0 | 0 |  | 1 | 47 | 0 | 0
022801129 | LARKIN (Y) 1129 | 2872 | San Francisco | 0 | 2.017 | #N/A | 16 | 0 | 12kV | 2.6858 |  | 13.429 | 0 | 0 |  |  | 47 | 0 | 0
022801131 | LARKIN (Y) 1131 | 2873 | San Francisco | 0 | 2.4143 | #N/A | 160 | 0 | 12kV | 2.6858 |  | 13.429 | 0 | 0 |  |  | 47 | 0 | 0
013151102 | RADUM 1102 | 2874 | Mission | 1.1494 | 9.3931 | #N/A | 1092 | 0 | 12kV | 2.6818 | 0 | 8.286 | 0.366 | 0 | 4.757 | 1 | 29 | 799 | 116335 |  |  | 0.59338
022090406 | SF G 0406 | 2875 | San Francisco | 1.2769 | 1.5194 | #N/A | 1112 | 0 | 4.16kV | 2.6814 | 0 | 7.714 | 0.642 | 0 | 5.051 | 1 | 27 | 1376 | 237758 |  |  | 0.63004
252321102 | CARNERAS 1102 | 2876 | Kern | 15.2314 | 0 | #N/A | 8 | 3 | 12kV | 2.672 | 0 | 13.143 | 0.02 | 0 | 0.197 | 1 | 46 | 40 | 12149 |  |  | 0.02461
163270402 | OAK PARK 0402 | 2877 | Stockton | 0.49947 | 0.03059 | #N/A | 110 | 0 | 4.16kV | 2.669 | 0 | 9.714 | 0.003 | 0 | 3.628 | 1 | 34 | 6 | 2448 |  |  | 0.45249
082191101 | MABURY 1101 | 2878 | San Jose | 4.188 | 7.7294 | #N/A | 2372 | 0 | 12kV | 2.6614 | 0 |  | 7.18 | 0 | 6.127 | 1 |  | 15892 | 2028445 |  |  | 0.76423
022220403 | SF J 0403 | 2879 | San Francisco | 0 | 2.1966 | #N/A | 1113 | 0 | 4.16kV | 2.6602 | 0 | 12.857 | 0.444 | 0 |  | 1 | 45 | 1049 | 43518
254582104 | 7TH STANDARD 2104 | 2880 | Kern | 0.039986 | 0 | #N/A | 0 | 1 | 21kV | 2.6536 | 10.103 |  | 0 | 0 | 3.165 | 11.2183 |  | 0 | 0 |  |  | 0.39471
012011132 | OAKLAND C 1132 | 2881 | East Bay | 1.2173 | 0.9123 | #N/A | 41 | 2 | 12kV | 2.6456 | 0 | 10 | 0.022 | 0 | 3.206 | 1 | 35 | 48 | 6023 |  |  | 0.39987
013660402 | PARSONS 0402 | 2882 | Mission | 3.4277 | 0.062103 | #N/A | 599 | 0 | 4.16kV | 2.6438 | 0 | 10.286 | 0 | 0 | 2.933 | 1 | 36 | 0 | 0 |  |  | 0.3658
102741101 | WILLOWS A 1101 | 2883 | North Valley | 4.2768 | 6.201 | #N/A | 718 | 0 | 12kV | 2.6416 | 0 | 10.286 | 0.354 | 0 | 2.568 | 1 | 36 | 769 | 118001 |  |  | 0.32028
253181102 | MC FARLAND 1102 | 2884 | Kern | 42.6711 | 0.10015 | #N/A | 157 | 0 | 12kV | 2.6402 | 0 | 12.286 | 0.491 | 0 | 0.424 | 1 | 43 | 1063 | 166564 |  |  | 0.052942
083671103 | WOLFE 1103 | 2885 | De Anza | 0 | 0.72598 | #N/A | 0 | 1 | 12kV | 2.6292 | 0 | 13.143 | 0.003 | 0 |  | 1 | 46 | 6 | 1991
012011102 | OAKLAND C 1102 | 2886 | East Bay | 0 | 4.2044 | #N/A | 200 | 0 | 12kV | 2.629 | 0 | 13.143 | 0.002 | 0 |  | 1 | 46 | 4 | 1600
012011111 | OAKLAND C 1111 | 2887 | East Bay | 0 | 0.21442 | #N/A | 0 | 1 | 12kV | 2.6286 | 0 | 13.143 | 0 | 0 |  | 1 | 46 | 0 | 0
163131102 | EAST STOCKTON 1102 | 2888 | Stockton | 7.9367 | 0.38548 | #N/A | 888 | 0 | 4.16kV | 2.6284 | 0 | 8 | 1.745 | 0 | 3.397 | 1 | 28 | 3893 | 453839 |  |  | 0.4237
102041101 | NOTRE DAME 1101 | 2889 | North Valley | 1.5936 | 6.2759 | #N/A | 371 | 0 | 12kV | 2.628 | 0 | 9.429 | 0.387 | 0 | 3.324 | 1 | 33 | 901 | 55731 |  |  | 0.41459
182440421 | PACIFIC GROVE 0421 | 2890 | Central Coast | 3.3383 | 0.90118 | #N/A | 916 | 0 | 4.16kV | 2.6242 | 0 | 8.286 | 0.831 | 0 | 4.004 | 1 | 29 | 1791 | 295181 |  |  | 0.49943
083631103 | WHISMAN 1103 | 2891 | De Anza | 2.7083 | 2.2018 | #N/A | 867 | 3 | 12kV | 2.6188 | 0 | 6.286 | 0.881 | 0 | 5.927 | 1 | 22 | 2039 | 138768 |  |  | 0.73932
013471122 | RICHMOND R 1122 | 2892 | East Bay | 3.8537 | 1.7324 | #N/A | 371 | 2 | 12kV | 2.6166 | 0 | 9.143 | 0.928 | 0 | 3.012 | 1 | 32 | 1925 | 420293 |  |  | 0.37567
024012105 | BAY MEADOWS 2105 | 2893 | Peninsula | 0 | 8.7512 | #N/A | 260 | 0 | 21kV | 2.6142 | 0 | 12 | 1.071 | 0 |  | 1 | 42 | 2412 | 252341
253401104 | HAMMONDS 1104 | 2894 | Yosemite | 67.7186 | 0.66336 | #N/A | 193 | 1 | 12kV | 2.614 | 0 | 11.714 | 1.023 | 0 | 0.333 | 1 | 41 | 2308 | 234495 |  |  | 0.041524
254201106 | GOOSE LAKE 1106 | 2895 | Kern | 67.0367 | 0.39211 | #N/A | 222 | 1 | 12kV | 2.6108 | 0 | 12.286 | 0.364 | 0 | 0.404 | 1 | 43 | 793 | 118449 |  |  | 0.050383
012011110 | OAKLAND C 1110 | 2896 | East Bay | 1.2465 | 1.7911 | #N/A | 326 | 4 | 12kV | 2.6086 | 0 | 7.714 | 0.296 | 0 | 5.033 | 1 | 27 | 679 | 53641 |  |  | 0.62772
253531104 | BOWLES 1104 | 2897 | Fresno | 25.0425 | 0 | #N/A | 384 | 0 | 12kV | 2.6072 | 0 | 11.143 | 0.751 | 0 | 1.142 | 1 | 39 | 1620 | 263959 |  |  | 0.1424
083801105 | TRIMBLE 1105 | 2898 | San Jose | 1.69 | 8.5813 | #N/A | 220 | 0 | 12kV | 2.6016 | 0 | 9.429 | 0.197 | 0 | 3.382 | 1 | 33 | 401 | 98124 |  |  | 0.42177
083010401 | ARANA 0401 | 2899 | Central Coast | 3.3951 | 0.62786 | #N/A | 591 | 0 | 4.16kV | 2.5962 | 0 | 9.429 | 0.355 | 0 | 3.197 | 1 | 33 | 728 | 173144 |  |  | 0.39872
253401101 | HAMMONDS 1101 | 2900 | Yosemite | 42.7001 | 0.28238 | #N/A | 82 | 1 | 12kV | 2.595 | 0 | 12.571 | 0.134 | 0 | 0.27 | 1 | 44 | 290 | 44605 |  |  | 0.033718
062831103 | RICE 1103 | 2901 | Sacramento | 0 | 0.014542 | #N/A | 0 | 0 | 12kV | 2.581 |  | 12 | 0.905 | 0 |  |  | 42 | 1894 | 389401
062721101 | KNIGHTS LANDING 1101 | 2902 | Sacramento | 45.4045 | 0.53443 | #N/A | 299 | 0 | 12kV | 2.5762 | 0 | 9.143 | 3.187 | 0 | 0.551 | 1 | 32 | 6962 | 1014133 |  |  | 0.068761
012011108 | OAKLAND C 1108 | 2903 | East Bay | 2.0422 | 11.0636 | #N/A | 879 | 3 | 12kV | 2.5736 | 0 | 8 | 0.498 | 0 | 4.37 | 1 | 28 | 963 | 314086 |  |  | 0.54512
012041117 | OAKLAND D 1117 | 2904 | East Bay | 0.50133 | 3.1846 | #N/A | 271 | 3 | 12kV | 2.572 | 0 | 6.857 | 0.163 | 0 | 5.84 | 1 | 24 | 356 | 50968 |  |  | 0.72847
182300413 | INDUSTRIAL ACRES 0413 | 2905 | Central Coast | 3.7053 | 0.36362 | #N/A | 630 | 0 | 4.16kV | 2.5702 | 0 | 9.429 | 0.142 | 0 | 3.28 | 1 | 33 | 287 | 74542 |  |  | 0.40913
252211102 | BIOLA 1102 | 2906 | Fresno | 34.4884 | 0 | #N/A | 147 | 0 | 12kV | 2.5656 | 0 | 12 | 0.397 | 0 | 0.431 | 1 | 42 | 835 | 166487 |  |  | 0.053733
253571106 | BARTON 1106 | 2907 | Fresno | 5.94 | 1.4161 | #N/A | 871 | 0 | 12kV | 2.5522 | 0 | 9.143 | 0.499 | 0 | 3.119 | 1 | 32 | 1076 | 177193 |  |  | 0.38901
253591103 | CANTUA 1103 | 2908 | Fresno | 35.8496 | 0.24427 | #N/A | 204 | 0 | 12kV | 2.5486 | 0 | 12 | 0.386 | 0 | 0.357 | 1 | 42 | 814 | 158426 |  |  | 0.044575
253551104 | SMYRNA 1104 | 2909 | Kern | 28.8657 | 0.15179 | #N/A | 64 | 0 | 12kV | 2.5472 | 0 | 12 | 0.159 | 0 | 0.577 | 1 | 42 | 316 | 90217 |  |  | 0.071941
158011101 | SIERRA CITY GEN 1101 | 2910 | Sierra | 0.018514 | 0.011547 | 0.018511 | 0 | 0 | 12kV | 2.5448 | 0 |  | 1.995 | 0 | 10.729 | 1 |  | 2935 | 2396144 |  |  | 1.3383
102051103 | CHICO A 1103 | 2911 | North Valley | 4.8664 | 1.854 | #N/A | 1219 | 0 | 12kV | 2.542 | 0 | 9.429 | 0.249 | 0 | 3.032 | 1 | 33 | 510 | 122383 |  |  | 0.37817
253531102 | BOWLES 1102 | 2912 | Fresno | 33.5228 | 0.14 | #N/A | 533 | 0 | 12kV | 2.5308 | 0 | 10.286 | 1.174 | 0 | 1.194 | 1 | 36 | 2590 | 341724 |  |  | 0.14897
012111115 | OAKLAND L 1115 | 2913 | East Bay | 0 | 1.815 | #N/A | 36 | 0 | 12kV | 2.5144 |  | 12.571 | 0.001 | 0 |  |  | 44 | 2 | 1180
012111116 | OAKLAND L 1116 | 2914 | East Bay | 0 | 1.6031 | #N/A | 111 | 0 | 4.16kV | 2.5142 |  | 12.571 | 0 | 0 |  |  | 44 | 0 | 0
022011126 | MISSION (X) 1126 | 2915 | San Francisco | 0 | 2.0341 | #N/A | 1 | 1 | 12kV | 2.5142 | 0 | 12.571 | 0 | 0 |  | 1 | 44 | 0 | 0
022221104 | SF J 1104 | 2916 | San Francisco | 0 | 0.97635 | #N/A | 116 | 0 | 12kV | 2.5142 | 0 | 12.571 | 0 | 0 |  | 1 | 44 | 0 | 0
022871107 | EMBARCADERO (Z) 1107 | 2917 | San Francisco | 0 | 3.0645 | #N/A | 28 | 0 | 12kV | 2.5142 | 0 | 12.571 | 0 | 0 |  | 1 | 44 | 0 | 0
253931105 | GATES 1105 | 2918 | Fresno | 21.0027 | 0.39929 | #N/A | 45 | 2 | 12kV | 2.5128 | 0 | 12 | 0.115 | 0 | 0.449 | 1 | 42 | 251 | 35864 |  |  | 0.056029
253191102 | SAN BERNARD 1102 | 2919 | Kern | 15.1299 | 0.054213 | #N/A | 43 | 1 | 12kV | 2.51 | 0 | 11.714 | 0.245 | 0 | 0.591 | 1 | 41 | 502 | 119373 |  |  | 0.07375
253471103 | FIREBAUGH 1103 | 2920 | Yosemite | 74.8218 | 0.52113 | #N/A | 399 | 1 | 12kV | 2.5064 | 0 | 10 | 2.056 | 0 | 0.476 | 1 | 35 | 4560 | 570351 |  |  | 0.059406
163722105 | MOSHER 2105 | 2921 | Stockton | 0 | 15.1819 | #N/A | 1058 | 0 | 21kV | 2.4886 | 0 | 12.286 | 0.157 | 0 |  | 1 | 43 | 328 | 69779
083330411 | WATSONVILLE 0411 | 2922 | Central Coast | 2.4172 | 0.9118 | #N/A | 705 | 0 | 4.16kV | 2.4868 | 0 | 8.286 | 0.527 | 0 | 3.621 | 1 | 29 | 1173 | 139355 |  |  | 0.45167
152111103 | BARRY 1103 | 2923 | Sierra | 33.0617 | 0.17031 | #N/A | 374 | 0 | 12kV | 2.4758 | 0 | 9.143 | 2.493 | 0 | 0.743 | 1 | 32 | 5533 | 686667 |  |  | 0.092707
024012104 | BAY MEADOWS 2104 | 2924 | Peninsula | 0 | 10.0443 | #N/A | 1686 | 1 | 21kV | 2.4728 | 0 | 11.143 | 1.221 | 0 |  | 1 | 39 | 2701 | 345684
182300415 | INDUSTRIAL ACRES 0415 | 2925 | Central Coast | 1.4323 | 0.33581 | #N/A | 198 | 0 | 4.16kV | 2.4716 | 0 | 9.143 | 0.001 | 0 | 3.214 | 1 | 32 | 2 | 34 |  |  | 0.40086
254561105 | TUPMAN 1105 | 2926 | Kern | 12.0563 | 0.30349 | #N/A | 28 | 0 | 12kV | 2.4694 | 0 | 11.714 | 0.108 | 0 | 0.525 | 1 | 41 | 230 | 41548 |  |  | 0.065532
083801104 | TRIMBLE 1104 | 2927 | San Jose | 0.40923 | 4.1474 | #N/A | 28 | 2 | 12kV | 2.4656 | 0 | 12.286 | 0.042 | 0 | 0 | 1 | 43 | 88 | 18616 |  |  | 0
042120411 | PETALUMA A 0411 | 2928 | Sonoma | 3.063 | 0.30026 | #N/A | 663 | 0 | 4.16kV | 2.4642 | 0 | 8.571 | 0.147 | 0 | 3.603 | 1 | 30 | 310 | 60736 |  |  | 0.44937
083510404 | ERTA 0404 | 2929 | Central Coast | 6.5208 | 0.86865 | #N/A | 769 | 0 | 4.16kV | 2.4604 | 0 | 8.286 | 1.438 | 0 | 2.578 | 1 | 29 | 3000 | 631773 |  |  | 0.3215
012011103 | OAKLAND C 1103 | 2930 | East Bay | 0 | 3.19 | #N/A | 111 | 0 | 12kV | 2.4574 |  | 12.286 | 0.001 | 0 |  |  | 43 | 2 | 720
252081101 | TAFT 1101 | 2931 | Kern | 14.6108 | 1.917 | #N/A | 977 | 0 | 12kV | 2.4524 | 0 | 8 | 1.753 | 0 | 2.509 | 1 | 28 | 4020 | 322939 |  |  | 0.31291
252052101 | ASHLAN AVE 2101 | 2932 | Fresno | 2.2302 | 11.2526 | #N/A | 1076 | 0 | 21kV | 2.4494 | 0 | 8.286 | 0.536 | 0 | 3.425 | 1 | 29 | 1213 | 119803 |  |  | 0.42715
254001103 | ALPAUGH 1103 | 2933 | Fresno | 26.3644 | 0.68812 | #N/A | 115 | 0 | 12kV | 2.4482 | 0 | 11.429 | 0.152 | 0 | 0.66 | 1 | 40 | 295 | 94949 |  |  | 0.082368
253441102 | CALFLAX 1102 | 2934 | Fresno | 20.3948 | 0.14622 | #N/A | 60 | 0 | 12kV | 2.4362 | 0 | 11.714 | 0.11 | 0 | 0.357 | 1 | 41 | 237 | 38078 |  |  | 0.044467
252611102 | MIDWAY 1102 | 2935 | Kern | 41.8364 | 0.29756 | #N/A | 213 | 0 | 12kV | 2.4352 | 0 | 11.429 | 0.245 | 0 | 0.502 | 1 | 40 | 484 | 140822 |  |  | 0.062589
252761116 | MADERA 1116 | 2936 | Yosemite | 3.6569 | 2.3733 | #N/A | 195 | 0 | 12kV | 2.4328 | 0 | 10 | 0.354 | 0 | 1.81 | 1 | 35 | 752 | 139653 |  |  | 0.22581
083671108 | WOLFE 1108 | 2937 | De Anza | 0 | 0.96522 | #N/A | 0 | 1 | 12kV | 2.4002 | 0 | 12 | 0.001 | 0 |  | 1 | 42 | 2 | 326
252701106 | KEARNEY 1106 | 2938 | Fresno | 41.0009 | 0.23087 | #N/A | 289 | 3 | 12kV | 2.3982 | 0 | 10.571 | 0.778 | 0 | 0.642 | 1 | 37 | 1763 | 169081 |  |  | 0.080106
253651103 | SHAFTER 1103 | 2939 | Kern | 39.9959 | 0.42168 | #N/A | 249 | 2 | 12kV | 2.3938 | 0 | 10.857 | 0.373 | 0 | 0.739 | 1 | 38 | 778 | 163257 |  |  | 0.092169
253591101 | CANTUA 1101 | 2940 | Fresno | 23.7966 | 0.55839 | #N/A | 54 | 1 | 12kV | 2.3934 | 0 | 11.429 | 0.12 | 0 | 0.418 | 1 | 40 | 260 | 40604 |  |  | 0.052087
022130404 | SF K 0404 | 2941 | San Francisco | 0.97495 | 0.18263 | #N/A | 718 | 0 | 4.16kV | 2.3862 | 0 | 5.429 | 1.295 | 0 | 5.207 | 1 | 19 | 2807 | 438334 |  |  | 0.6495
182440422 | PACIFIC GROVE 0422 | 2942 | Central Coast | 6.8863 | 1.3568 | 0.61996 | 781 | 0 | 4.16kV | 2.3816 | 0 | 8.571 | 0.418 | 0 | 2.919 | 1 | 30 | 890 | 161319 |  |  | 0.36406
252661104 | GUERNSEY 1104 | 2943 | Fresno | 30.0513 | 1.5846 | #N/A | 246 | 3 | 12kV | 2.3778 | 0 | 10 | 1.124 | 0 | 0.765 | 1 | 35 | 2478 | 331040 |  |  | 0.095442
162741101 | NEWMAN 1101 | 2944 | Yosemite | 36.7125 | 1.7369 | #N/A | 767 | 0 | 12kV | 2.3726 | 0 | 9.714 | 1.24 | 0 | 0.909 | 1 | 34 | 2737 | 358276 |  |  | 0.11341
012022218 | CLAYTON 2218 | 2945 | Diablo | 8.3036 | 5.8854 | #N/A | 1362 | 0 | 21kV | 2.3702 | 0 | 7.429 | 1.316 | 0 | 3.106 | 1 | 26 | 2611 | 745419 |  |  | 0.38743
012060410 | BERKELEY F 0410 | 2946 | East Bay | 2.9069 | 0.18221 | #N/A | 892 | 0 | 4.16kV | 2.3654 | 0 | 7.714 | 0.209 | 0 | 3.904 | 1 | 27 | 409 | 124196 |  |  | 0.48694
083801109 | TRIMBLE 1109 | 2947 | San Jose | 0 | 4.4706 | #N/A | 133 | 0 | 12kV | 2.3596 |  | 11.714 | 0.084 | 0 |  |  | 41 | 178 | 34249
083750402 | ROLAND 0402 | 2948 | Central Coast | 4.6779 | 0.90158 | #N/A | 1186 | 0 | 4.16kV | 2.3584 | 0 | 8.286 | 0.24 | 0 | 3.266 | 1 | 29 | 442 | 177341 |  |  | 0.40736
013140401 | SOLANO 0401 | 2949 | East Bay | 1.8122 | 0.59599 | #N/A | 744 | 0 | 4.16kV | 2.3514 | 0 | 7.714 | 0.176 | 0 | 3.867 | 1 | 27 | 361 | 85104 |  |  | 0.48228
252291103 | PARLIER 1103 | 2950 | Fresno | 41.0833 | 0.72452 | #N/A | 855 | 0 | 12kV | 2.3504 | 0 | 9.143 | 1.328 | 0 | 1.281 | 1 | 32 | 2953 | 357097 |  |  | 0.15983
253491109 | LERDO 1109 | 2951 | Kern | 15.8971 | 0.24917 | #N/A | 79 | 4 | 12kV | 2.344 | 0 | 10.857 | 0.192 | 0 | 0.671 | 1 | 38 | 415 | 67710 |  |  | 0.083668
252421111 | DAIRYLAND 1111 | 2952 | Yosemite | 41.0123 | 0.93868 | #N/A | 370 | 1 | 12kV | 2.3432 | 0 | 10.857 | 0.211 | 0 | 0.648 | 1 | 38 | 470 | 57020 |  |  | 0.080854
022011105 | MISSION (X) 1105 | 2953 | San Francisco | 0 | 2.2218 | #N/A | 195 | 0 | 12kV | 2.3428 |  | 11.714 | 0 | 0 |  |  | 41 | 0 | 0
022011114 | MISSION (X) 1114 | 2954 | San Francisco | 0 | 1.9931 | #N/A | 827 | 0 | 12kV | 2.3428 |  | 11.714 | 0 | 0 |  |  | 41 | 0 | 0
022873409 | EMBARCADERO (Z) 3409 | 2955 | San Francisco | 0 | 1.3689 | #N/A | 27 | 0 | 34.5kV | 2.3428 |  | 11.714 | 0 | 0 |  |  | 41 | 0 | 0
103181101 | CHESTER 1101 | 2956 | North Valley | 8.0495 | 3.1915 | 2.5695 | 993 | 0 | 12kV | 2.3414 | 0 | 8.286 | 1.136 | 0 | 2.285 | 1 | 29 | 2289 | 600165 |  |  | 0.28499
042631101 | PETALUMA C 1101 | 2957 | Sonoma | 0.50539 | 0.12211 | #N/A | 23 | 0 | 12kV | 2.3178 | 0 | 4.857 | 0.04 | 0 | 6.692 | 1 | 17 | 85 | 17132 |  |  | 0.83469
082921109 | EL PATIO 1109 | 2958 | De Anza | 10.5531 | 9.3671 | #N/A | 5391 | 0 | 12kV | 2.3136 | 0 | 0 | 6.614 | 0 | 4.954 | 1 | 0 | 14925 | 1514473 |  |  | 0.61788
103241102 | PEACHTON 1102 | 2959 | North Valley | 37.3721 | 0.41015 | #N/A | 508 | 0 | 12kV | 2.3132 | 0 | 9.143 | 1.345 | 0 | 1.078 | 1 | 32 | 3060 | 277226 |  |  | 0.13451
022090402 | SF G 0402 | 2960 | San Francisco | 1.5681 | 0.23487 | #N/A | 677 | 0 | 4.16kV | 2.3102 | 0 | 8.571 | 0.046 | 0 | 2.934 | 1 | 30 | 81 | 37638 |  |  | 0.36591
102171102 | ESQUON 1102 | 2961 | North Valley | 49.1178 | 0.80779 | #N/A | 260 | 0 | 12kV | 2.2936 | 0 | 10.571 | 0.405 | 0 | 0.492 | 1 | 37 | 862 | 156814 |  |  | 0.061333
042751112 | FITCH MOUNTAIN 1112 | 2962 | Sonoma | 0.0086406 | 0 | #N/A | 0 | 0 | 12kV | 2.2904 |  |  | 0.033 | 0 | 11.419 |  |  | 77 | 4466 |  |  | 1.4242
022011106 | MISSION (X) 1106 | 2963 | San Francisco | 0 | 2.1071 | #N/A | 1085 | 0 | 12kV | 2.2858 |  | 11.429 | 0 | 0 |  |  | 40 | 0 | 0
012660401 | BERKELEY T 0401 | 2964 | East Bay | 0.65873 | 0.64138 | #N/A | 465 | 0 | 4.16kV | 2.2782 | 0 | 5.714 | 0.123 | 0 | 5.554 | 1 | 20 | 240 | 75958 |  |  | 0.69273
254001106 | ALPAUGH 1106 | 2965 | Fresno | 52.3273 | 0.34859 | #N/A | 491 | 0 | 12kV | 2.265 | 0 | 8.571 | 2.13 | 0 | 0.624 | 1 | 30 | 4587 | 758782 |  |  | 0.07786
022220409 | SF J 0409 | 2966 | San Francisco | 0.15039 | 0.90846 | #N/A | 311 | 0 | 4.16kV | 2.2626 | 0 | 2.571 | 0 | 0 | 8.742 | 1 | 9 | 0 | 0 |  |  | 1.0904
024052101 | BURLINGAME 2101 | 2967 | Peninsula | 6.8146 | 1.5376 | #N/A | 1576 | 0 | 21kV | 2.2612 | 0 | 6 | 1.669 | 0 | 3.637 | 1 | 21 | 3583 | 609909 |  |  | 0.4537
253491106 | LERDO 1106 | 2968 | Kern | 0 | 0 | #N/A | 0 | 0 | 12kV | 2.2568 | 0 | 9.714 | 0.934 | 0 | 0.636 | 1 | 34 | 1995 | 353579 |  |  | 0.079305
042490402 | SAUSALITO 0402 | 2969 | North Bay | 2.9404 | 0.19877 | #N/A | 526 | 0 | 4.16kV | 2.2532 | 0 | 7.429 | 1.079 | 0 | 2.758 | 1 | 26 | 1497 | 1406919 |  |  | 0.34396
012160402 | PITTSBURG 0402 | 2970 | Diablo | 1.8696 | 0.044884 | #N/A | 296 | 0 | 4.16kV | 2.2514 | 0 | 8.571 | 0.084 | 0 | 2.602 | 1 | 30 | 170 | 44437 |  |  | 0.32456
252891112 | SCHINDLER 1112 | 2971 | Fresno | 61.6131 | 1.0659 | #N/A | 156 | 1 | 12kV | 2.2496 | 0 | 10.857 | 0.06 | 0 | 0.331 | 1 | 38 | 125 | 25253 |  |  | 0.041322
253871103 | COPUS 1103 | 2972 | Kern | 25.8032 | 0.22086 | #N/A | 59 | 3 | 12kV | 2.2406 | 0 | 10.571 | 0.199 | 0 | 0.433 | 1 | 37 | 422 | 77945 |  |  | 0.054034
083892107 | MONTAGUE 2107 | 2973 | San Jose | 0 | 7.3904 | #N/A | 56 | 1 | 21kV | 2.2388 |  | 11.143 | 0.051 | 0 |  |  | 39 | 110 | 18637
253651102 | SHAFTER 1102 | 2974 | Kern | 26.7357 | 1.1383 | #N/A | 276 | 2 | 12kV | 2.2388 | 0 | 9.143 | 1.016 | 0 | 1.035 | 1 | 32 | 2264 | 267076 |  |  | 0.12904
082342102 | RIVER OAKS 2102 | 2975 | San Jose | 0 | 7.4672 | #N/A | 399 | 11 | 21kV | 2.2358 |  | 11.143 | 0.036 | 0 |  |  | 39 | 68 | 24399
082921111 | EL PATIO 1111 | 2976 | De Anza | 0.77272 | 2.0925 | #N/A | 428 | 0 | 12kV | 2.2324 | 0 | 6.286 | 0.414 | 0 | 4.462 | 1 | 22 | 932 | 98633 |  |  | 0.55657
252441104 | ELK HILLS 1104 | 2977 | Kern | 56.8171 | 4.1906 | #N/A | 666 | 3 | 12kV | 2.229 | 0 | 8.857 | 1.769 | 0 | 0.519 | 1 | 31 | 3729 | 730274 |  |  | 0.064689
022221103 | SF J 1103 | 2978 | San Francisco | 0 | 1.0337 | #N/A | 128 | 0 | 12kV | 2.2286 |  | 11.143 | 0 | 0 |  |  | 39 | 0 | 0
042490401 | SAUSALITO 0401 | 2979 | North Bay | 1.9932 | 0.090794 | #N/A | 636 | 0 | 4.16kV | 2.2284 | 0 | 7.143 | 0.14 | 0 | 3.859 | 1 | 25 | 292 | 62577 |  |  | 0.4813
253661101 | STROUD 1101 | 2980 | Fresno | 31.6091 | 0.21715 | #N/A | 63 | 1 | 12kV | 2.2014 | 0 | 10.571 | 0.073 | 0 | 0.363 | 1 | 37 | 155 | 28976 |  |  | 0.045322
253441103 | CALFLAX 1103 | 2981 | Fresno | 28.9887 | 0.35361 | #N/A | 105 | 0 | 12kV | 2.1896 | 0 | 10.571 | 0.016 | 0 | 0.361 | 1 | 37 | 33 | 7139 |  |  | 0.045046
022280402 | SF N 0402 | 2982 | San Francisco | 1.0059 | 1.1367 | #N/A | 748 | 0 | 4.16kV | 2.1852 | 0 | 4.857 | 0.321 | 0 | 5.748 | 1 | 17 | 749 | 42577 |  |  | 0.717
082991107 | LOCKHEED NO 1 1107 | 2983 | De Anza | 0 | 1.5887 | #N/A | 12 | 2 | 12kV | 2.1714 |  | 10.857 | 0 | 0 |  |  | 38 | 0 | 0
252611101 | MIDWAY 1101 | 2984 | Kern | 47.7644 | 0.2457 | #N/A | 189 | 0 | 12kV | 2.1694 | 0 | 10 | 0.373 | 0 | 0.474 | 1 | 35 | 761 | 183825 |  |  | 0.059059
252681108 | HENRIETTA 1108 | 2985 | Fresno | 22.882 | 0.31341 | #N/A | 67 | 0 | 12kV | 2.144 | 0 | 10 | 0.275 | 0 | 0.445 | 1 | 35 | 591 | 98968 |  |  | 0.055567
013111104 | SAN LEANDRO U 1104 | 2986 | Mission | 6.2426 | 3.8485 | #N/A | 1330 | 1 | 12kV | 2.1402 | 0 | 5.429 | 1.347 | 0 | 3.925 | 1 | 19 | 2922 | 454854 |  |  | 0.48959
253661102 | STROUD 1102 | 2987 | Fresno | 33.3159 | 0.67154 | #N/A | 157 | 2 | 12kV | 2.1388 | 0 | 10 | 0.304 | 0 | 0.39 | 1 | 35 | 655 | 106991 |  |  | 0.048653
252951104 | TULARE LAKE 1104 | 2988 | Fresno | 14.2575 | 3.3702 | #N/A | 476 | 1 | 12kV | 2.1276 | 0 | 8.286 | 1.434 | 0 | 0.918 | 1 | 29 | 3090 | 509465 |  |  | 0.11447
252461101 | FAMOSO 1101 | 2989 | Kern | 39.4698 | 0.1851 | #N/A | 162 | 0 | 12kV | 2.1234 | 0 | 9.714 | 0.416 | 0 | 0.487 | 1 | 34 | 872 | 177637 |  |  | 0.060703
253441101 | CALFLAX 1101 | 2990 | Fresno | 27.4542 | 0.37345 | #N/A | 65 | 0 | 12kV | 2.1226 | 0 | 10.286 | 0.037 | 0 | 0.29 | 1 | 36 | 86 | 6439 |  |  | 0.036195
082342106 | RIVER OAKS 2106 | 2991 | San Jose | 0 | 1.6573 | #N/A | 5 | 5 | 21kV | 2.118 |  | 10.571 | 0.019 | 0 |  |  | 37 | 43 | 3074
012111112 | OAKLAND L 1112 | 2992 | East Bay | 0 | 1.5276 | #N/A | 22 | 0 | 12kV | 2.1142 |  | 10.571 | 0 | 0 |  |  | 37 | 0 | 0
102171103 | ESQUON 1103 | 2993 | North Valley | 20.3807 | 0.037397 | #N/A | 139 | 0 | 12kV | 2.108 | 0 | 9.714 | 0.158 | 0 | 0.668 | 1 | 34 | 349 | 45891 |  |  | 0.083337
255262102 | KERN POWER 2102 | 2994 | Kern | 4.3368 | 7.9686 | #N/A | 1159 | 0 | 21kV | 2.102 | 0 | 5.714 | 1.946 | 0 | 2.85 | 1 | 20 | 4491 | 321524 |  |  | 0.35551
163151102 | WATERLOO 1102 | 2995 | Stockton | 21.7522 | 1.6832 | #N/A | 653 | 0 | 12kV | 2.0944 | 0 | 7.429 | 1.223 | 0 | 1.82 | 1 | 26 | 2669 | 393483 |  |  | 0.22704
063441105 | PLAINFIELD 1105 | 2996 | Sacramento | 8.2204 | 7.9691 | #N/A | 901 | 0 | 12kV | 2.0698 | 0 | 7.714 | 1.253 | 0 | 1.382 | 1 | 27 | 2805 | 313925 |  |  | 0.17236
082991105 | LOCKHEED NO 1 1105 | 2997 | De Anza | 0 | 1.4622 | #N/A | 19 | 0 | 12kV | 2.064 |  | 10.286 | 0.034 | 0 |  |  | 36 | 69 | 17508
042561106 | FULTON 1106 | 2998 | Sonoma | 4.859 | 3.4051 | #N/A | 720 | 0 | 12kV | 2.0562 | 0 | 5.429 | 3.241 | 0 | 1.611 | 1 | 19 | 7215 | 864198 |  |  | 0.20097
152011104 | MARYSVILLE 1104 | 2999 | Sierra | 2.9807 | 0.45065 | #N/A | 311 | 0 | 12kV | 2.0492 | 0 | 5.714 | 0.424 | 0 | 4.108 | 1 | 20 | 897 | 171291 |  |  | 0.51237
254501103 | CHARCA 1103 | 3000 | Kern | 42.7067 | 0.22696 | #N/A | 126 | 1 | 12kV | 2.049 | 0 | 9.429 | 0.36 | 0 | 0.456 | 1 | 33 | 751 | 157346 |  |  | 0.056905
252052115 | ASHLAN AVE 2115 | 3001 | Fresno | 5.4263 | 4.3028 | #N/A | 697 | 0 | 21kV | 2.0462 | 0 | 6 | 0.73 | 0 | 3.501 | 1 | 21 | 1616 | 205109 |  |  | 0.43664
082462111 | NORTECH 2111 | 3002 | San Jose | 0.71332 | 3.1414 | #N/A | 40 | 0 | 21kV | 2.044 | 0 | 9.714 | 0.004 | 0 | 0.502 | 1 | 34 | 8 | 707 |  |  | 0.062619
022850402 | SULLIVAN 0402 | 3003 | Peninsula | 3.1997 | 0.66881 | #N/A | 542 | 0 | 4.16kV | 2.028 | 0 | 5.143 | 1.987 | 0 | 3.01 | 1 | 18 | 4473 | 469513 |  |  | 0.37544
162091103 | MIDDLE RIVER 1103 | 3004 | Stockton | 28.553 | 0.043002 | #N/A | 75 | 0 | 12kV | 2.0214 | 0 | 9.429 | 0.314 | 0 | 0.364 | 1 | 33 | 671 | 116927 |  |  | 0.045371
022011121 | MISSION (X) 1121 | 3005 | San Francisco | 0 | 1.3275 | #N/A | 657 | 0 | 12kV | 2 |  | 10 | 0 | 0 |  |  | 35 | 0 | 0
022801133 | LARKIN (Y) 1133 | 3006 | San Francisco | 0 | 2.0942 | #N/A | 57 | 0 | 12kV | 2 |  | 10 | 0 | 0 |  |  | 35 | 0 | 0
252171102 | CORCORAN 1102 | 3007 | Fresno | 0.036957 | 1.891 | #N/A | 0 | 1 | 12kV | 1.9918 | 0 |  | 0 | 0 | 9.959 | 1 |  | 0 | 0 |  |  | 1.2421
252891116 | SCHINDLER 1116 | 3008 | Fresno | 29.357 | 0.27461 | #N/A | 70 | 0 | 12kV | 1.9864 | 0 | 9.429 | 0.123 | 0 | 0.38 | 1 | 33 | 251 | 59656 |  |  | 0.047454
012200403 | WALNUT CREEK 0403 | 3009 | Diablo | 0.51361 | 0.80509 | #N/A | 320 | 0 | 4.16kV | 1.9824 | 0 | 6 | 0.01 | 0 | 3.902 | 1 | 21 | 18 | 8616 |  |  | 0.48667
152111102 | BARRY 1102 | 3010 | Sierra | 17.7242 | 0.28433 | #N/A | 304 | 0 | 12kV | 1.9802 | 0 | 8 | 0.844 | 0 | 1.057 | 1 | 28 | 1867 | 239294 |  |  | 0.13181
012041202 | OAKLAND D 1202 | 3011 | East Bay | 0.2395 | 3.1842 | #N/A | 0 | 0 | 12kV | 1.9782 | 0 | 6.857 | 0 | 0 | 3.034 | 1 | 24 | 0 | 0 |  |  | 0.37843
253981106 | EL PECO 1106 | 3012 | Yosemite | 36.819 | 0.66098 | #N/A | 420 | 0 | 12kV | 1.966 | 0 | 8 | 1.135 | 0 | 0.695 | 1 | 28 | 2573 | 244514 |  |  | 0.086723
083510403 | ERTA 0403 | 3013 | Central Coast | 2.9768 | 0.97015 | #N/A | 479 | 0 | 4.16kV | 1.9638 | 0 | 6.286 | 0.34 | 0 | 3.193 | 1 | 22 | 689 | 175887 |  |  | 0.39821
253151103 | GIFFEN 1103 | 3014 | Fresno | 55.42 | 1.2884 | #N/A | 266 | 0 | 12kV | 1.9626 | 0 | 8.857 | 0.55 | 0 | 0.406 | 1 | 31 | 1221 | 151957 |  |  | 0.050689
253591105 | CANTUA 1105 | 3015 | Fresno | 15.1485 | 0.26961 | #N/A | 104 | 1 | 12kV | 1.9498 | 0 | 8.571 | 0.625 | 0 | 0.553 | 1 | 30 | 1348 | 220507 |  |  | 0.068969
014722107 | DIXON LANDING 2107 | 3016 | Mission | 0 | 5.0571 | #N/A | 27 | 5 | 21kV | 1.9474 |  | 9.714 | 0.023 | 0 |  |  | 34 | 50 | 7292
018150401 | BETHEL BANK 0401 | 3017 | Diablo | 1.0504 | 0 | #N/A | 39 | 0 | 4.16kV | 1.945 | 0 | 7.714 | 0.025 | 0 | 1.986 | 1 | 27 | 51 | 12229 |  |  | 0.24766
022221101 | SF J 1101 | 3018 | San Francisco | 0 | 0.97814 | #N/A | 60 | 0 | 12kV | 1.9428 |  | 9.714 | 0 | 0 |  |  | 34 | 0 | 0
083330413 | WATSONVILLE 0413 | 3019 | Central Coast | 1.2208 | 0.065097 | #N/A | 73 | 0 | 4.16kV | 1.9366 | 0 | 7.143 | 0 | 0 | 2.54 | 1 | 25 | 0 | 0 |  |  | 0.31681
252151103 | ANGIOLA 1103 | 3020 | Fresno | 46.7508 | 0.45657 | #N/A | 76 | 0 | 12kV | 1.9354 | 0 | 8.857 | 0.593 | 0 | 0.227 | 1 | 31 | 1217 | 285363 |  |  | 0.028319
253161116 | HURON 1116 | 3021 | Fresno | 23.2913 | 1.1642 | #N/A | 425 | 0 | 12kV | 1.9344 | 0 | 8.857 | 0.267 | 0 | 0.548 | 1 | 31 | 565 | 108718 |  |  | 0.06829
042631110 | PETALUMA C 1110 | 3022 | Sonoma | 0.25121 | 0.84797 | #N/A | 161 | 0 | 12kV | 1.9332 | 0 | 4 | 0.022 | 0 | 5.644 | 1 | 14 | 49 | 5782 |  |  | 0.70401
013471123 | RICHMOND R 1123 | 3023 | East Bay | 1.3297 | 2.9624 | #N/A | 55 | 1 | 12kV | 1.9324 | 0 | 6.571 | 0.049 | 0 | 3.042 | 1 | 23 | 100 | 24091 |  |  | 0.37939
042561103 | FULTON 1103 | 3024 | Sonoma | 0.0094663 | 0 | #N/A | 0 | 0 | 12kV | 1.9306 |  |  | 0 | 0 | 9.653 |  |  | 0 | 0 |  |  | 1.204
254941101 | BOSWELL 1101 | 3025 | Fresno | 0 | 0 | #N/A | 0 | 1 | 12kV | 1.9298 |  |  | 0 | 0 | 9.649 |  |  | 0 | 0 |  |  | 1.2035
192451104 | FAIRHAVEN 1104 | 3026 | Humboldt | 3.3027 | 1.0377 | #N/A | 101 | 2 | 12kV | 1.9296 | 0 | 8 | 0.32 | 0 | 1.328 | 1 | 28 | 674 | 133067 |  |  | 0.16568
253931106 | GATES 1106 | 3027 | Fresno | 43.3818 | 0.53841 | #N/A | 130 | 0 | 12kV | 1.926 | 0 | 8.857 | 0.217 | 0 | 0.556 | 1 | 31 | 468 | 75610 |  |  | 0.069372
024021101 | BELLE HAVEN 1101 | 3028 | Peninsula | 1.585 | 1.2116 | #N/A | 54 | 0 | 12kV | 1.9162 | 0 | 9.429 | 0.006 | 0 | 0.146 | 1 | 33 | 13 | 3532 |  |  | 0.018222
252681110 | HENRIETTA 1110 | 3029 | Fresno | 68.3614 | 0.64506 | #N/A | 317 | 0 | 12kV | 1.8976 | 0 | 7.714 | 1.306 | 0 | 0.468 | 1 | 27 | 2820 | 456935 |  |  | 0.058346
102841101 | ANITA 1101 | 3030 | North Valley | 35.4591 | 2.6088 | #N/A | 642 | 0 | 12kV | 1.888 | 0 | 8.286 | 0.338 | 0 | 0.816 | 1 | 29 | 751 | 93199 |  |  | 0.10176
013681115 | EDES 1115 | 3031 | East Bay | 0 | 1.6023 | #N/A | 0 | 4 | 12kV | 1.8862 | 0 | 9.429 | 0.002 | 0 |  | 1 | 33 | 4 | 324
082921102 | EL PATIO 1102 | 3032 | De Anza | 0.98219 | 3.2742 | #N/A | 154 | 1 | 12kV | 1.8858 |  | 9.429 | 0 | 0 |  |  | 33 | 1 | 55
153711101 | TUDOR 1101 | 3033 | Sierra | 33.0138 | 0.20496 | #N/A | 279 | 0 | 12kV | 1.8756 | 0 | 7.714 | 1.032 | 0 | 0.632 | 1 | 27 | 2275 | 302199 |  |  | 0.078814
022590401 | RANDOLPH 0401 | 3034 | San Francisco | 0 | 2.8211 | #N/A | 1160 | 0 | 4.16kV | 1.862 | 0 | 6.857 | 2.453 | 0 |  | 1 | 24 | 5236 | 932872
062881106 | MAXWELL 1106 | 3035 | Sacramento | 29.4975 | 0.45705 | #N/A | 116 | 1 | 12kV | 1.8572 | 0 | 8.286 | 0.594 | 0 | 0.406 | 1 | 29 | 1339 | 138929 |  |  | 0.050595
252151102 | ANGIOLA 1102 | 3036 | Fresno | 35.6349 | 0.45021 | #N/A | 97 | 0 | 12kV | 1.8532 | 0 | 8.571 | 0.331 | 0 | 0.364 | 1 | 30 | 684 | 153998 |  |  | 0.045433
012011118 | OAKLAND C 1118 | 3037 | East Bay | 3.1134 | 4.342 | #N/A | 104 | 5 | 12kV | 1.8452 | 0 | 6 | 0.618 | 0 | 2.608 | 1 | 21 | 1423 | 107024 |  |  | 0.32528
042951102 | MENDOCINO 1102 | 3038 | Humboldt | 0.046492 | 0 | #N/A | 0 | 0 | 12kV | 1.8358 | 0 | 2.571 | 0 | 0 | 6.608 | 1 | 9 | 0 | 0 |  |  | 0.82423
182402105 | FORT ORD 2105 | 3039 | Central Coast | 8.1013 | 12.3202 | #N/A | 1807 | 0 | 21kV | 1.8266 | 0 | 5.429 | 1.26 | 0 | 2.444 | 1 | 19 | 2748 | 405543 |  |  | 0.30488
062831101 | RICE 1101 | 3040 | Sacramento | 0 | 0 | #N/A | 0 | 0 | 12kV | 1.8134 |  | 8 | 1.067 | 0 |  |  | 28 | 2178 | 527398
013761113 | MT EDEN 1113 | 3041 | Mission | 2.7576 | 7.3357 | #N/A | 589 | 0 | 12kV | 1.8078 | 0 | 3.714 | 1.768 | 0 | 3.557 | 1 | 13 | 4034 | 349223 |  |  | 0.44367
022090401 | SF G 0401 | 3042 | San Francisco | 0.67422 | 0.13292 | #N/A | 493 | 0 | 4.16kV | 1.7992 | 0 | 3.714 | 0.256 | 0 | 5.026 | 1 | 13 | 563 | 77469 |  |  | 0.62694
252681104 | HENRIETTA 1104 | 3043 | Fresno | 33.9967 | 0.29515 | #N/A | 92 | 0 | 12kV | 1.7932 | 0 | 8.286 | 0.325 | 0 | 0.355 | 1 | 29 | 687 | 130365 |  |  | 0.044311
022873411 | EMBARCADERO (Z) 3411 | 3044 | San Francisco | 0 | 0.27852 | #N/A | 0 | 1 | 34.5kV | 1.7716 |  | 8.857 | 0.001 | 0 |  |  | 31 | 2 | 1422
022801134 | LARKIN (Y) 1134 | 3045 | San Francisco | 0 | 2.1328 | #N/A | 20 | 0 | 12kV | 1.7714 |  | 8.857 | 0 | 0 |  |  | 31 | 0 | 0
254091100 | DINUBA 1100 | 3046 | Fresno | 0.0098687 | 0 | #N/A | 0 | 0 | 12kV | 1.7448 |  |  | 0 | 0 | 8.724 |  |  | 0 | 0 |  |  | 1.0881
253731103 | WEST FRESNO 1103 | 3047 | Fresno | 7.4037 | 0.52505 | #N/A | 837 | 2 | 12kV | 1.7414 | 0 | 4.571 | 0.845 | 0 | 3.291 | 1 | 16 | 1947 | 143917 |  |  | 0.41048
252961101 | WASCO 1101 | 3048 | Kern | 14.7622 | 0.027438 | #N/A | 45 | 0 | 12kV | 1.7406 | 0 | 8 | 0.11 | 0 | 0.593 | 1 | 28 | 221 | 60329 |  |  | 0.073977
253181104 | MC FARLAND 1104 | 3049 | Kern | 32.1612 | 1.3845 | #N/A | 310 | 0 | 12kV | 1.7322 | 0 | 7.429 | 0.595 | 0 | 0.637 | 1 | 26 | 1304 | 183170 |  |  | 0.079464
252171104 | CORCORAN 1104 | 3050 | Fresno | 26.4542 | 0.49824 | #N/A | 173 | 0 | 12kV | 1.7292 | 0 | 7.714 | 0.22 | 0 | 0.712 | 1 | 27 | 473 | 79103 |  |  | 0.088849
062021105 | COLUSA 1105 | 3051 | Sacramento | 5.012 | 0.20973 | #N/A | 409 | 1 | 12kV | 1.7202 | 0 | 5.429 | 0.096 | 0 | 3.076 | 1 | 19 | 215 | 23007 |  |  | 0.38362
252661106 | GUERNSEY 1106 | 3052 | Fresno | 35.8561 | 1.2969 | #N/A | 207 | 0 | 12kV | 1.7174 | 0 | 7.429 | 0.557 | 0 | 0.601 | 1 | 26 | 1154 | 256240 |  |  | 0.07499
252901104 | SEMITROPIC 1104 | 3053 | Kern | 16.0893 | 0.1371 | #N/A | 73 | 0 | 12kV | 1.7164 | 0 | 8 | 0.128 | 0 | 0.454 | 1 | 28 | 265 | 57699 |  |  | 0.056637
253551103 | SMYRNA 1103 | 3054 | Kern | 48.3123 | 0.84096 | #N/A | 238 | 0 | 12kV | 1.6962 | 0 | 7.143 | 0.839 | 0 | 0.499 | 1 | 25 | 1845 | 251425 |  |  | 0.062181
163481110 | WEBER 1110 | 3055 | Stockton | 5.0557 | 4.2211 | #N/A | 295 | 4 | 12kV | 1.696 | 0 | 6 | 0.365 | 0 | 2.115 | 1 | 21 | 808 | 103992 |  |  | 0.26375
042451102 | VALLEJO B 1102 | 3056 | North Bay | 2.4897 | 0.68568 | #N/A | 333 | 0 | 12kV | 1.6848 | 0 | 4.286 | 0.587 | 0 | 3.551 | 1 | 15 | 1314 | 146649 |  |  | 0.4429
254242103 | FELLOWS 2103 | 3057 | Kern | 28.1449 | 0.17284 | #N/A | 187 | 6 | 21kV | 1.6738 | 0 | 7.429 | 0.466 | 0 | 0.474 | 1 | 26 | 1048 | 110599 |  |  | 0.059167
252461102 | FAMOSO 1102 | 3058 | Kern | 27.3455 | 0.10799 | #N/A | 116 | 0 | 12kV | 1.6734 | 0 | 7.714 | 0.256 | 0 | 0.397 | 1 | 27 | 564 | 74834 |  |  | 0.049553
254281101 | LOST HILLS 1101 | 3059 | Kern | 0.0059923 | 0 | #N/A | 0 | 0 | 2.4kV | 1.6708 |  |  | 0 | 0 | 8.354 |  |  | 0 | 0 |  |  | 1.042
022400402 | JUDAH 0402 | 3060 | San Francisco | 2.1303 | 0.77494 | #N/A | 1554 | 0 | 4.16kV | 1.6414 | 0 |  | 3.16 | 0 | 5.047 | 1 |  | 7198 | 640820 |  |  | 0.62946
103142199 | LOGAN CREEK 2199 | 3061 | North Valley | 0.029407 | 0 | #N/A | 0 | 1 | 21kV | 1.6414 | 0 |  | 0 | 0 | 8.207 | 1 |  | 0 | 0 |  |  | 1.0237
083750401 | ROLAND 0401 | 3062 | Central Coast | 2.8679 | 0.022354 | #N/A | 557 | 0 | 4.16kV | 1.6272 | 0 | 4.571 | 0.038 | 0 | 3.527 | 1 | 16 | 82 | 13702 |  |  | 0.43997
252891104 | SCHINDLER 1104 | 3063 | Fresno | 0.0068408 | 0 | #N/A | 0 | 0 | 12kV | 1.6224 |  | 0 | 0.104 | 0 | 8.008 |  | 0 | 219 | 43396 |  |  | 0.99885
012640401 | BECK STREET 0401 | 3064 | East Bay | 1.5796 | 1.6788 | #N/A | 485 | 0 | 4.16kV | 1.6196 | 0 | 4.571 | 0.54 | 0 | 2.987 | 1 | 16 | 1170 | 184933 |  |  | 0.37262
252891105 | SCHINDLER 1105 | 3065 | Fresno | 41.4196 | 0.45075 | #N/A | 142 | 0 | 12kV | 1.616 | 0 | 7.143 | 0.477 | 0 | 0.46 | 1 | 25 | 1072 | 114381 |  |  | 0.057415
153761101 | CATLETT 1101 | 3066 | Sierra | 0.025009 | 0 | #N/A | 0 | 0 | 12kV | 1.6154 | 0 |  | 0.919 | 0 | 7.158 | 1 |  | 1964 | 345910 |  |  | 0.89275
083431112 | HICKS 1112 | 3067 | San Jose | 0.028022 | 0.41273 | #N/A | 0 | 0 | 12kV | 1.6006 | 0 | 0 | 0 | 0 | 8.003 | 1 | 0 | 0 | 0 |  |  | 0.9982
182201105 | SPENCE 1105 | 3068 | Central Coast | 15.4191 | 0.18835 | #N/A | 120 | 0 | 12kV | 1.6 | 0 | 8 | 0 | 0 |  | 1 | 28 | 0 | 0
012041201 | OAKLAND D 1201 | 3069 | East Bay | 0 | 3.5783 | #N/A | 0 | 0 | 12kV | 1.5904 | 0 | 6.857 | 1.095 | 0 |  | 1 | 24 | 2512 | 198448
253801103 | ARVIN 1103 | 3070 | Kern | 13.391 | 0.24076 | #N/A | 57 | 0 | 12kV | 1.5814 | 0 | 7.143 | 0.126 | 0 | 0.638 | 1 | 25 | 254 | 66763 |  |  | 0.079578
252721107 | KERN OIL 1107 | 3071 | Kern | 27.3272 | 6.3763 | #N/A | 134 | 7 | 12kV | 1.5728 | 0 | 7.429 | 0.017 | 0 | 0.418 | 1 | 26 | 32 | 11753 |  |  | 0.052157
253372107 | BAKERSFIELD 2107 | 3072 | Kern | 0.011857 | 0 | #N/A | 0 | 0 | 21kV | 1.5688 |  |  | 0 | 0 | 7.844 |  |  | 0 | 0 |  |  | 0.97837
254691101 | NORCO 1101 | 3073 | Kern | 48.7565 | 1.6409 | #N/A | 115 | 1 | 12kV | 1.5512 | 0 | 7.143 | 0.213 | 0 | 0.4 | 1 | 25 | 350 | 211231 |  |  | 0.049922
253651101 | SHAFTER 1101 | 3074 | Kern | 0.027095 | 0 | #N/A | 0 | 0 | 12kV | 1.5316 | 0 | 0 | 0.771 | 0 | 6.887 | 1 | 0 | 1754 | 157676 |  |  | 0.85903
083110401 | CASSERLY 0401 | 3075 | Central Coast | 3.0709 | 0.014677 | #N/A | 215 | 0 | 4.16kV | 1.499 | 0 | 5.143 | 0.058 | 0 | 2.294 | 1 | 18 | 130 | 15559 |  |  | 0.28618
252891111 | SCHINDLER 1111 | 3076 | Fresno | 48.2036 | 0.26443 | #N/A | 116 | 0 | 12kV | 1.4966 | 0 | 6.857 | 0.28 | 0 | 0.346 | 1 | 24 | 616 | 84499 |  |  | 0.043151
024261104 | BAIR 1104 | 3077 | Peninsula | 0 | 2.664 | #N/A | 14 | 0 | 12kV | 1.4912 |  | 7.429 | 0.027 | 0 |  |  | 26 | 64 | 2690
252151104 | ANGIOLA 1104 | 3078 | Fresno | 19.972 | 0.32882 | #N/A | 68 | 0 | 12kV | 1.491 | 0 | 6 | 0.95 | 0 | 0.505 | 1 | 21 | 2076 | 302791 |  |  | 0.063037
252351112 | SANGER 1112 | 3079 | Fresno | 12.4697 | 0.15181 | #N/A | 122 | 0 | 12kV | 1.4816 | 0 | 6.286 | 0.219 | 0 | 0.903 | 1 | 22 | 480 | 66856 |  |  | 0.11262
103181102 | CHESTER 1102 | 3080 | North Valley | 5.3884 | 23.6382 | 2.4094 | 666 | 0 | 12kV | 1.4708 | 0 | 4.857 | 0.385 | 0 | 2.112 | 1 | 17 | 642 | 368960 |  |  | 0.26338
022440402 | LAWNDALE 0402 | 3081 | Peninsula | 4.7721 | 2.904 | #N/A | 1107 | 0 | 4.16kV | 1.4558 | 0 | 2.286 | 1.971 | 0 | 3.022 | 1 | 8 | 4196 | 761717 |  |  | 0.37693
253551101 | SMYRNA 1101 | 3082 | Kern | 47.276 | 0.069956 | #N/A | 107 | 0 | 12kV | 1.453 | 0 | 6.571 | 0.39 | 0 | 0.304 | 1 | 23 | 834 | 147241 |  |  | 0.037952
252821105 | OLD RIVER 1105 | 3083 | Kern | 14.0231 | 1.7693 | #N/A | 34 | 1 | 12kV | 1.453 | 0 | 6.286 | 0.073 | 0 | 0.906 | 1 | 22 | 146 | 38789 |  |  | 0.11298
254561106 | TUPMAN 1106 | 3084 | Kern | 36.8878 | 1.3721 | #N/A | 145 | 1 | 12kV | 1.423 | 0 | 5.714 | 0.709 | 0 | 0.692 | 1 | 20 | 1588 | 177095 |  |  | 0.086369
083330414 | WATSONVILLE 0414 | 3085 | Central Coast | 1.2808 | 0.067156 | #N/A | 56 | 0 | 4.16kV | 1.4186 | 0 | 4.857 | 0.079 | 0 | 2.157 | 1 | 17 | 143 | 62236 |  |  | 0.26899
253441104 | CALFLAX 1104 | 3086 | Fresno | 18.5396 | 0.033836 | #N/A | 62 | 0 | 12kV | 1.397 | 0 | 6.571 | 0.135 | 0 | 0.279 | 1 | 23 | 306 | 28433 |  |  | 0.034748
255421101 | TEXACO EMIDIO 1101 | 3087 | Kern | 0.0087274 | 0 | #N/A | 0 | 0 | 12kV | 1.3902 |  |  | 0 | 0 | 6.951 |  |  | 0 | 0 |  |  | 0.86702
252901106 | SEMITROPIC 1106 | 3088 | Kern | 27.4439 | 0.31909 | #N/A | 110 | 0 | 12kV | 1.39 | 0 | 6.286 | 0.083 | 0 | 0.581 | 1 | 22 | 182 | 25156 |  |  | 0.072477
014351105 | FREMONT 1105 | 3089 | Mission | 0 | 4.6297 | #N/A | 1188 | 0 | 12kV | 1.3884 | 0 | 6.571 | 0.371 | 0 |  | 1 | 23 | 794 | 138032
083481112 | STELLING 1112 | 3090 | De Anza | 2.1873 | 0.66849 | #N/A | 283 | 0 | 12kV | 1.3762 | 0 | 3.429 | 0.266 | 0 | 3.186 | 1 | 12 | 607 | 53953 |  |  | 0.39742
182381104 | DOLAN ROAD 1104 | 3091 | Central Coast | 5.0643 | 2.7797 | #N/A | 258 | 1 | 12kV | 1.3702 | 0 | 2 | 4.007 | 0 | 0.844 | 1 | 7 | 8666 | 1384097 |  |  | 0.10531
183150403 | MANZANITA 0403 | 3092 | Central Coast | 1.0258 | 1.177 | #N/A | 374 | 0 | 4.16kV | 1.357 | 0 | 3.429 | 0 | 0 | 3.356 | 1 | 12 | 0 | 0 |  |  | 0.41853
182440423 | PACIFIC GROVE 0423 | 3093 | Central Coast | 1.6772 | 0.21377 | #N/A | 530 | 0 | 4.16kV | 1.3432 | 0 | 2.857 | 0.086 | 0 | 3.773 | 1 | 10 | 179 | 39486 |  |  | 0.47058
258181101 | BOLTHOUSE FARMS 1101 | 3094 | Kern | 0 | 0 | #N/A | 0 | 0 | 21kV | 1.3362 |  |  | 0 | 0 | 6.681 |  |  | 0 | 0 |  |  | 0.83337
182031107 | KING CITY 1107 | 3095 | Central Coast | 0.016313 | 0.0035577 | #N/A | 0 | 0 | 12kV | 1.3294 |  | 0 | 0 | 0 | 6.647 |  | 0 | 0 | 0 |  |  | 0.8291
022090411 | SF G 0411 | 3096 | San Francisco | 0 | 2.1412 | #N/A | 557 | 0 | 4.16kV | 1.3246 |  | 6.286 | 0.337 | 0 |  |  | 22 | 733 | 112483
083001103 | LOCKHEED NO 2 1103 | 3097 | De Anza | 0.53044 | 1.4122 | #N/A | 15 | 0 | 12kV | 1.3174 | 0 | 4.286 | 0.006 | 0 | 2.295 | 1 | 15 | 10 | 6496 |  |  | 0.2863
252901112 | SEMITROPIC 1112 | 3098 | Kern | 26.5939 | 0.12155 | #N/A | 83 | 0 | 12kV | 1.2788 | 0 | 6 | 0.014 | 0 | 0.38 | 1 | 21 | 31 | 5226 |  |  | 0.047396
254821101 | CADET 1101 | 3099 | Kern | 0 | 0 | #N/A | 0 | 1 | 12kV | 1.277 |  |  | 0 | 0 | 6.385 |  |  | 0 | 0 |  |  | 0.79638
252441106 | ELK HILLS 1106 | 3100 | Kern | 22.4886 | 5.6406 | #N/A | 155 | 1 | 12kV | 1.272 | 0 | 5.714 | 0.139 | 0 | 0.507 | 1 | 20 | 284 | 67268 |  |  | 0.063182
253451101 | DEVILS DEN 1101 | 3101 | Fresno | 33.4748 | 0.079646 | #N/A | 65 | 0 | 12kV | 1.2656 | 0 | 5.714 | 0.467 | 0 | 0.147 | 1 | 20 | 959 | 224268 |  |  | 0.018343
254921101 | LAS PALMAS 1101 | 3102 | Fresno | 0.26359 | 0 | #N/A | 0 | 1 | 12kV | 1.2634 | 0 |  | 0 | 0 | 6.317 | 1 |  | 0 | 0 |  |  | 0.78793
252291105 | PARLIER 1105 | 3103 | Fresno | 18.0997 | 0.012208 | #N/A | 143 | 2 | 12kV | 1.2628 | 0 | 5.429 | 0.048 | 0 | 0.837 | 1 | 19 | 101 | 21079 |  |  | 0.10439
042211101 | NOVATO 1101 | 3104 | North Bay | 0.56604 | 0.083571 | #N/A | 95 | 0 | 12kV | 1.2608 | 0 | 1.143 | 0.074 | 0 | 5.087 | 1 | 4 | 133 | 59323 |  |  | 0.63453
252761102 | MADERA 1102 | 3105 | Yosemite | 0.020971 | 0 | #N/A | 2 | 0 | 12kV | 1.219 |  |  | 0 | 0 | 6.095 |  |  | 0 | 0 |  |  | 0.76028
182090404 | MONTEREY 0404 | 3106 | Central Coast | 0 | 1.1618 | #N/A | 63 | 0 | 4.16kV | 1.211 |  | 6 | 0.055 | 0 |  |  | 21 | 106 | 34472
022101111 | SF H 1111 | 3107 | Peninsula | 5.9073 | 3.1952 | #N/A | 0 | 1 | 12kV | 1.208 | 0 | 4 | 0.222 | 0 | 1.818 | 1 | 14 | 417 | 155439 |  |  | 0.22679
253161106 | HURON 1106 | 3108 | Fresno | 17.0493 | 0.4144 | #N/A | 40 | 0 | 12kV | 1.2072 | 0 | 5.429 | 0.003 | 0 | 0.604 | 1 | 19 | 6 | 2234 |  |  | 0.075368
083701105 | STONE 1105 | 3109 | San Jose | 0 | 2.922 | #N/A | 94 | 0 | 12kV | 1.203 | 0 | 6 | 0.015 | 0 |  | 1 | 21 | 33 | 5153
182031108 | KING CITY 1108 | 3110 | Central Coast | 0.018036 | 0.0041464 | #N/A | 0 | 0 | 12kV | 1.2024 | 0 | 0 | 0 | 0 | 6.012 | 1 | 0 | 0 | 0 |  |  | 0.74991
022011115 | MISSION (X) 1115 | 3111 | San Francisco | 0 | 1.6831 | #N/A | 789 | 0 | 12kV | 1.2 |  | 6 | 0 | 0 |  |  | 21 | 0 | 0
252081108 | TAFT 1108 | 3112 | Kern | 9.211 | 0.1289 | #N/A | 481 | 0 | 12kV | 1.182 | 0 | 3.714 | 0.431 | 0 | 1.765 | 1 | 13 | 887 | 204702 |  |  | 0.22011
252461107 | FAMOSO 1107 | 3113 | Kern | 19.0414 | 0.24441 | #N/A | 101 | 0 | 12kV | 1.1712 | 0 | 4.857 | 0.362 | 0 | 0.637 | 1 | 17 | 709 | 216776 |  |  | 0.079426
252921109 | STONE CORRAL 1109 | 3114 | Fresno | 16.8368 | 0.092312 | #N/A | 124 | 0 | 12kV | 1.167 | 0 | 4.857 | 0.135 | 0 | 0.843 | 1 | 17 | 290 | 49659 |  |  | 0.1052
012060408 | BERKELEY F 0408 | 3115 | East Bay | 0.7893 | 0.14151 | #N/A | 316 | 0 | 4.16kV | 1.1668 | 0 | 2 | 0 | 0 | 3.834 | 1 | 7 | 0 | 0 |  |  | 0.47822
162370408 | STOCKTON A 0408 | 3116 | Stockton | 0 | 0 | #N/A | 0 | 0 | 21kV | 1.1514 |  |  | 0 | 0 | 5.757 |  |  | 0 | 0 |  |  | 0.71801
082250408 | SAN JOSE A 0408 | 3117 | San Jose | 2.4103 | 2.2354 | #N/A | 628 | 0 | 4.16kV | 1.145 | 0 |  | 0.694 | 0 | 5.031 | 1 |  | 1550 | 179309 |  |  | 0.62755
082952105 | EDENVALE 2105 | 3118 | San Jose | 0 | 6.7939 | #N/A | 2318 | 0 | 21kV | 1.1428 |  | 5.714 | 0 | 0 |  |  | 20 | 0 | 0
183150404 | MANZANITA 0404 | 3119 | Central Coast | 0.43509 | 1.4399 | #N/A | 459 | 0 | 4.16kV | 1.1154 | 0 | 2.857 | 0.008 | 0 | 2.712 | 1 | 10 | 16 | 3872 |  |  | 0.33828
014471105 | DUMBARTON 1105 | 3120 | Mission | 0 | 2.1038 | #N/A | 3 | 0 | 12kV | 1.0858 |  | 5.429 | 0 | 0 |  |  | 19 | 0 | 0
253181105 | MC FARLAND 1105 | 3121 | Kern | 19.9041 | 0.16929 | #N/A | 125 | 0 | 12kV | 1.0734 | 0 | 4.286 | 0.296 | 0 | 0.785 | 1 | 15 | 641 | 100430 |  |  | 0.097939
082250403 | SAN JOSE A 0403 | 3122 | San Jose | 3.9689 | 0.97748 | #N/A | 825 | 0 | 4.16kV | 1.0556 | 0 |  | 1.497 | 0 | 3.781 | 1 |  | 3101 | 686146 |  |  | 0.47164
153751102 | PEASE 1102 | 3123 | Sierra | 3.9792 | 1.1723 | #N/A | 235 | 0 | 12kV | 1.049 | 0 | 2.286 | 1.039 | 0 | 1.92 | 1 | 8 | 2348 | 233109 |  |  | 0.23946
253491115 | LERDO 1115 | 3124 | Kern | 0 | 0 | #N/A | 0 | 0 | 12kV | 1.043 |  |  | 0 | 0 | 5.215 |  |  | 0 | 0 |  |  | 0.65047
082250410 | SAN JOSE A 0410 | 3125 | San Jose | 4.6553 | 1.2068 | #N/A | 1071 | 0 | 4.16kV | 1.029 | 0 |  | 1.288 | 0 | 3.857 | 1 |  | 2753 | 483698 |  |  | 0.48103
254931101 | GARDNER 1101 | 3126 | Kern | 0 | 0 | #N/A | 0 | 1 | 4.16kV | 1.0226 |  |  | 0 | 0 | 5.113 |  |  | 0 | 0 |  |  | 0.6377
254691102 | NORCO 1102 | 3127 | Kern | 8.2541 | 0.019268 | #N/A | 12 | 4 | 12kV | 1.0026 | 0 | 4.571 | 0.016 | 0 | 0.426 | 1 | 16 | 31 | 8502 |  |  | 0.053098
062081103 | ARBUCKLE 1103 | 3128 | Sacramento | 0.042474 | 0 | #N/A | 2 | 0 | 12kV | 0.9878 | 0 |  | 0 | 0 | 4.939 | 1 |  | 0 | 0 |  |  | 0.61608
013652205 | CONTRA COSTA 2205 | 3129 | Diablo | 0.058252 | 0 | #N/A | 0 | 0 | 21kV | 0.9862 | 0 | 0 | 0 | 0 | 4.931 | 1 | 0 | 0 | 0 |  |  | 0.61501
022510401 | NORIEGA 0401 | 3130 | San Francisco | 1.5596 | 0.049777 | #N/A | 627 | 0 | 4.16kV | 0.98 | 0 |  | 0.525 | 0 | 4.375 | 1 |  | 1069 | 263811 |  |  | 0.54564
252621101 | CAWELO B 1101 | 3131 | Kern | 0 | 0 | #N/A | 0 | 0 | 4.16kV | 0.9796 |  |  | 0 | 0 | 4.898 |  |  | 0 | 0 |  |  | 0.61098
253491114 | LERDO 1114 | 3132 | Kern | 0 | 0 | #N/A | 0 | 0 | 12kV | 0.9792 |  |  | 0 | 0 | 4.896 |  |  | 0 | 0 |  |  | 0.61063
012091153 | OAKLAND J 1153 | 3133 | East Bay | 0 | 3.1872 | #N/A | 0 | 0 | 12kV | 0.9714 | 0 | 4.857 | 0 | 0 |  | 1 | 17 | 0 | 0
254261101 | BERRENDA A 1101 | 3134 | Kern | 0 | 0 | #N/A | 0 | 0 | 4.16kV | 0.9572 |  |  | 0 | 0 | 4.786 |  |  | 0 | 0 |  |  | 0.59695
012160401 | PITTSBURG 0401 | 3135 | Diablo | 1.0542 | 0.91751 | #N/A | 11 | 0 | 4.16kV | 0.95 | 0 | 3.429 | 0.006 | 0 | 1.315 | 1 | 12 | 11 | 4108 |  |  | 0.16407
082250405 | SAN JOSE A 0405 | 3136 | San Jose | 1.8349 | 2.601 | #N/A | 590 | 0 | 4.16kV | 0.95 | 0 |  | 0.791 | 0 | 3.959 | 1 |  | 1742 | 234886 |  |  | 0.49386
255251101 | RIVER ROCK 1101 | 3137 | Fresno | 1.0008 | 0 | #N/A | 10 | 0 | 12kV | 0.9324 | 0 | 3.429 | 0.009 | 0 | 1.224 | 1 | 12 | 15 | 9259 |  |  | 0.15271
082250407 | SAN JOSE A 0407 | 3138 | San Jose | 2.0947 | 0.44073 | #N/A | 492 | 0 | 4.16kV | 0.9106 | 0 |  | 0.607 | 0 | 3.946 | 1 |  | 1241 | 298915 |  |  | 0.49214
254291103 | WELLFIELD 1103 | 3139 | Kern | 0.31007 | 0 | #N/A | 1 | 1 | 12kV | 0.8882 | 0 | 2.286 | 0.002 | 0 | 2.153 | 1 | 8 | 5 | 934 |  |  | 0.26855
253491113 | LERDO 1113 | 3140 | Kern | 38.3636 | 0.77047 | #N/A | 195 | 0 | 12kV | 0.8694 | 0 |  | 0 | 0 | 4.347 | 1 |  | 0 | 0 |  |  | 0.54214
254481101 | BERRENDA C 1101 | 3141 | Kern | 0.0029799 | 0 | #N/A | 0 | 1 | 4.16kV | 0.8656 |  |  | 0 | 0 | 4.328 |  |  | 0 | 0 |  |  | 0.53985
024031108 | BELMONT 1108 | 3142 | Peninsula | 0 | 3.9973 | #N/A | 153 | 0 | 12kV | 0.858 |  | 4.286 | 0.004 | 0 |  |  | 15 | 8 | 1789
022071199 | SF E 1199 | 3143 | San Francisco | 0 | 0.007828 | #N/A | 0 | 0 | 12kV | 0.8572 |  | 4.286 | 0 | 0 |  |  | 15 | 0 | 0
152061101 | ROCKLIN 1101 | 3144 | Sierra | 0 | 0.47688 | #N/A | 0 | 0 | 12kV | 0.8546 | 0 |  | 0.594 | 0 | 3.679 | 1 |  | 1237 | 263959 |  |  | 0.45886
062701101 | CORDELIA 1101 | 3145 | Sacramento | 0.019146 | 0 | #N/A | 0 | 0 | 12kV | 0.8482 | 0 | 0 | 0.364 | 0 | 3.877 | 1 | 0 | 767 | 149925 |  |  | 0.48354
163251102 | CROWS LANDING 1102 | 3146 | Yosemite | 7.546 | 0.33578 | #N/A | 55 | 0 | 12kV | 0.8462 | 0 | 3.429 | 0.068 | 0 | 0.734 | 1 | 12 | 153 | 15168 |  |  | 0.091522
254041102 | DOS PALOS 1102 | 3147 | Yosemite | 0.21452 | 0 | #N/A | 1 | 0 | 12kV | 0.8386 | 0 | 0.286 | 2.084 | 0 | 1.823 | 1 | 1 | 4661 | 529074 |  |  | 0.22732
013652106 | CONTRA COSTA 2106 | 3148 | Diablo | 0.023808 | 0 | #N/A | 0 | 0 | 21kV | 0.83 |  | 0 | 0 | 0 | 4.15 |  | 0 | 0 | 0 |  |  | 0.51768
182040405 | CARMEL 0405 | 3149 | Central Coast | 5.8569 | 0.56006 | 0.33684 | 1220 | 0 | 4.16kV | 0.8228 | 0 | 0 | 0.447 | 0 | 3.667 | 1 | 0 | 830 | 323784 |  |  | 0.45737
255311101 | PENTLAND 1101 | 3150 | Kern | 0 | 0 | #N/A | 0 | 1 | 12kV | 0.8144 | 0 |  | 0 | 0 | 4.072 | 1 |  | 0 | 0 |  |  | 0.50795
163030402 | LATHROP 0402 | 3151 | Stockton | 0 | 0 | #N/A | 0 | 0 | 4.16kV | 0.791 |  |  | 0 | 0 | 3.955 |  |  | 0 | 0 |  |  | 0.49325
014662114 | TASSAJARA 2114 | 3152 | Diablo | 0 | 5.7621 | #N/A | 400 | 0 | 21kV | 0.7872 | 0 | 3.714 | 0.222 | 0 |  | 1 | 13 | 505 | 45495
252081102 | TAFT 1102 | 3153 | Kern | 0.052556 | 0 | #N/A | 0 | 0 | 12kV | 0.786 | 0 | 0 | 0.012 | 0 | 3.918 | 1 | 0 | 23 | 9202 |  |  | 0.48868
255451101 | CAL WATER 1101 | 3154 | Kern | 0 | 0.064586 | #N/A | 0 | 1 | 12kV | 0.7434 |  | 3.714 | 0.003 | 0 |  |  | 13 | 8 | 660
152691108 | HIGGINS 1108 | 3155 | Sierra | 0.02041 | 0 | 0.020411 | 0 | 0 | 12kV | 0.732 |  |  | 0.007 | 0 | 3.653 |  |  | 15 | 1552 |  |  | 0.45562
253161108 | HURON 1108 | 3156 | Fresno | 10.3891 | 0.19197 | #N/A | 34 | 0 | 12kV | 0.7212 | 0 | 2.857 | 0.153 | 0 | 0.596 | 1 | 10 | 354 | 23395 |  |  | 0.074285
043341101 | SKAGGS ISLAND 1101 | 3157 | Sonoma | 0.048245 | 2.0472 | #N/A | 1 | 0 | 12kV | 0.7156 | 0 |  | 0.001 | 0 | 3.577 | 1 |  | 2 | 393 |  |  | 0.44615
082250404 | SAN JOSE A 0404 | 3158 | San Jose | 1.7389 | 2.213 | #N/A | 320 | 0 | 4.16kV | 0.7124 | 0 |  | 0.172 | 0 | 3.39 | 1 |  | 388 | 39080 |  |  | 0.42288
255441101 | PACIFIC PIPE GRAPEVI 1101 | 3159 | Kern | 0 | 0 | #N/A | 0 | 1 | 12kV | 0.6986 |  |  | 0 | 0 | 3.493 |  |  | 0 | 0 |  |  | 0.43572
014232112 | SAN RAMON 2112 | 3160 | Mission | 0 | 1.7224 | #N/A | 0 | 1 | 21kV | 0.6858 | 0 | 3.429 | 0 | 0 |  | 1 | 12 | 1 | 169
014232113 | SAN RAMON 2113 | 3161 | Mission | 0 | 1.718 | #N/A | 1 | 0 | 21kV | 0.6858 | 0 | 3.429 | 0 | 0 |  | 1 | 12 | 0 | 0
182661107 | SAN MIGUEL 1107 | 3162 | Los Padres | 5.7376 | 0.19164 | #N/A | 121 | 0 | 12kV | 0.6844 | 0 | 2.286 | 0.108 | 0 | 1.028 | 1 | 8 | 223 | 51323 |  |  | 0.12819
043361101 | HIGHLANDS 1101 | 3163 | Humboldt | 0.026409 | 0 | 0.026418 | 0 | 0 | 12kV | 0.684 | 0 |  | 0 | 0 | 3.42 | 1 |  | 0 | 0 |  |  | 0.42656
043150241 | TOCALOMA 0241 | 3164 | North Bay | 0.031224 | 0 | 0.031239 | 0 | 1 | 4.16kV | 0.6668 |  |  | 0 | 0 | 3.334 |  |  | 0 | 0 |  |  | 0.4159
254381101 | BELRIDGE 1B 1101 | 3165 | Kern | 0 | 0 | #N/A | 0 | 0 | 4.16kV | 0.6592 |  |  | 0 | 0 | 3.296 |  |  | 0 | 0 |  |  | 0.41114
082462106 | NORTECH 2106 | 3166 | San Jose | 0 | 1.24 | #N/A | 0 | 1 | 21kV | 0.6286 | 0 | 3.143 | 0 | 0 |  | 1 | 11 | 0 | 0
168152101 | TRIDAM POWERHOUSE 2101 | 3167 | Yosemite | 0 | 0 | 0.050313 | 0 | 0 | 480V | 0.5994 |  |  | 0 | 0 | 2.997 |  |  | 0 | 0 |  |  | 0.3738
252631101 | CAWELO C 1101 | 3168 | Kern | 0 | 0 | #N/A | 0 | 0 | 4.16kV | 0.5818 |  |  | 0 | 0 | 2.909 |  |  | 0 | 0 |  |  | 0.36286
012061101 | BERKELEY F 1101 | 3169 | East Bay | 0 | 1.7586 | #N/A | 0 | 0 | 12kV | 0.5714 |  | 2.857 | 0 | 0 |  |  | 10 | 0 | 0
012091152 | OAKLAND J 1152 | 3170 | East Bay | 0 | 3.2142 | #N/A | 0 | 0 | 12kV | 0.5714 | 0 | 2.857 | 0 | 0 |  | 1 | 10 | 0 | 0
022781199 | MARINA (F) 1199 | 3171 | San Francisco | 0 | 0.0057127 | #N/A | 0 | 0 | 12kV | 0.5714 |  | 2.857 | 0 | 0 |  |  | 10 | 0 | 0
024261101 | BAIR 1101 | 3172 | Peninsula | 0 | 0 | #N/A | 0 | 0 | 12kV | 0.5456 | 0 |  | 0 | 0 | 2.728 | 1 |  | 0 | 0 |  |  | 0.34023
162370409 | STOCKTON A 0409 | 3173 | Stockton | 0.14016 | 0.58296 | #N/A | 0 | 0 | 4.16kV | 0.5156 | 0 |  | 0.047 | 0 | 2.531 | 1 |  | 91 | 28626 |  |  | 0.31572
254682101 | BLACKWELL 2101 | 3174 | Kern | 22.8554 | 0.013914 | #N/A | 36 | 0 | 21kV | 0.514 | 0 | 2.286 | 0.065 | 0 | 0.219 | 1 | 8 | 139 | 23610 |  |  | 0.027311
183111102 | CMC 1102 | 3175 | Los Padres | 0.46175 | 0 | 0.46264 | 0 | 0 | 12kV | 0.5088 |  |  | 0 | 0 | 2.544 |  |  | 0 | 0 |  |  | 0.31727
103301101 | BOGARD 1101 | 3176 | North Valley | 0.51605 | 0 | 0.51623 | 10 | 0 | 12kV | 0.5084 | 0 | 1.429 | 0.016 | 0 | 1.097 | 1 | 5 | 34 | 7485 |  |  | 0.13677
253391101 | FRUITVALE 1101 | 3177 | Kern | 3.3228 | 0.15984 | #N/A | 0 | 1 | 12kV | 0.5084 | 0 | 2 | 0 | 0 | 0.542 | 1 | 7 | 0 | 0 |  |  | 0.067573
252541101 | PETROL 1101 | 3178 | Kern | 0 | 0 | #N/A | 0 | 0 | 12kV | 0.4844 |  |  | 0 | 0 | 2.422 |  |  | 0 | 0 |  |  | 0.30207
252381104 | COALINGA NO 2 1104 | 3179 | Fresno | 0.16374 | 0 | #N/A | 0 | 0 | 12kV | 0.4364 | 0 |  | 0.075 | 0 | 2.107 | 1 |  | 172 | 13957 |  |  | 0.26281
062701102 | CORDELIA 1102 | 3180 | Sacramento | 0.042729 | 0 | #N/A | 0 | 0 | 12kV | 0.4318 |  | 0 | 0.422 | 0 | 1.737 |  | 0 | 934 | 118830 |  |  | 0.21666
012541113 | OAKLAND X 1113 | 3181 | East Bay | 0 | 0 | #N/A | 0 | 0 | 12kV | 0.4 |  | 2 | 0 | 0 |  |  | 7 | 0 | 0
068670401 | MAINE PRAIRIE 0401 | 3182 | Sacramento | 0.06262 | 0.019448 | #N/A | 4 | 0 | 4.16kV | 0.387 | 0 |  | 0 | 0 | 1.935 | 1 |  | 0 | 0 |  |  | 0.24129
022011215 | MISSION (X) 1215 | 3183 | San Francisco | 0 | 3.7366 | #N/A | 0 | 0 | 12kV | 0.3856 | 0 |  | 1.928 | 0 |  | 1 |  | 4482 | 278427
022691105 | MILLBRAE 1105 | 3184 | Peninsula | 0.26345 | 0.21439 | #N/A | 1 | 0 | 12kV | 0.3814 | 0 |  | 0 | 0 | 1.907 | 1 |  | 0 | 0 |  |  | 0.2378
252171101 | CORCORAN 1101 | 3185 | Fresno | 0.52353 | 1.1947 | #N/A | 0 | 1 | 12kV | 0.3658 | 0 |  | 0.001 | 0 | 1.828 | 1 |  | 3 | 250 |  |  | 0.22798
252171117 | CORCORAN 1117 | 3186 | Fresno | 0.5394 | 1.1946 | #N/A | 0 | 1 | 12kV | 0.3548 |  |  | 0 | 0 | 1.774 |  |  | 0 | 0 |  |  | 0.22128
254901102 | GALLO 1102 | 3187 | Yosemite | 0.076183 | 0.059585 | #N/A | 0 | 0 | 12kV | 0.3498 | 0 |  | 0 | 0 | 1.749 | 1 |  | 0 | 0 |  |  | 0.2182
254511101 | TECUYA 1101 | 3188 | Kern | 0.032549 | 0 | #N/A | 0 | 1 | 2.4kV | 0.3346 | 0 |  | 0 | 0 | 1.673 | 1 |  | 0 | 0 |  |  | 0.20865
255271101 | CELERON 1101 | 3189 | Kern | 0.11966 | 0 | #N/A | 0 | 2 | 12kV | 0.3296 |  |  | 0 | 0 | 1.648 |  |  | 0 | 0 |  |  | 0.2055
068661101 | BATAVIA 1101 | 3190 | Sacramento | 0.078752 | 0 | #N/A | 0 | 1 | 12kV | 0.3086 | 0 |  | 0.005 | 0 | 1.538 | 1 |  | 12 | 614 |  |  | 0.19186
012501107 | EL CERRITO G 1107 | 3191 | East Bay | 3.5951 | 0.6363 | #N/A | 1 | 3 | 12kV | 0.2942 | 0 | 0 | 0.017 | 0 | 1.454 | 1 | 0 | 27 | 16946 |  |  | 0.1814
255331101 | SHARON 1101 | 3192 | Yosemite | 1.5352 | 0.014116 | #N/A | 0 | 0 | 12kV | 0.271 | 0 |  | 0 | 0 | 1.355 | 1 |  | 0 | 0 |  |  | 0.16905
069551102 | DELEVAN 1102 | 3193 | Sacramento | 0 | 0.046275 | #N/A | 0 | 0 | 12kV | 0.2576 | 0 |  | 0 | 0 | 1.288 | 1 |  | 0 | 0 |  |  | 0.16066
253931109 | GATES 1109 | 3194 | Fresno | 0.30006 | 0.13212 | #N/A | 0 | 1 | 12kV | 0.2522 | 0 |  | 0.002 | 0 | 1.259 | 1 |  | 1 | 3550 |  |  | 0.15704
022101232 | SF H 1232 | 3195 | Peninsula | 0 | 3.3506 | #N/A | 0 | 0 | 12kV | 0.2438 |  |  | 1.219 | 0 |  |  |  | 2836 | 174188
163711708 | COTTLE 1708 | 3196 | Yosemite | 0 | 0 | #N/A | 0 | 0 | 17kV | 0.2432 | 0 | 0 | 0 | 0 | 1.216 | 1 | 0 | 0 | 0 |  |  | 0.15162
069551101 | DELEVAN 1101 | 3197 | Sacramento | 0 | 0.033785 | #N/A | 0 | 0 | 12kV | 0.2314 | 0 |  | 0 | 0 | 1.157 | 1 |  | 0 | 0 |  |  | 0.14433
022691103 | MILLBRAE 1103 | 3198 | Peninsula | 0.18413 | 0.25135 | #N/A | 2 | 0 | 12kV | 0.2186 | 0 |  | 0.002 | 0 | 1.091 | 1 |  | 4 | 1630 |  |  | 0.1361
253591106 | CANTUA 1106 | 3199 | Fresno | 0.15927 | 0.039317 | #N/A | 0 | 1 | 12kV | 0.2166 | 0 |  | 0 | 0 | 1.083 | 1 |  | 0 | 0 |  |  | 0.13511
254901101 | GALLO 1101 | 3200 | Yosemite | 0.72409 | 0.037112 | #N/A | 5 | 0 | 12kV | 0.2162 | 0 |  | 0.001 | 0 | 1.08 | 1 |  | 2 | 272 |  |  | 0.13468
252721112 | KERN OIL 1112 | 3201 | Kern | 0.066475 | 0 | #N/A | 0 | 0 | 12kV | 0.2116 | 0 |  | 0.076 | 0 | 0.982 | 1 |  | 146 | 48631 |  |  | 0.12242
253591104 | CANTUA 1104 | 3202 | Fresno | 0.17433 | 0.010213 | #N/A | 0 | 1 | 12kV | 0.198 | 0 |  | 0 | 0 | 0.99 | 1 |  | 0 | 0 |  |  | 0.12344
083450401 | OPAL CLIFFS 0401 | 3203 | Central Coast | 0 | 0 | #N/A | 0 | 0 | 4.16kV | 0.1934 |  |  | 0.967 | 0 |  |  |  | 2089 | 336364
252701113 | KEARNEY 1113 | 3204 | Fresno | 0.61814 | 0.080822 | #N/A | 0 | 1 | 12kV | 0.1762 | 0 | 0 | 0 | 0 | 0.881 | 1 | 0 | 0 | 0 |  |  | 0.10995
254251105 | MALAGA 1105 | 3205 | Fresno | 0.64456 | 0.11977 | #N/A | 0 | 1 | 12kV | 0.1658 | 0 |  | 0.001 | 0 | 0.828 | 1 |  | 3 | 647 |  |  | 0.10324
062831100 | RICE 1100 | 3206 | Sacramento | 226.0018 | 2.7816 | #N/A | 1290 | 1 | 12kV | 0.1624 | 0 |  | 0.355 | 0 | 0.457 | 1 |  | 739 | 156904 |  |  | 0.05703
254371101 | BELRIDGE 1A 1101 | 3207 | Kern | 0 | 0 | #N/A | 0 | 0 | 4.16kV | 0.1622 |  |  | 0 | 0 | 0.811 |  |  | 0 | 0 |  |  | 0.10116
103142103 | LOGAN CREEK 2103 | 3208 | North Valley | 2.3276 | 0.11982 | #N/A | 8 | 1 | 21kV | 0.1608 | 0 | 0 | 0 | 0 | 0.804 | 1 | 0 | 0 | 0 |  |  | 0.10029
182391102 | OILFIELDS 1102 | 3209 | Central Coast | 0.96758 | 0 | #N/A | 2 | 0 | 12kV | 0.1588 | 0 | 0 | 0.002 | 0 | 0.792 | 1 | 0 | 5 | 831 |  |  | 0.098812
183111101 | CMC 1101 | 3210 | Los Padres | 1.8538 | 0 | 2.0609 | 0 | 0 | 12kV | 0.1368 | 0 |  | 0 | 0 | 0.684 | 1 |  | 0 | 0 |  |  | 0.085373
182821104 | MESA 1104 | 3211 | Los Padres | 0 | 0 | #N/A | 0 | 0 | 12kV | 0.1338 | 0 |  | 0 | 0 | 0.669 | 1 |  | 0 | 0 |  |  | 0.083471
188071101 | SCE REFUGIO 1101 | 3212 | Los Padres | 0.29087 | 0 | 0.29161 | 2 | 0 | 21kV | 0.1144 |  |  | 0 | 0 | 0.572 |  |  | 0 | 0 |  |  | 0.071311
253161107 | HURON 1107 | 3213 | Fresno | 0.33641 | 0.04349 | #N/A | 0 | 1 | 21kV | 0.1124 |  |  | 0 | 0 | 0.562 |  |  | 0 | 0 |  |  | 0.070038
254201101 | GOOSE LAKE 1101 | 3214 | Kern | 0 | 0 | #N/A | 0 | 1 | 12kV | 0.1108 | 0 |  | 0.002 | 0 | 0.552 | 1 |  | 3 | 2160 |  |  | 0.068853
253161109 | HURON 1109 | 3215 | Fresno | 0.34198 | 0.043573 | #N/A | 0 | 1 | 21kV | 0.1104 |  |  | 0 | 0 | 0.552 |  |  | 0 | 0 |  |  | 0.068897
188881701 | SCE VEGAS 1701 | 3216 | Los Padres | 0.16991 | 0 | 0.17032 | 1 | 0 | 17kV | 0.1084 | 0 |  | 0 | 0 | 0.542 | 1 |  | 0 | 0 |  |  | 0.067609
012541110 | OAKLAND X 1110 | 3217 | East Bay | 0.45907 | 0.79876 | #N/A | 0 | 0 | 12kV | 0.1028 | 0 |  | 0 | 0 | 0.514 | 1 |  | 0 | 0 |  |  | 0.06416
012541111 | OAKLAND X 1111 | 3218 | East Bay | 1.0241 | 0.85243 | #N/A | 0 | 0 | 12kV | 0.096 | 0 |  | 0 | 0 | 0.48 | 1 |  | 0 | 0 |  |  | 0.059867
253391105 | FRUITVALE 1105 | 3219 | Kern | 3.3972 | 0.73023 | #N/A | 0 | 1 | 12kV | 0.0942 | 0 | 0 | 0.001 | 0 | 0.47 | 1 | 0 | 2 | 707 |  |  | 0.058652
255371102 | ORO LOMA 1102 | 3220 | Yosemite | 1.0708 | 0.73678 | #N/A | 0 | 1 | 12kV | 0.0866 | 0 |  | 0.285 | 0 | 0.148 | 1 |  | 568 | 158396 |  |  | 0.018508
253931107 | GATES 1107 | 3221 | Fresno | 2.5191 | 0.2218 | #N/A | 0 | 1 | 12kV | 0.0764 |  |  | 0.007 | 0 | 0.375 |  |  | 7 | 13203 |  |  | 0.046764
252971105 | WEEDPATCH 1105 | 3222 | Kern | 1.8791 | 0 | #N/A | 3 | 0 | 12kV | 0.0744 | 0 | 0 | 0.001 | 0 | 0.371 | 1 | 0 | 3 | 45 |  |  | 0.046299
253931108 | GATES 1108 | 3223 | Fresno | 2.575 | 0.17118 | #N/A | 0 | 1 | 12kV | 0.0738 | 0 |  | 0.002 | 0 | 0.367 | 1 |  | 1 | 3549 |  |  | 0.045749
012110405 | OAKLAND L 0405 | 3224 | East Bay | 0 | 0.49167 | #N/A | 0 | 0 | 4.16kV | 0.0734 |  |  | 0.367 | 0 |  |  |  | 734 | 200830
014722105 | DIXON LANDING 2105 | 3225 | Mission | 0 | 0.078381 | #N/A | 0 | 0 | 21kV | 0.0572 |  | 0 | 0.286 | 0 |  |  | 0 | 604 | 117944
253151107 | GIFFEN 1107 | 3226 | Fresno | 2.1744 | 0.026769 | #N/A | 0 | 1 | 12kV | 0.0542 | 0 |  | 0.003 | 0 | 0.268 | 1 |  | 7 | 580 |  |  | 0.033427
255002103 | AVENAL 2103 | 3227 | Fresno | 0 | 0 | #N/A | 0 | 1 | 21kV | 0.0532 | 0 |  | 0 | 0 | 0.266 | 1 |  | 0 | 0 |  |  | 0.03315
255002102 | AVENAL 2102 | 3228 | Fresno | 0 | 0 | #N/A | 0 | 1 | 21kV | 0.0488 | 0 |  | 0.002 | 0 | 0.242 | 1 |  | 4 | 1916 |  |  | 0.030212
182401102 | FORT ORD 1102 | 3229 | Central Coast | 0 | 0.015499 | #N/A | 0 | 0 | 12kV | 0.0466 |  |  | 0.233 | 0 |  |  |  | 534 | 42339
252661105 | GUERNSEY 1105 | 3230 | Fresno | 0 | 0.04948 | #N/A | 0 | 1 | 12kV | 0.0464 | 0 |  | 0 | 0 | 0.232 | 1 |  | 1 | 45 |  |  | 0.028957
252661108 | GUERNSEY 1108 | 3231 | Fresno | 0 | 0.040427 | #N/A | 0 | 1 | 12kV | 0.0458 | 0 |  | 0.001 | 0 | 0.228 | 1 |  | 2 | 44 |  |  | 0.028472
253151106 | GIFFEN 1106 | 3232 | Fresno | 2.1673 | 0.014289 | #N/A | 0 | 1 | 12kV | 0.0408 | 0 |  | 0.002 | 0 | 0.202 | 1 |  | 5 | 446 |  |  | 0.025178
063142101 | RUSSELL (SMUD) 2101 | 3233 | Sacramento | 5.032 | 0.049022 | #N/A | 0 | 2 | 21kV | 0.04 | 0 |  | 0.012 | 0 | 0.188 | 1 |  | 14 | 19882 |  |  | 0.023465
024040405 | BERESFORD 0405 | 3234 | Peninsula | 0 | 0.013881 | #N/A | 0 | 0 | 4.16kV | 0.0388 |  | 0 | 0.194 | 0 |  |  | 0 | 448 | 33039
022031221 | POTRERO PP (A) 1221 | 3235 | San Francisco | 0 | 6.162 | #N/A | 0 | 0 | 12kV | 0.0314 | 0 |  | 0.157 | 0 |  | 1 |  | 318 | 80638
255371103 | ORO LOMA 1103 | 3236 | Yosemite | 1.0966 | 0.73703 | #N/A | 0 | 1 | 12kV | 0.0292 |  |  | 0.001 | 0 | 0.145 |  |  | 1 | 915 |  |  | 0.018073
252891108 | SCHINDLER 1108 | 3237 | Fresno | 2.3098 | 0.90207 | #N/A | 0 | 2 | 12kV | 0.0284 |  |  | 0 | 0 | 0.142 |  |  | 0 | 0 |  |  | 0.017749
252891109 | SCHINDLER 1109 | 3238 | Fresno | 1.6683 | 0.88887 | #N/A | 0 | 1 | 12kV | 0.0262 | 0 |  | 0 | 0 | 0.131 | 1 |  | 0 | 0 |  |  | 0.016383
022801252 | LARKIN (Y) 1252 | 3239 | San Francisco | 0 | 2.375 | #N/A | 0 | 0 | 12kV | 0.0246 |  |  | 0.123 | 0 |  |  |  | 257 | 52345
258131101 | SCE TEHACHAPI 1101 | 3240 | Kern | 1.4266 | 0 | 1.4276 | 4 | 0 | 12kV | 0.0244 |  |  | 0 | 0 | 0.122 |  |  | 0 | 0 |  |  | 0.015163
252891107 | SCHINDLER 1107 | 3241 | Fresno | 1.4289 | 0.43282 | #N/A | 0 | 1 | 12kV | 0.0242 | 0 |  | 0.006 | 0 | 0.115 | 1 |  | 4 | 13061 |  |  | 0.014346
082261103 | SAN JOSE B 1103 | 3242 | San Jose | 0 | 3.2767 | #N/A | 139 | 4 | 12kV | 0.0236 | 0 |  | 0.118 | 0 |  | 1 |  | 273 | 18301
022801251 | LARKIN (Y) 1251 | 3243 | San Francisco | 0 | 2.3798 | #N/A | 0 | 0 | 12kV | 0.004 | 0 |  | 0.02 | 0 |  | 1 |  | 43 | 6149
022031220 | POTRERO PP (A) 1220 | 3244 | San Francisco | 0 | 5.5921 | #N/A | 0 | 0 | 12kV | 0.0032 | 0 |  | 0.016 | 0 |  | 1 |  | 32 | 8427
022011207 | MISSION (X) 1207 | 3245 | San Francisco | 0 | 4.4066 | #N/A | 0 | 0 | 12kV | 0.001 |  |  | 0.005 | 0 |  |  |  | 13 | 455
043471102 | PENNGROVE 1102 | 3246 | Sonoma | 0 | 0.038631 | #N/A | 0 | 4 | 12kV | 0.0004 |  |  | 0.002 | 0 |  |  |  | 4 | 1564
014692103 | RESEARCH 2103 | 3247 | Diablo | 0 | 0.083639 | #N/A | 0 | 0 | 21kV | 0.0002 |  | 0 | 0.001 | 0 |  |  | 0 | 3 | 627
022801254 | LARKIN (Y) 1254 | 3248 | San Francisco | 0 | 2.2499 | #N/A | 0 | 0 | 12kV | 0.0002 | 0 |  | 0.001 | 0 |  | 1 |  | 3 | 195
189001102 | DIABLO CANYON 1102 | 3249 | Los Padres | 0 | 2.1613 | #N/A | 0 | 0 | 12kV | 0.0002 |  |  | 0.001 | 0 |  |  |  | 1 | 318
012013401 | OAKLAND C 3401 | 3250 | East Bay | 0 | 0.39218 | #N/A | 0 | 0 | 34.5kV | 0 | 0 |  | 0 | 0 |  | 1 |  | 0 | 0
012013402 | OAKLAND C 3402 | 3251 | East Bay | 0 | 0.52716 | #N/A | 0 | 0 | 34.5kV | 0 | 0 |  | 0 | 0 |  | 1 |  | 0 | 0
012040412 | OAKLAND D 0412 | 3252 | East Bay | 0 | 0.030019 | #N/A | 0 | 0 | 4.16kV | 0 | 0 |  | 0 | 0 |  | 1 |  | 0 | 0
012041134 | OAKLAND D 1134 | 3253 | East Bay | 0 | 0 | #N/A | 0 | 0 | 12kV | 0 | 0 |  | 0 | 0 |  | 1 |  | 0 | 0
012041204 | OAKLAND D 1204 | 3254 | East Bay | 0 | 3.4142 | #N/A | 0 | 0 | 12kV | 0 | 0 |  | 0 | 0 |  | 1 |  | 0 | 0
012041205 | OAKLAND D 1205 | 3255 | East Bay | 0 | 2.4542 | #N/A | 0 | 0 | 12kV | 0 | 0 |  | 0 | 0 |  | 1 |  | 0 | 0
012041206 | OAKLAND D 1206 | 3256 | East Bay | 0 | 2.4451 | #N/A | 0 | 0 | 12kV | 0 |  |  | 0 | 0 |  |  |  | 0 | 0
012110401 | OAKLAND L 0401 | 3257 | East Bay | 0 | 0.49129 | #N/A | 0 | 0 | 4.16kV | 0 |  |  | 0 | 0 |  |  |  | 0 | 0
012110406 | OAKLAND L 0406 | 3258 | East Bay | 0 | 0.83046 | #N/A | 0 | 0 | 4.16kV | 0 |  |  | 0 | 0 |  |  |  | 0 | 0
012111201 | OAKLAND L 1201 | 3259 | East Bay | 0 | 2.1889 | #N/A | 0 | 0 | 12kV | 0 | 0 |  | 0 | 0 |  | 1 |  | 0 | 0
012111202 | OAKLAND L 1202 | 3260 | East Bay | 0 | 2.1887 | #N/A | 0 | 0 | 12kV | 0 |  |  | 0 | 0 |  |  |  | 0 | 0
012111204 | OAKLAND L 1204 | 3261 | East Bay | 0 | 2.1897 | #N/A | 0 | 0 | 12kV | 0 | 0 |  | 0 | 0 |  | 1 |  | 0 | 0
012501201 | EL CERRITO G 1201 | 3262 | East Bay | 0 | 3.9807 | #N/A | 0 | 0 | 12kV | 0 | 0 |  | 0 | 0 |  | 1 |  | 0 | 0
012501202 | EL CERRITO G 1202 | 3263 | East Bay | 0 | 3.9768 | #N/A | 0 | 0 | 12kV | 0 |  |  | 0 | 0 |  |  |  | 0 | 0
012501203 | EL CERRITO G 1203 | 3264 | East Bay | 0 | 3.9685 | #N/A | 0 | 0 | 12kV | 0 |  |  | 0 | 0 |  |  |  | 0 | 0
012501204 | EL CERRITO G 1204 | 3265 | East Bay | 0 | 3.9837 | #N/A | 0 | 0 | 12kV | 0 | 0 |  | 0 | 0 |  | 1 |  | 0 | 0
012503431 | EL CERRITO G 3431 | 3266 | East Bay | 0 | 0.40378 | #N/A | 0 | 0 | 34.5kV | 0 | 0 |  | 0 | 0 |  | 1 |  | 0 | 0
012503432 | EL CERRITO G 3432 | 3267 | East Bay | 0 | 0.39712 | #N/A | 0 | 0 | 34.5kV | 0 | 0 |  | 0 | 0 |  | 1 |  | 0 | 0
012541108 | OAKLAND X 1108 | 3268 | East Bay | 0 | 0 | #N/A | 0 | 0 | 12kV | 0 |  |  | 0 | 0 |  |  |  | 0 | 0
013113410 | SAN LEANDRO U 3410 | 3269 | Mission | 0 | 0.047009 | #N/A | 0 | 0 | 34.5kV | 0 |  |  | 0 | 0 |  |  |  | 0 | 0
013503420 | JARVIS 3420 | 3270 | Mission | 0 | 0.42491 | #N/A | 0 | 0 | 34.5kV | 0 |  |  | 0 | 0 |  |  |  | 0 | 0
013533450 | LAKEWOOD 3450 | 3271 | Diablo | 0 | 0.7766 | #N/A | 0 | 0 | 34.5kV | 0 |  |  | 0 | 0 |  |  |  | 0 | 0
013652111 | CONTRA COSTA 2111 | 3272 | Diablo | 0 | 0.038938 | #N/A | 0 | 0 | 21kV | 0 |  | 0 | 0 | 0 |  |  | 0 | 0 | 0
014351106 | FREMONT 1106 | 3273 | Mission | 0 | 0.068594 | #N/A | 0 | 0 | 12kV | 0 |  | 0 | 0 | 0 |  |  | 0 | 0 | 0
014662105 | TASSAJARA 2105 | 3274 | Diablo | 0 | 0.0081815 | #N/A | 0 | 0 | 21kV | 0 |  | 0 | 0 | 0 |  |  | 0 | 0 | 0
014662110 | TASSAJARA 2110 | 3275 | Diablo | 0 | 0.0062054 | #N/A | 0 | 0 | 21kV | 0 |  | 0 | 0 | 0 |  |  | 0 | 0 | 0
014722110 | DIXON LANDING 2110 | 3276 | Mission | 0 | 0.1854 | #N/A | 0 | 0 | 21kV | 0 |  | 0 | 0 | 0 |  |  | 0 | 0 | 0
019003401 | EAST PORTAL 3401 | 3277 | Diablo | 0 | 0.15413 | #N/A | 0 | 0 | 34.5kV | 0 |  |  | 0 | 0 |  |  |  | 0 | 0
022011127 | MISSION (X) 1127 | 3278 | San Francisco | 0 | 0 | #N/A | 0 | 0 | 12kV | 0 |  |  | 0 | 0 |  |  |  | 0 | 0
022011201 | MISSION (X) 1201 | 3279 | San Francisco | 0 | 4.4104 | #N/A | 0 | 0 | 12kV | 0 | 0 |  | 0 | 0 |  | 1 |  | 0 | 0
022011202 | MISSION (X) 1202 | 3280 | San Francisco | 0 | 4.5967 | #N/A | 0 | 0 | 12kV | 0 | 0 |  | 0 | 0 |  | 1 |  | 0 | 0
022011203 | MISSION (X) 1203 | 3281 | San Francisco | 0 | 2.0066 | #N/A | 0 | 0 | 12kV | 0 |  |  | 0 | 0 |  |  |  | 0 | 0
022011204 | MISSION (X) 1204 | 3282 | San Francisco | 0 | 1.8983 | #N/A | 0 | 0 | 12kV | 0 |  |  | 0 | 0 |  |  |  | 0 | 0
022011208 | MISSION (X) 1208 | 3283 | San Francisco | 0 | 4.4336 | #N/A | 0 | 0 | 12kV | 0 | 0 |  | 0 | 0 |  | 1 |  | 0 | 0
022011210 | MISSION (X) 1210 | 3284 | San Francisco | 0 | 3.6876 | #N/A | 0 | 0 | 12kV | 0 | 0 |  | 0 | 0 |  | 1 |  | 0 | 0
022011211 | MISSION (X) 1211 | 3285 | San Francisco | 0 | 3.6863 | #N/A | 0 | 0 | 12kV | 0 | 0 |  | 0 | 0 |  | 1 |  | 0 | 0
022011212 | MISSION (X) 1212 | 3286 | San Francisco | 0 | 3.7386 | #N/A | 0 | 0 | 12kV | 0 |  |  | 0 | 0 |  |  |  | 0 | 0
022011223 | MISSION (X) 1223 | 3287 | San Francisco | 0 | 2.6555 | #N/A | 0 | 0 | 12kV | 0 |  |  | 0 | 0 |  |  |  | 0 | 0
022011224 | MISSION (X) 1224 | 3288 | San Francisco | 0 | 1.8939 | #N/A | 0 | 0 | 12kV | 0 |  |  | 0 | 0 |  |  |  | 0 | 0
022011225 | MISSION (X) 1225 | 3289 | San Francisco | 0 | 2.0014 | #N/A | 0 | 0 | 12kV | 0 |  |  | 0 | 0 |  |  |  | 0 | 0
022031218 | POTRERO PP (A) 1218 | 3290 | San Francisco | 0 | 5.8729 | #N/A | 0 | 0 | 12kV | 0 | 0 |  | 0 | 0 |  | 1 |  | 0 | 0
022031219 | POTRERO PP (A) 1219 | 3291 | San Francisco | 0 | 5.8059 | #N/A | 0 | 0 | 12kV | 0 | 0 |  | 0 | 0 |  | 1 |  | 0 | 0
022101112 | SF H 1112 | 3292 | Peninsula | 0 | 2.221 | #N/A | 0 | 1 | 12kV | 0 | 0 | 0 | 0 | 0 |  | 1 | 0 | 0 | 0
022101233 | SF H 1233 | 3293 | Peninsula | 0 | 3.3519 | #N/A | 0 | 0 | 12kV | 0 |  |  | 0 | 0 |  |  |  | 0 | 0
022101234 | SF H 1234 | 3294 | Peninsula | 0 | 4.9267 | #N/A | 0 | 0 | 12kV | 0 | 0 |  | 0 | 0 |  | 1 |  | 0 | 0
022101235 | SF H 1235 | 3295 | Peninsula | 0 | 6.1268 | #N/A | 0 | 0 | 12kV | 0 | 0 |  | 0 | 0 |  | 1 |  | 0 | 0
022101236 | SF H 1236 | 3296 | Peninsula | 0 | 6.1399 | #N/A | 0 | 0 | 12kV | 0 | 0 |  | 0 | 0 |  | 1 |  | 0 | 0
022101237 | SF H 1237 | 3297 | Peninsula | 0 | 6.1509 | #N/A | 0 | 0 | 12kV | 0 | 0 |  | 0 | 0 |  | 1 |  | 0 | 0
022101238 | SF H 1238 | 3298 | Peninsula | 0 | 3.361 | #N/A | 0 | 0 | 12kV | 0 | 0 |  | 0 | 0 |  | 1 |  | 0 | 0
022221108 | SF J 1108 | 3299 | North Valley | 0.0018939 | 4.4724 | #N/A | 181 | 3 | 12kV | 0 |  | 0 | 0 | 0 |  |  | 0 | 0 | 0
022280404 | SF N 0404 | 3300 | San Francisco | 0 | 0.97294 | #N/A | 0 | 0 | 4.16kV | 0 | 0 |  | 0 | 0 |  | 1 |  | 0 | 0
022780406 | MARINA (F) 0406 | 3301 | San Francisco | 0 | 0.010754 | #N/A | 0 | 0 | 4.16kV | 0 |  |  | 0 | 0 |  |  |  | 0 | 0
022801253 | LARKIN (Y) 1253 | 3302 | San Francisco | 0 | 2.506 | #N/A | 0 | 0 | 12kV | 0 | 0 |  | 0 | 0 |  | 1 |  | 0 | 0
022871261 | EMBARCADERO (Z) 1261 | 3303 | San Francisco | 0 | 0.79336 | #N/A | 0 | 0 | 12kV | 0 |  |  | 0 | 0 |  |  |  | 0 | 0
022871262 | EMBARCADERO (Z) 1262 | 3304 | San Francisco | 0 | 0.77224 | #N/A | 0 | 0 | 12kV | 0 |  |  | 0 | 0 |  |  |  | 0 | 0
022871263 | EMBARCADERO (Z) 1263 | 3305 | San Francisco | 0 | 0.79323 | #N/A | 0 | 0 | 12kV | 0 |  |  | 0 | 0 |  |  |  | 0 | 0
022871264 | EMBARCADERO (Z) 1264 | 3306 | San Francisco | 0 | 0.77453 | #N/A | 0 | 0 | 12kV | 0 |  |  | 0 | 0 |  |  |  | 0 | 0
022871265 | EMBARCADERO (Z) 1265 | 3307 | San Francisco | 0 | 0.78506 | #N/A | 0 | 0 | 12kV | 0 | 0 |  | 0 | 0 |  | 1 |  | 0 | 0
022873412 | EMBARCADERO (Z) 3412 | 3308 | San Francisco | 0 | 0.2781 | #N/A | 0 | 0 | 34.5kV | 0 |  | 0 | 0 | 0 |  |  | 0 | 0 | 0
022893401 | BAYSHORE 3401 | 3309 | San Francisco | 0 | 1.1185 | #N/A | 0 | 2 | 34.5kV | 0 | 0 |  | 0 | 0 |  | 1 |  | 0 | 0
022893402 | BAYSHORE 3402 | 3310 | San Francisco | 0 | 1.1413 | #N/A | 0 | 0 | 34.5kV | 0 | 0 |  | 0 | 0 |  | 1 |  | 0 | 0
024012107 | BAY MEADOWS 2107 | 3311 | Peninsula | 0 | 0.057098 | #N/A | 0 | 0 | 21kV | 0 |  | 0 | 0 | 0 |  |  | 0 | 0 | 0
024160407 | REDWOOD CITY 0407 | 3312 | Peninsula | 0 | 0.23701 | #N/A | 0 | 0 | 4.16kV | 0 | 0 |  | 0 | 0 |  | 1 |  | 0 | 0
028281199 | MUNI MARINA 1199 | 3313 | San Francisco | 0 | 0 | #N/A | 0 | 0 | 12kV | 0 |  |  | 0 | 0 |  |  |  | 0 | 0
042041101 | NORTH TOWER 1101 | 3314 | North Bay | 0 | 0.016484 | #N/A | 0 | 0 | 12kV | 0 |  |  | 0 | 0 |  |  |  | 0 | 0
042651107 | HIGHWAY 1107 | 3315 | North Bay | 0 | 0 | #N/A | 0 | 0 | 12kV | 0 | 0 | 0 | 0 | 0 |  | 1 | 0 | 0 | 0
062831104 | RICE 1104 | 3316 | Sacramento | 0.0025153 | 0.036658 | #N/A | 0 | 0 | 12kV | 0 |  |  | 0 | 0 |  |  |  | 0 | 0
082311103 | ALMADEN 1103 | 3317 | San Jose | 0 | 0.036147 | #N/A | 0 | 0 | 12kV | 0 |  |  | 0 | 0 |  |  |  | 0 | 0
082921110 | EL PATIO 1110 | 3318 | De Anza | 0 | 0.0066432 | #N/A | 0 | 0 | 12kV | 0 |  | 0 | 0 | 0 |  |  | 0 | 0 | 0
082991101 | LOCKHEED NO 1 1101 | 3319 | De Anza | 0 | 0 | #N/A | 0 | 0 | 12kV | 0 |  |  | 0 | 0 |  |  |  | 0 | 0
082991102 | LOCKHEED NO 1 1102 | 3320 | De Anza | 0 | 0 | #N/A | 0 | 0 | 12kV | 0 |  |  | 0 | 0 |  |  |  | 0 | 0
082991103 | LOCKHEED NO 1 1103 | 3321 | De Anza | 0 | 0 | #N/A | 0 | 0 | 12kV | 0 |  |  | 0 | 0 |  |  |  | 0 | 0
082991104 | LOCKHEED NO 1 1104 | 3322 | De Anza | 0 | 0 | #N/A | 0 | 0 | 12kV | 0 |  |  | 0 | 0 |  |  |  | 0 | 0
082991106 | LOCKHEED NO 1 1106 | 3323 | De Anza | 0 | 0 | #N/A | 0 | 0 | 12kV | 0 |  |  | 0 | 0 |  |  |  | 0 | 0
082991108 | LOCKHEED NO 1 1108 | 3324 | De Anza | 0 | 0 | #N/A | 0 | 0 | 12kV | 0 |  |  | 0 | 0 |  |  |  | 0 | 0
082991109 | LOCKHEED NO 1 1109 | 3325 | De Anza | 0 | 0 | #N/A | 0 | 0 | 12kV | 0 |  |  | 0 | 0 |  |  |  | 0 | 0
083431117 | HICKS 1117 | 3326 | San Jose | 0 | 0.004666 | #N/A | 0 | 0 | 12kV | 0 |  | 0 | 0 | 0 |  |  | 0 | 0 | 0
083432106 | HICKS 2106 | 3327 | San Jose | 0 | 0.022506 | #N/A | 0 | 0 | 21kV | 0 |  |  | 0 | 0 |  |  |  | 0 | 0
083631112 | WHISMAN 1112 | 3328 | De Anza | 0 | 2.9171 | #N/A | 45 | 0 | 12kV | 0 | 0 | 0 | 0 | 0 |  | 1 | 0 | 0 | 0
083701106 | STONE 1106 | 3329 | San Jose | 0 | 0.01314 | #N/A | 0 | 0 | 12kV | 0 |  | 0 | 0 | 0 |  |  | 0 | 0 | 0
083791101 | SIGNETICS 1101 | 3330 | De Anza | 0 | 0.023147 | #N/A | 0 | 0 | 12kV | 0 |  |  | 0 | 0 |  |  |  | 0 | 0
083801108 | TRIMBLE 1108 | 3331 | San Jose | 0 | 0.019379 | #N/A | 0 | 0 | 12kV | 0 |  | 0 | 0 | 0 |  |  | 0 | 0 | 0
083851101 | SPANSION 1101 | 3332 | De Anza | 0 | 0.018562 | #N/A | 0 | 0 | 12kV | 0 |  |  | 0 | 0 |  |  |  | 0 | 0
162370403 | STOCKTON A 0403 | 3333 | Stockton | 0 | 0.019993 | #N/A | 0 | 0 | 21kV | 0 |  |  | 0 | 0 |  |  |  | 0 | 0
162370407 | STOCKTON A 0407 | 3334 | Stockton | 0 | 0.9506 | #N/A | 0 | 0 | 4.16kV | 0 | 0 |  | 0 | 0 |  | 1 |  | 0 | 0
162370412 | STOCKTON A 0412 | 3335 | Stockton | 0 | 0.013812 | #N/A | 0 | 0 | 21kV | 0 |  |  | 0 | 0 |  |  |  | 0 | 0
162991104 | CORRAL 1104 | 3336 | Stockton | 0 | 0.015312 | #N/A | 0 | 0 | 12kV | 0 |  |  | 0 | 0 |  |  |  | 0 | 0
163481106 | WEBER 1106 | 3337 | Stockton | 0 | 0.059145 | #N/A | 0 | 0 | 12kV | 0 |  |  | 0 | 0 |  |  |  | 0 | 0
163481111 | WEBER 1111 | 3338 | Stockton | 0 | 0 | #N/A | 0 | 0 | 12kV | 0 |  |  | 0 | 0 |  |  |  | 0 | 0
182090405 | MONTEREY 0405 | 3339 | Central Coast | 0 | 0.69424 | #N/A | 6 | 0 | 4.16kV | 0 |  | 0 | 0 | 0 |  |  | 0 | 0 | 0
189001101 | DIABLO CANYON 1101 | 3340 | Los Padres | 0 | 2.5761 | #N/A | 0 | 0 | 12kV | 0 | 0 |  | 0 | 0 |  | 1 |  | 0 | 0
252041104 | AIRWAYS 1104 | 3341 | Fresno | 0 | 0 | #N/A | 0 | 0 | 12kV | 0 |  |  | 0 | 0 |  |  |  | 0 | 0
252041107 | AIRWAYS 1107 | 3342 | Fresno | 0 | 0 | #N/A | 0 | 0 | 12kV | 0 |  |  | 0 | 0 |  |  |  | 0 | 0
252861104 | NULL | 3343 | NULL | 0 | 0 | #N/A | 0 | 0 | 12kV | 0 |  |  | 0 | 0 |  |  |  | 0 | 0
253372108 | BAKERSFIELD 2108 | 3344 | Kern | 0 | 0.15615 | #N/A | 0 | 0 | 21kV | 0 |  |  | 0 | 0 |  |  |  | 0 | 0
253661107 | STROUD 1107 | 3345 | Fresno | 0 | 0.90792 | #N/A | 0 | 1 | 12kV | 0 |  |  | 0 | 0 |  |  |  | 0 | 0
253661108 | STROUD 1108 | 3346 | Fresno | 0 | 0.93624 | #N/A | 0 | 1 | 12kV | 0 | 0 |  | 0 | 0 |  | 1 |  | 1 | 6
C-L | OAKLAND L C-L | 3347 | East Bay | 0 | 1.0864 | #N/A | 0 | 0 | 4.16kV | 0 |  |  |  | 0
C-X-1 | OAKLAND C X-1 | 3348 | East Bay | 0 | 3.3519 | #N/A | 0 | 0 | 12kV | 0 | 0 |  |  | 0 |  | 1
C-X-2 | OAKLAND X X-2 | 3349 | East Bay | 0 | 3.4152 | #N/A | 0 | 0 | 12kV | 0 | 0 |  |  | 0 |  | 1
D-K-3-1 | OAKLAND D 3-1 | 3350 | East Bay | 0 | 2.39 | #N/A | 0 | 0 | NULL | 0 | 0 |  |  | 0 |  | 1
D-K-3-3 | OAKLAND D 3-3 | 3351 | East Bay | 0 | 2.39 | #N/A | 0 | 0 | NULL | 0 |  |  |  | 0
D-K-4-1 | OAKLAND D 4-1 | 3352 | East Bay | 0 | 2.3924 | #N/A | 0 | 0 | NULL | 0 |  |  |  | 0
D-K-4-2 | OAKLAND D 4-2 | 3353 | East Bay | 0 | 2.3916 | #N/A | 0 | 0 | NULL | 0 | 0 |  |  | 0 |  | 1
D-K-5-2 | OAKLAND D 5-2 | 3354 | East Bay | 0 | 2.5795 | #N/A | 0 | 0 | 12kV | 0 |  |  |  | 0
D-K-6-1 | OAKLAND D 6-1 | 3355 | East Bay | 0 | 2.5784 | #N/A | 0 | 0 | NULL | 0 |  |  |  | 0
D-K-6-2 | OAKLAND D 6-2 | 3356 | East Bay | 0 | 2.5798 | #N/A | 0 | 0 | NULL | 0 | 0 |  |  | 0 |  | 1
JX-3A | NULL | 3357 | NULL | 0 | 0 | #N/A | 0 | 0 | NULL | 0 |  |  |  | 0
JX-3B | NULL | 3358 | NULL | 0 | 0.080688 | #N/A | 0 | 0 | NULL | 0 |  |  |  | 0
Null | NULL | 3359 | NULL | 0 | 0 | #N/A | 0 | 0 | NULL | 0 |  |  |  | 0
y-1123 | NULL | 3360 | NULL | 0 | 0.028709 | #N/A | 0 | 0 | NULL | 0 |  |  |  | 0
[11 empty] | 1 | 1 | 1 | 0 | 1

## Tier 1 circuits
DIVISION | REGION | CIRCUIT NAME | CIRCUITID | SUB NAME | CIRCUIT MILE IN AREA | TOTAL CIRCUIT MILE | PERCENTAGE OF TOTAL MILES
SAN FRANCISCO | BAY AREA | 18TH STREET 0401 | 022390401 | 18TH STREET | 1.2822 | 1.2822 | 100.0%
SAN FRANCISCO | BAY AREA | 18TH STREET 0402 | 022390402 | 18TH STREET | 1.7935 | 1.7935 | 100.0%
SAN FRANCISCO | BAY AREA | 21ST AVENUE 0401 | 022550401 | 21ST AVENUE | 1.8921 | 1.8921 | 100.0%
SAN FRANCISCO | BAY AREA | 21ST AVENUE 0402 | 022550402 | 21ST AVENUE | 3.2632 | 3.2632 | 100.0%
SAN FRANCISCO | BAY AREA | 21ST AVENUE 0403 | 022550403 | 21ST AVENUE | 1.8416 | 1.8416 | 100.0%
SAN FRANCISCO | BAY AREA | 6TH AVENUE 0401 | 022530401 | 6TH AVENUE | 1.2556 | 1.2556 | 100.0%
SAN FRANCISCO | BAY AREA | 6TH AVENUE 0402 | 022530402 | 6TH AVENUE | 1.2604 | 1.2604 | 100.0%
SAN FRANCISCO | BAY AREA | 6TH AVENUE 0403 | 022530403 | 6TH AVENUE | 1.7791 | 1.7791 | 100.0%
KERN | CENTRAL VALLEY | 7TH STANDARD 2101 | 254582101 | 7TH STANDARD | 2.5437 | 2.5437 | 100.0%
KERN | CENTRAL VALLEY | 7TH STANDARD 2102 | 254582102 | 7TH STANDARD | 19.3727 | 19.3727 | 100.0%
KERN | CENTRAL VALLEY | 7TH STANDARD 2103 | 254582103 | 7TH STANDARD | 23.403 | 23.403 | 100.0%
KERN | CENTRAL VALLEY | 7TH STANDARD 2104 | 254582104 | 7TH STANDARD | 0.039962 | 0.039962 | 100.0%
EAST BAY | BAY AREA | 8TH AVENUE 0401 | 012670401 | 8TH AVENUE | 4.8828 | 4.8828 | 100.0%
PENINSULA | CENTRAL COAST | ACTON 0401 | 022470401 | ACTON | 0.56648 | 3.8518 | 14.71%
SAN FRANCISCO | BAY AREA | ACTON 0401 | 022470401 | ACTON | 3.2853 | 3.8518 | 85.29%
PENINSULA | CENTRAL COAST | ACTON 0402 | 022470402 | ACTON | 4.1319 | 4.4399 | 93.06%
SAN FRANCISCO | BAY AREA | ACTON 0402 | 022470402 | ACTON | 0.30803 | 4.4399 | 6.94%
FRESNO | CENTRAL VALLEY | AIRWAYS 1101 | 252041101 | AIRWAYS | 9.5802 | 9.5802 | 100.0%
FRESNO | CENTRAL VALLEY | AIRWAYS 1102 | 252041102 | AIRWAYS | 13.4737 | 13.4737 | 100.0%
FRESNO | CENTRAL VALLEY | AIRWAYS 1103 | 252041103 | AIRWAYS | 8.6086 | 8.6086 | 100.0%
FRESNO | CENTRAL VALLEY | AIRWAYS 1105 | 252041105 | AIRWAYS | 9.0208 | 9.0208 | 100.0%
FRESNO | CENTRAL VALLEY | AIRWAYS 1106 | 252041106 | AIRWAYS | 3.6545 | 3.6545 | 100.0%
DIABLO | BAY AREA | ALHAMBRA 1101 | 014101101 | ALHAMBRA | 9.209 | 9.209 | 100.0%
DIABLO | BAY AREA | ALHAMBRA 1102 | 014101102 | ALHAMBRA | 13.9915 | 14.1199 | 99.09%
DIABLO | BAY AREA | ALHAMBRA 1105 | 014101105 | ALHAMBRA | 6.505 | 44.9545 | 14.47%
SIERRA | NORTHERN | ALLEGHANY 1101 | 152101101 | ALLEGHANY | 17.5207 | 95.3358 | 18.38%
SAN JOSE | CENTRAL COAST | ALMADEN 1101 | 082311101 | ALMADEN | 18.2311 | 18.2311 | 100.0%
SAN JOSE | CENTRAL COAST | ALMADEN 1102 | 082311102 | ALMADEN | 21.8563 | 21.8563 | 100.0%
SAN JOSE | CENTRAL COAST | ALMADEN 1110 | 082311110 | ALMADEN | 12.9126 | 12.9126 | 100.0%
SAN JOSE | CENTRAL COAST | ALMADEN 1111 | 082311111 | ALMADEN | 9.5148 | 9.5148 | 100.0%
FRESNO | CENTRAL VALLEY | ALPAUGH 1103 | 254001103 | ALPAUGH | 26.7431 | 26.7431 | 100.0%
FRESNO | CENTRAL VALLEY | ALPAUGH 1104 | 254001104 | ALPAUGH | 57.2846 | 57.2846 | 100.0%
FRESNO | CENTRAL VALLEY | ALPAUGH 1106 | 254001106 | ALPAUGH | 53.4241 | 53.4241 | 100.0%
STOCKTON | CENTRAL VALLEY | ALPINE 1101 | 163561101 | ALPINE | 0.87365 | 0.87365 | 100.0%
NORTH BAY | BAY AREA | ALTO 1120 | 042031120 | ALTO | 14.8407 | 18.7099 | 79.32%
NORTH BAY | BAY AREA | ALTO 1121 | 042031121 | ALTO | 8.662 | 8.662 | 100.0%
NORTH BAY | BAY AREA | ALTO 1122 | 042031122 | ALTO | 8.2093 | 17.6887 | 46.41%
NORTH BAY | BAY AREA | ALTO 1123 | 042031123 | ALTO | 20.1358 | 20.6209 | 97.65%
NORTH BAY | BAY AREA | ALTO 1124 | 042031124 | ALTO | 6.894 | 35.3958 | 19.48%
NORTH BAY | BAY AREA | ALTO 1125 | 042031125 | ALTO | 7.4517 | 44.6602 | 16.69%
DE ANZA | CENTRAL COAST | AMES 1101 | 083901101 | AMES | 0.12354 | 0.12354 | 100.0%
DE ANZA | CENTRAL COAST | AMES 1102 | 083901102 | AMES | 3.6181 | 3.6181 | 100.0%
NORTH VALLEY | NORTHERN | ANDERSON 1101 | 103261101 | ANDERSON | 8.8638 | 20.0456 | 44.22%
NORTH VALLEY | NORTHERN | ANDERSON 1102 | 103261102 | ANDERSON | 3.8022 | 3.8022 | 100.0%
NORTH VALLEY | NORTHERN | ANDERSON 1103 | 103261103 | ANDERSON | 24.3827 | 31.5987 | 77.16%
FRESNO | CENTRAL VALLEY | ANGIOLA 1102 | 252151102 | ANGIOLA | 35.7224 | 35.7224 | 100.0%
FRESNO | CENTRAL VALLEY | ANGIOLA 1103 | 252151103 | ANGIOLA | 46.9183 | 46.9183 | 100.0%
FRESNO | CENTRAL VALLEY | ANGIOLA 1104 | 252151104 | ANGIOLA | 20.0133 | 20.0133 | 100.0%
NORTH VALLEY | NORTHERN | ANITA 1101 | 102841101 | ANITA | 35.62 | 35.62 | 100.0%
NORTH VALLEY | NORTHERN | ANITA 1102 | 102841102 | ANITA | 36.1384 | 36.1384 | 100.0%
NORTH VALLEY | NORTHERN | ANITA 1105 | 102841105 | ANITA | 16.0829 | 16.0829 | 100.0%
NORTH VALLEY | NORTHERN | ANITA 1106 | 102841106 | ANITA | 89.2715 | 89.6476 | 99.58%
KERN | CENTRAL VALLEY | ANTELOPE 1101 | 252021101 | ANTELOPE | 38.892 | 39.7914 | 97.74%
KERN | CENTRAL VALLEY | ANTELOPE 1102 | 252021102 | ANTELOPE | 25.3248 | 25.3248 | 100.0%
DIABLO | BAY AREA | ANTIOCH 0401 | 012130401 | ANTIOCH | 0.67034 | 0.67034 | 100.0%
DIABLO | BAY AREA | ANTIOCH 0402 | 012130402 | ANTIOCH | 0.89554 | 0.89554 | 100.0%
DIABLO | BAY AREA | ANTIOCH 0404 | 012130404 | ANTIOCH | 3.4132 | 3.4132 | 100.0%
NORTH VALLEY | NORTHERN | ANTLER 1101 | 103271101 | ANTLER | 1.1397 | 62.8558 | 1.81%
SIERRA | NORTHERN | APPLE HILL 1103 | 153661103 | APPLE HILL | 10.3293 | 71.718 | 14.4%
SIERRA | NORTHERN | APPLE HILL 1104 | 153661104 | APPLE HILL | 4.7543 | 96.1815 | 4.94%
SIERRA | NORTHERN | APPLE HILL 2102 | 153662102 | APPLE HILL | 13.2281 | 348.1481 | 3.8%
CENTRAL COAST | CENTRAL COAST | ARANA 0401 | 083010401 | ARANA | 3.3931 | 3.3931 | 100.0%
CENTRAL COAST | CENTRAL COAST | ARANA 0402 | 083010402 | ARANA | 2.9784 | 2.9784 | 100.0%
SACRAMENTO | NORTHERN | ARBUCKLE 1101 | 062081101 | ARBUCKLE | 45.1437 | 45.1437 | 100.0%
SACRAMENTO | NORTHERN | ARBUCKLE 1102 | 062081102 | ARBUCKLE | 50.204 | 50.204 | 100.0%
SACRAMENTO | NORTHERN | ARBUCKLE 1104 | 062081104 | ARBUCKLE | 91.4391 | 93.3348 | 97.97%
HUMBOLDT | NORTHERN | ARCATA 1105 | 192021105 | ARCATA | 44.3548 | 44.3548 | 100.0%
HUMBOLDT | NORTHERN | ARCATA 1106 | 192021106 | ARCATA | 10.3097 | 10.3097 | 100.0%
HUMBOLDT | NORTHERN | ARCATA 1121 | 192021121 | ARCATA | 22.1145 | 28.8963 | 76.53%
HUMBOLDT | NORTHERN | ARCATA 1122 | 192021122 | ARCATA | 47.3874 | 67.9866 | 69.7%
HUMBOLDT | NORTHERN | ARCATA 1123 | 192021123 | ARCATA | 6.2859 | 6.2859 | 100.0%
HUMBOLDT | NORTHERN | ARCATA 1124 | 192021124 | ARCATA | 0.0026414 | 0.0026414 | 100.0%
EAST BAY | BAY AREA | ARLINGTON 0401 | 013700401 | ARLINGTON | 3.187 | 3.9641 | 80.4%
KERN | CENTRAL VALLEY | ARVIN 1101 | 253801101 | ARVIN | 28.6925 | 28.7954 | 99.64%
KERN | CENTRAL VALLEY | ARVIN 1102 | 253801102 | ARVIN | 17.8949 | 17.8949 | 100.0%
KERN | CENTRAL VALLEY | ARVIN 1103 | 253801103 | ARVIN | 13.3831 | 13.3831 | 100.0%
FRESNO | CENTRAL VALLEY | ASHLAN AVE 1102 | 252051102 | ASHLAN AVE | 12.886 | 12.886 | 100.0%
FRESNO | CENTRAL VALLEY | ASHLAN AVE 1103 | 252051103 | ASHLAN AVE | 9.2022 | 9.2022 | 100.0%
FRESNO | CENTRAL VALLEY | ASHLAN AVE 1104 | 252051104 | ASHLAN AVE | 13.9731 | 13.9731 | 100.0%
FRESNO | CENTRAL VALLEY | ASHLAN AVE 1106 | 252051106 | ASHLAN AVE | 17.1689 | 17.1689 | 100.0%
FRESNO | CENTRAL VALLEY | ASHLAN AVE 1107 | 252051107 | ASHLAN AVE | 8.6916 | 8.6916 | 100.0%
FRESNO | CENTRAL VALLEY | ASHLAN AVE 1108 | 252051108 | ASHLAN AVE | 11.5111 | 11.5111 | 100.0%
FRESNO | CENTRAL VALLEY | ASHLAN AVE 1109 | 252051109 | ASHLAN AVE | 16.0018 | 16.0018 | 100.0%
FRESNO | CENTRAL VALLEY | ASHLAN AVE 1111 | 252051111 | ASHLAN AVE | 6.769 | 6.769 | 100.0%
FRESNO | CENTRAL VALLEY | ASHLAN AVE 1112 | 252051112 | ASHLAN AVE | 10.0896 | 10.0896 | 100.0%
FRESNO | CENTRAL VALLEY | ASHLAN AVE 1113 | 252051113 | ASHLAN AVE | 10.6423 | 10.6423 | 100.0%
FRESNO | CENTRAL VALLEY | ASHLAN AVE 1114 | 252051114 | ASHLAN AVE | 10.2921 | 10.2921 | 100.0%
FRESNO | CENTRAL VALLEY | ASHLAN AVE 1116 | 252051116 | ASHLAN AVE | 19.076 | 19.076 | 100.0%
FRESNO | CENTRAL VALLEY | ASHLAN AVE 2101 | 252052101 | ASHLAN AVE | 2.2289 | 2.2289 | 100.0%
FRESNO | CENTRAL VALLEY | ASHLAN AVE 2105 | 252052105 | ASHLAN AVE | 16.383 | 16.383 | 100.0%
FRESNO | CENTRAL VALLEY | ASHLAN AVE 2110 | 252052110 | ASHLAN AVE | 6.9385 | 6.9385 | 100.0%
FRESNO | CENTRAL VALLEY | ASHLAN AVE 2115 | 252052115 | ASHLAN AVE | 5.508 | 5.508 | 100.0%
FRESNO | CENTRAL VALLEY | ASHLAN AVE 2117 | 252052117 | ASHLAN AVE | 1.8811 | 1.8811 | 100.0%
FRESNO | CENTRAL VALLEY | ASHLAN AVE 2118 | 252052118 | ASHLAN AVE | 9.8166 | 9.8166 | 100.0%
FRESNO | CENTRAL VALLEY | ASHLAN AVE 2119 | 252052119 | ASHLAN AVE | 14.1624 | 14.1624 | 100.0%
LOS PADRES | CENTRAL COAST | ATASCADERO 1101 | 182541101 | ATASCADERO | 17.039 | 63.3166 | 26.91%
LOS PADRES | CENTRAL COAST | ATASCADERO 1102 | 182541102 | ATASCADERO | 11.1345 | 12.0886 | 92.11%
LOS PADRES | CENTRAL COAST | ATASCADERO 1103 | 182541103 | ATASCADERO | 37.6097 | 132.6119 | 28.36%
YOSEMITE | CENTRAL VALLEY | ATWATER 1102 | 253611102 | ATWATER | 84.52 | 84.52 | 100.0%
YOSEMITE | CENTRAL VALLEY | ATWATER 1103 | 253611103 | ATWATER | 45.0846 | 45.0846 | 100.0%
YOSEMITE | CENTRAL VALLEY | ATWATER 1104 | 253611104 | ATWATER | 12.8997 | 12.8997 | 100.0%
YOSEMITE | CENTRAL VALLEY | ATWATER 1105 | 253611105 | ATWATER | 13.2247 | 13.2247 | 100.0%
YOSEMITE | CENTRAL VALLEY | ATWATER 1106 | 253611106 | ATWATER | 35.3091 | 35.3091 | 100.0%
YOSEMITE | CENTRAL VALLEY | ATWATER 1107 | 253611107 | ATWATER | 30.5068 | 30.5068 | 100.0%
YOSEMITE | CENTRAL VALLEY | ATWATER 1108 | 253611108 | ATWATER | 54.3633 | 54.3633 | 100.0%
FRESNO | CENTRAL VALLEY | AUBERRY 1101 | 254151101 | AUBERRY | 1.9977 | 245.6196 | 0.81%
FRESNO | CENTRAL VALLEY | AUBERRY 1102 | 254151102 | AUBERRY | 0.32656 | 128.0535 | 0.26%
SIERRA | NORTHERN | AUBURN 1101 | 152161101 | AUBURN | 1.7848 | 4.9032 | 36.4%
SIERRA | NORTHERN | AUBURN 1102 | 152161102 | AUBURN | 5.7892 | 8.813 | 65.69%
STOCKTON | CENTRAL VALLEY | AVENA 1701 | 163571701 | AVENA | 108.1269 | 115.9966 | 93.22%
YOSEMITE | CENTRAL VALLEY | AVENA 1701 | 163571701 | AVENA | 7.8696 | 115.9966 | 6.78%
STOCKTON | CENTRAL VALLEY | AVENA 1702 | 163571702 | AVENA | 75.3401 | 80.4587 | 93.64%
YOSEMITE | CENTRAL VALLEY | AVENA 1702 | 163571702 | AVENA | 5.1186 | 80.4587 | 6.36%
FRESNO | CENTRAL VALLEY | AVENAL 2101 | 255002101 | AVENAL | 63.8824 | 63.8824 | 100.0%
FRESNO | CENTRAL VALLEY | AVENAL 2102 | 255002102 | AVENAL | 2.468 | 2.468 | 100.0%
FRESNO | CENTRAL VALLEY | AVENAL 2103 | 255002103 | AVENAL | 2.4609 | 2.4609 | 100.0%
DIABLO | BAY AREA | BABEL 0401 | 013850401 | BABEL | 4.0354 | 4.0354 | 100.0%
NORTH BAY | BAY AREA | BAHIA 1101 | 043251101 | BAHIA | 3.0624 | 3.0624 | 100.0%
NORTH BAY | BAY AREA | BAHIA 1102 | 043251102 | BAHIA | 13.6997 | 14.0446 | 97.54%
SACRAMENTO | NORTHERN | BAHIA 1102 | 043251102 | BAHIA | 0.34491 | 14.0446 | 2.46%
NORTH BAY | BAY AREA | BAHIA 1103 | 043251103 | BAHIA | 10.9892 | 10.9892 | 100.0%
NORTH BAY | BAY AREA | BAHIA 1104 | 043251104 | BAHIA | 17.4119 | 17.4119 | 100.0%
NORTH BAY | BAY AREA | BAHIA 1105 | 043251105 | BAHIA | 13.9651 | 13.9651 | 100.0%
PENINSULA | CENTRAL COAST | BAIR 1101 | 024261101 | BAIR | 0.055818 | 0.055818 | 100.0%
PENINSULA | CENTRAL COAST | BAIR 1103 | 024261103 | BAIR | 0.55007 | 0.55007 | 100.0%
KERN | CENTRAL VALLEY | BAKERSFIELD 1101 | 253371101 | BAKERSFIELD | 7.8212 | 7.8212 | 100.0%
KERN | CENTRAL VALLEY | BAKERSFIELD 1102 | 253371102 | BAKERSFIELD | 17.5077 | 17.5077 | 100.0%
KERN | CENTRAL VALLEY | BAKERSFIELD 1105 | 253371105 | BAKERSFIELD | 6.3732 | 6.3732 | 100.0%
KERN | CENTRAL VALLEY | BAKERSFIELD 1106 | 253371106 | BAKERSFIELD | 11.7802 | 11.7802 | 100.0%
KERN | CENTRAL VALLEY | BAKERSFIELD 1107 | 253371107 | BAKERSFIELD | 4.3072 | 4.3072 | 100.0%
KERN | CENTRAL VALLEY | BAKERSFIELD 1110 | 253371110 | BAKERSFIELD | 5.9373 | 5.9373 | 100.0%
KERN | CENTRAL VALLEY | BAKERSFIELD 1114 | 253371114 | BAKERSFIELD | 15.6898 | 15.6898 | 100.0%
KERN | CENTRAL VALLEY | BAKERSFIELD 1115 | 253371115 | BAKERSFIELD | 5.6714 | 5.6714 | 100.0%
KERN | CENTRAL VALLEY | BAKERSFIELD 1116 | 253371116 | BAKERSFIELD | 17.7269 | 17.7269 | 100.0%
KERN | CENTRAL VALLEY | BAKERSFIELD 1118 | 253371118 | BAKERSFIELD | 11.3965 | 11.3965 | 100.0%
KERN | CENTRAL VALLEY | BAKERSFIELD 2104 | 253372104 | BAKERSFIELD | 34.8721 | 34.8721 | 100.0%
KERN | CENTRAL VALLEY | BAKERSFIELD 2106 | 253372106 | BAKERSFIELD | 31.6703 | 31.6703 | 100.0%
KERN | CENTRAL VALLEY | BAKERSFIELD 2107 | 253372107 | BAKERSFIELD | 0.01185 | 0.01185 | 100.0%
KERN | CENTRAL VALLEY | BAKERSFIELD 2109 | 253372109 | BAKERSFIELD | 31.9493 | 31.9493 | 100.0%
FRESNO | CENTRAL VALLEY | BALCH NO 1 1101 | 252501101 | BALCH NO 1 | 2.0187 | 19.7619 | 10.21%
DIABLO | BAY AREA | BALFOUR 1101 | 014321101 | BALFOUR | 54.4864 | 54.4864 | 100.0%
EAST BAY | BAY AREA | BANCROFT 0401 | 013030401 | BANCROFT | 3.705 | 8.2439 | 44.94%
MISSION | CENTRAL COAST | BANCROFT 0401 | 013030401 | BANCROFT | 4.5365 | 8.2439 | 55.03%
MISSION | CENTRAL COAST | BANCROFT 0402 | 013030402 | BANCROFT | 4.4566 | 4.5646 | 97.63%
NORTH VALLEY | NORTHERN | BANGOR 1101 | 103191101 | BANGOR | 7.3752 | 228.9262 | 3.22%
SIERRA | NORTHERN | BANGOR 1101 | 103191101 | BANGOR | 27.1279 | 228.9262 | 11.85%
STOCKTON | CENTRAL VALLEY | BANTA 1101 | 162471101 | BANTA | 23.161 | 23.161 | 100.0%
STOCKTON | CENTRAL VALLEY | BANTA 1102 | 162471102 | BANTA | 13.3503 | 13.3503 | 100.0%
STOCKTON | CENTRAL VALLEY | BANTA 1103 | 162471103 | BANTA | 53.1029 | 53.1029 | 100.0%
EAST BAY | BAY AREA | BARRETT 0401 | 013020401 | BARRETT | 6.5718 | 6.5718 | 100.0%
EAST BAY | BAY AREA | BARRETT 0402 | 013020402 | BARRETT | 5.8595 | 5.8595 | 100.0%
SIERRA | NORTHERN | BARRY 1101 | 152111101 | BARRY | 34.0624 | 34.0624 | 100.0%
SIERRA | NORTHERN | BARRY 1102 | 152111102 | BARRY | 17.7136 | 17.7136 | 100.0%
SIERRA | NORTHERN | BARRY 1103 | 152111103 | BARRY | 42.1396 | 42.1396 | 100.0%
FRESNO | CENTRAL VALLEY | BARTON 1101 | 253571101 | BARTON | 5.974 | 5.974 | 100.0%
FRESNO | CENTRAL VALLEY | BARTON 1102 | 253571102 | BARTON | 4.4634 | 4.4634 | 100.0%
FRESNO | CENTRAL VALLEY | BARTON 1104 | 253571104 | BARTON | 11.6514 | 11.6514 | 100.0%
FRESNO | CENTRAL VALLEY | BARTON 1105 | 253571105 | BARTON | 5.1888 | 5.1888 | 100.0%
FRESNO | CENTRAL VALLEY | BARTON 1106 | 253571106 | BARTON | 5.9538 | 5.9538 | 100.0%
FRESNO | CENTRAL VALLEY | BARTON 1108 | 253571108 | BARTON | 19.5072 | 19.5072 | 100.0%
FRESNO | CENTRAL VALLEY | BARTON 1109 | 253571109 | BARTON | 7.1433 | 7.1433 | 100.0%
FRESNO | CENTRAL VALLEY | BARTON 1110 | 253571110 | BARTON | 17.7193 | 17.7193 | 100.0%
FRESNO | CENTRAL VALLEY | BARTON 1111 | 253571111 | BARTON | 15.5574 | 15.5574 | 100.0%
FRESNO | CENTRAL VALLEY | BARTON 1112 | 253571112 | BARTON | 3.3563 | 3.3563 | 100.0%
FRESNO | CENTRAL VALLEY | BARTON 1114 | 253571114 | BARTON | 12.8522 | 12.8522 | 100.0%
FRESNO | CENTRAL VALLEY | BARTON 1115 | 253571115 | BARTON | 15.3069 | 15.3069 | 100.0%
FRESNO | CENTRAL VALLEY | BARTON 1116 | 253571116 | BARTON | 9.4952 | 9.4952 | 100.0%
NORTH BAY | BAY AREA | BASALT 1101 | 042461101 | BASALT | 10.9319 | 10.9319 | 100.0%
NORTH BAY | BAY AREA | BASALT 1104 | 042461104 | BASALT | 0.68114 | 0.68114 | 100.0%
NORTH BAY | BAY AREA | BASALT 1105 | 042461105 | BASALT | 1.7004 | 1.7004 | 100.0%
NORTH BAY | BAY AREA | BASALT 1106 | 042461106 | BASALT | 72.6527 | 74.8077 | 97.12%
SONOMA | NORTHERN | BASALT 1106 | 042461106 | BASALT | 0.23287 | 74.8077 | 0.31%
SACRAMENTO | NORTHERN | BATAVIA 1101 | 068661101 | BATAVIA | 0.078705 | 0.078705 | 100.0%
PENINSULA | CENTRAL COAST | BAY MEADOWS 1102 | 024011102 | BAY MEADOWS | 4.9752 | 4.9752 | 100.0%
PENINSULA | CENTRAL COAST | BAY MEADOWS 1103 | 024011103 | BAY MEADOWS | 6.7142 | 6.7142 | 100.0%
PENINSULA | CENTRAL COAST | BAY MEADOWS 1104 | 024011104 | BAY MEADOWS | 16.6336 | 16.6336 | 100.0%
PENINSULA | CENTRAL COAST | BAY MEADOWS 1105 | 024011105 | BAY MEADOWS | 7.3743 | 7.3743 | 100.0%
PENINSULA | CENTRAL COAST | BAY MEADOWS 1106 | 024011106 | BAY MEADOWS | 0.86211 | 0.86211 | 100.0%
PENINSULA | CENTRAL COAST | BAY MEADOWS 1107 | 024011107 | BAY MEADOWS | 2.6634 | 2.6634 | 100.0%
PENINSULA | CENTRAL COAST | BAY MEADOWS 1108 | 024011108 | BAY MEADOWS | 1.0471 | 1.0471 | 100.0%
PENINSULA | CENTRAL COAST | BAY MEADOWS 2101 | 024012101 | BAY MEADOWS | 14.74 | 14.74 | 100.0%
PENINSULA | CENTRAL COAST | BAY MEADOWS 2102 | 024012102 | BAY MEADOWS | 10.293 | 14.279 | 72.09%
PENINSULA | CENTRAL COAST | BAY MEADOWS 2103 | 024012103 | BAY MEADOWS | 0.0028392 | 0.0028392 | 100.0%
LOS PADRES | CENTRAL COAST | BAYWOOD 1101 | 182801101 | BAYWOOD | 25.7313 | 29.1222 | 88.36%
SAN FRANCISCO | BAY AREA | BEACH (Q) 0402 | 022340402 | BEACH (Q) | 2.0565 | 2.0565 | 100.0%
YOSEMITE | CENTRAL VALLEY | BEAR VALLEY 2101 | 252192101 | BEAR VALLEY | 64.7936 | 166.7198 | 38.86%
EAST BAY | BAY AREA | BECK STREET 0401 | 012640401 | BECK STREET | 1.5565 | 1.5565 | 100.0%
SIERRA | NORTHERN | BELL 1107 | 152701107 | BELL | 7.8441 | 50.2296 | 15.62%
SIERRA | NORTHERN | BELL 1108 | 152701108 | BELL | 15.2835 | 80.3573 | 19.02%
SIERRA | NORTHERN | BELL 1109 | 152701109 | BELL | 4.1265 | 17.8096 | 23.17%
SIERRA | NORTHERN | BELL 1110 | 152701110 | BELL | 11.2483 | 11.3983 | 98.68%
PENINSULA | CENTRAL COAST | BELLE HAVEN 0401 | 024020401 | BELLE HAVEN | 9.4194 | 9.4194 | 100.0%
PENINSULA | CENTRAL COAST | BELLE HAVEN 0402 | 024020402 | BELLE HAVEN | 4.6471 | 4.6471 | 100.0%
PENINSULA | CENTRAL COAST | BELLE HAVEN 0403 | 024020403 | BELLE HAVEN | 6.3076 | 6.3076 | 100.0%
PENINSULA | CENTRAL COAST | BELLE HAVEN 0404 | 024020404 | BELLE HAVEN | 8.6214 | 8.6214 | 100.0%
PENINSULA | CENTRAL COAST | BELLE HAVEN 0405 | 024020405 | BELLE HAVEN | 7.4454 | 7.4454 | 100.0%
PENINSULA | CENTRAL COAST | BELLE HAVEN 0406 | 024020406 | BELLE HAVEN | 9.2571 | 9.2571 | 100.0%
PENINSULA | CENTRAL COAST | BELLE HAVEN 0407 | 024020407 | BELLE HAVEN | 6.3285 | 6.3285 | 100.0%
PENINSULA | CENTRAL COAST | BELLE HAVEN 0408 | 024020408 | BELLE HAVEN | 5.5294 | 5.5294 | 100.0%
PENINSULA | CENTRAL COAST | BELLE HAVEN 0409 | 024020409 | BELLE HAVEN | 3.861 | 3.861 | 100.0%
PENINSULA | CENTRAL COAST | BELLE HAVEN 1101 | 024021101 | BELLE HAVEN | 1.5841 | 1.5841 | 100.0%
PENINSULA | CENTRAL COAST | BELLE HAVEN 1102 | 024021102 | BELLE HAVEN | 1.9992 | 1.9992 | 100.0%
PENINSULA | CENTRAL COAST | BELLE HAVEN 1103 | 024021103 | BELLE HAVEN | 4.7112 | 4.7112 | 100.0%
PENINSULA | CENTRAL COAST | BELLE HAVEN 1104 | 024021104 | BELLE HAVEN | 5.7365 | 5.7365 | 100.0%
PENINSULA | CENTRAL COAST | BELLE HAVEN 1105 | 024021105 | BELLE HAVEN | 10.8215 | 10.8215 | 100.0%
PENINSULA | CENTRAL COAST | BELLE HAVEN 1106 | 024021106 | BELLE HAVEN | 14.7409 | 14.7409 | 100.0%
PENINSULA | CENTRAL COAST | BELLE HAVEN 1107 | 024021107 | BELLE HAVEN | 1.2718 | 1.2718 | 100.0%
SONOMA | NORTHERN | BELLEVUE 1102 | 043181102 | BELLEVUE | 43.6145 | 43.7734 | 99.64%
SONOMA | NORTHERN | BELLEVUE 1104 | 043181104 | BELLEVUE | 12.6064 | 12.6064 | 100.0%
SONOMA | NORTHERN | BELLEVUE 2101 | 043182101 | BELLEVUE | 13.2123 | 13.2123 | 100.0%
SONOMA | NORTHERN | BELLEVUE 2103 | 043182103 | BELLEVUE | 44.0265 | 70.6082 | 62.35%
SONOMA | NORTHERN | BELLEVUE 2105 | 043182105 | BELLEVUE | 4.025 | 4.025 | 100.0%
PENINSULA | CENTRAL COAST | BELMONT 0401 | 024030401 | BELMONT | 6.0937 | 6.0937 | 100.0%
PENINSULA | CENTRAL COAST | BELMONT 0402 | 024030402 | BELMONT | 6.9564 | 6.9564 | 100.0%
PENINSULA | CENTRAL COAST | BELMONT 0403 | 024030403 | BELMONT | 5.1106 | 5.1106 | 100.0%
PENINSULA | CENTRAL COAST | BELMONT 0406 | 024030406 | BELMONT | 5.3015 | 5.3015 | 100.0%
PENINSULA | CENTRAL COAST | BELMONT 1102 | 024031102 | BELMONT | 15.0736 | 15.0736 | 100.0%
PENINSULA | CENTRAL COAST | BELMONT 1103 | 024031103 | BELMONT | 15.293 | 18.7363 | 81.62%
PENINSULA | CENTRAL COAST | BELMONT 1104 | 024031104 | BELMONT | 7.1254 | 7.1254 | 100.0%
PENINSULA | CENTRAL COAST | BELMONT 1105 | 024031105 | BELMONT | 0.63483 | 0.63483 | 100.0%
PENINSULA | CENTRAL COAST | BELMONT 1106 | 024031106 | BELMONT | 1.293 | 1.293 | 100.0%
PENINSULA | CENTRAL COAST | BELMONT 1107 | 024031107 | BELMONT | 1.4264 | 1.4264 | 100.0%
PENINSULA | CENTRAL COAST | BELMONT 1109 | 024031109 | BELMONT | 0.0033693 | 0.0033693 | 100.0%
PENINSULA | CENTRAL COAST | BELMONT 1110 | 024031110 | BELMONT | 24.4966 | 24.6112 | 99.53%
KERN | CENTRAL VALLEY | BELRIDGE 1A 1101 | 254371101 | BELRIDGE 1A | 0.073079 | 0.073079 | 100.0%
KERN | CENTRAL VALLEY | BELRIDGE 1B 1101 | 254381101 | BELRIDGE 1B | 0.014944 | 0.014944 | 100.0%
PENINSULA | CENTRAL COAST | BERESFORD 0401 | 024040401 | BERESFORD | 1.0757 | 1.0757 | 100.0%
PENINSULA | CENTRAL COAST | BERESFORD 0402 | 024040402 | BERESFORD | 2.369 | 2.369 | 100.0%
PENINSULA | CENTRAL COAST | BERESFORD 0403 | 024040403 | BERESFORD | 6.7358 | 12.1015 | 55.66%
PENINSULA | CENTRAL COAST | BERESFORD 0404 | 024040404 | BERESFORD | 5.7378 | 5.7378 | 100.0%
EAST BAY | BAY AREA | BERKELEY F 0401 | 012060401 | BERKELEY F | 0.0014196 | 0.0014196 | 100.0%
EAST BAY | BAY AREA | BERKELEY F 0402 | 012060402 | BERKELEY F | 1.9991 | 2.1237 | 94.13%
EAST BAY | BAY AREA | BERKELEY F 0403 | 012060403 | BERKELEY F | 2.1809 | 2.1809 | 100.0%
EAST BAY | BAY AREA | BERKELEY F 0404 | 012060404 | BERKELEY F | 3.6641 | 3.6641 | 100.0%
EAST BAY | BAY AREA | BERKELEY F 0405 | 012060405 | BERKELEY F | 1.1044 | 1.1044 | 100.0%
EAST BAY | BAY AREA | BERKELEY F 0406 | 012060406 | BERKELEY F | 3.7939 | 3.7939 | 100.0%
EAST BAY | BAY AREA | BERKELEY F 0407 | 012060407 | BERKELEY F | 0.0053986 | 0.0053986 | 100.0%
EAST BAY | BAY AREA | BERKELEY F 0408 | 012060408 | BERKELEY F | 0.78883 | 0.78883 | 100.0%
EAST BAY | BAY AREA | BERKELEY F 0409 | 012060409 | BERKELEY F | 3.9582 | 3.9582 | 100.0%
EAST BAY | BAY AREA | BERKELEY F 0410 | 012060410 | BERKELEY F | 2.9051 | 2.9051 | 100.0%
EAST BAY | BAY AREA | BERKELEY F 0411 | 012060411 | BERKELEY F | 4.4107 | 4.4107 | 100.0%
EAST BAY | BAY AREA | BERKELEY F 1102 | 012061102 | BERKELEY F | 0.26855 | 0.26855 | 100.0%
EAST BAY | BAY AREA | BERKELEY F 1103 | 012061103 | BERKELEY F | 4.2689 | 6.2499 | 68.3%
EAST BAY | BAY AREA | BERKELEY F 1104 | 012061104 | BERKELEY F | 3.3051 | 3.3051 | 100.0%
EAST BAY | BAY AREA | BERKELEY F 1105 | 012061105 | BERKELEY F | 9.5615 | 11.3597 | 84.17%
EAST BAY | BAY AREA | BERKELEY T 0401 | 012660401 | BERKELEY T | 0.66451 | 0.66451 | 100.0%
EAST BAY | BAY AREA | BERKELEY T 0402 | 012660402 | BERKELEY T | 4.2736 | 4.2736 | 100.0%
EAST BAY | BAY AREA | BERKELEY T 0403 | 012660403 | BERKELEY T | 0.84584 | 0.84584 | 100.0%
EAST BAY | BAY AREA | BERKELEY T 0404 | 012660404 | BERKELEY T | 1.2058 | 1.2058 | 100.0%
KERN | CENTRAL VALLEY | BERRENDA A 1101 | 254261101 | BERRENDA A | 0.010451 | 0.010451 | 100.0%
KERN | CENTRAL VALLEY | BERRENDA C 1101 | 254481101 | BERRENDA C | 0.023113 | 0.023113 | 100.0%
DIABLO | BAY AREA | BETHEL BANK 0401 | 018150401 | BETHEL BANK | 1.4703 | 1.4703 | 100.0%
NORTH VALLEY | NORTHERN | BIG BEND 1102 | 103751102 | BIG BEND | 0.10232 | 38.1503 | 0.27%
HUMBOLDT | NORTHERN | BIG LAGOON 1101 | 192361101 | BIG LAGOON | 3.9336 | 3.9336 | 100.0%
NORTH VALLEY | NORTHERN | BIG MEADOWS 2101 | 102812101 | BIG MEADOWS | 21.7271 | 77.5645 | 28.01%
HUMBOLDT | NORTHERN | BIG RIVER 1101 | 043081101 | BIG RIVER | 16.0875 | 86.023 | 18.7%
CENTRAL COAST | CENTRAL COAST | BIG TREES 0402 | 083050402 | BIG TREES | 0.16761 | 16.7337 | 1.0%
FRESNO | CENTRAL VALLEY | BIOLA 1101 | 252211101 | BIOLA | 49.0961 | 88.0551 | 55.76%
YOSEMITE | CENTRAL VALLEY | BIOLA 1101 | 252211101 | BIOLA | 38.9591 | 88.0551 | 44.24%
FRESNO | CENTRAL VALLEY | BIOLA 1102 | 252211102 | BIOLA | 14.7647 | 32.6768 | 45.18%
YOSEMITE | CENTRAL VALLEY | BIOLA 1102 | 252211102 | BIOLA | 17.912 | 32.6768 | 54.82%
FRESNO | CENTRAL VALLEY | BIOLA 1103 | 252211103 | BIOLA | 80.2682 | 80.2682 | 100.0%
FRESNO | CENTRAL VALLEY | BIOLA 1104 | 252211104 | BIOLA | 49.6426 | 49.6426 | 100.0%
KERN | CENTRAL VALLEY | BLACKWELL 1102 | 254681102 | BLACKWELL | 30.6468 | 30.6468 | 100.0%
KERN | CENTRAL VALLEY | BLACKWELL 2101 | 254682101 | BLACKWELL | 22.8409 | 22.8409 | 100.0%
HUMBOLDT | NORTHERN | BLUE LAKE 1101 | 192181101 | BLUE LAKE | 7.6469 | 7.6469 | 100.0%
HUMBOLDT | NORTHERN | BLUE LAKE 1102 | 192181102 | BLUE LAKE | 68.8404 | 68.8404 | 100.0%
SIERRA | NORTHERN | BOGUE 1102 | 153781102 | BOGUE | 17.8201 | 17.8201 | 100.0%
SIERRA | NORTHERN | BOGUE 1103 | 153781103 | BOGUE | 16.2669 | 16.2669 | 100.0%
SIERRA | NORTHERN | BOGUE 1104 | 153781104 | BOGUE | 4.5998 | 4.5998 | 100.0%
SIERRA | NORTHERN | BOGUE 1105 | 153781105 | BOGUE | 9.6347 | 9.6347 | 100.0%
SIERRA | NORTHERN | BOGUE 1106 | 153781106 | BOGUE | 47.2885 | 47.2885 | 100.0%
SIERRA | NORTHERN | BOGUE 1107 | 153781107 | BOGUE | 15.7843 | 15.7843 | 100.0%
NORTH BAY | BAY AREA | BOLINAS 1101 | 042261101 | BOLINAS | 17.2302 | 51.5608 | 33.42%
KERN | CENTRAL VALLEY | BOLTHOUSE FARMS 1101 | 258181101 | BOLTHOUSE FARMS | 0.015093 | 0.015093 | 100.0%
YOSEMITE | CENTRAL VALLEY | BONITA 1101 | 255391101 | BONITA | 54.0411 | 54.0411 | 100.0%
YOSEMITE | CENTRAL VALLEY | BONITA 1102 | 255391102 | BONITA | 16.1978 | 16.1978 | 100.0%
YOSEMITE | CENTRAL VALLEY | BONITA 1103 | 255391103 | BONITA | 44.0282 | 44.0282 | 100.0%
YOSEMITE | CENTRAL VALLEY | BORDEN 1101 | 255121101 | BORDEN | 60.1039 | 60.1039 | 100.0%
YOSEMITE | CENTRAL VALLEY | BORDEN 1102 | 255121102 | BORDEN | 59.3809 | 59.3809 | 100.0%
FRESNO | CENTRAL VALLEY | BORDEN 1103 | 255121103 | BORDEN | 0.0075456 | 86.4794 | 0.01%
YOSEMITE | CENTRAL VALLEY | BORDEN 1103 | 255121103 | BORDEN | 86.4718 | 86.4794 | 99.99%
CENTRAL COAST | CENTRAL COAST | BORONDA 1101 | 182461101 | BORONDA | 7.9077 | 7.9077 | 100.0%
CENTRAL COAST | CENTRAL COAST | BORONDA 1102 | 182461102 | BORONDA | 4.3072 | 4.3072 | 100.0%
FRESNO | CENTRAL VALLEY | BOSWELL 1101 | 254941101 | BOSWELL | 0.015248 | 0.015248 | 100.0%
FRESNO | CENTRAL VALLEY | BOWLES 1101 | 253531101 | BOWLES | 68.65 | 68.65 | 100.0%
FRESNO | CENTRAL VALLEY | BOWLES 1102 | 253531102 | BOWLES | 33.4068 | 33.4068 | 100.0%
FRESNO | CENTRAL VALLEY | BOWLES 1103 | 253531103 | BOWLES | 26.5875 | 26.5875 | 100.0%
FRESNO | CENTRAL VALLEY | BOWLES 1104 | 253531104 | BOWLES | 25.0295 | 25.0295 | 100.0%
DIABLO | BAY AREA | BRENTWOOD 2105 | 014592105 | BRENTWOOD | 77.7189 | 88.5547 | 87.76%
STOCKTON | CENTRAL VALLEY | BRENTWOOD 2105 | 014592105 | BRENTWOOD | 0.30945 | 88.5547 | 0.35%
DIABLO | BAY AREA | BRENTWOOD 2106 | 014592106 | BRENTWOOD | 4.2101 | 4.2101 | 100.0%
DIABLO | BAY AREA | BRENTWOOD 2108 | 014592108 | BRENTWOOD | 6.1175 | 6.1175 | 100.0%
DIABLO | BAY AREA | BRENTWOOD 2109 | 014592109 | BRENTWOOD | 1.3518 | 1.3518 | 100.0%
DIABLO | BAY AREA | BRENTWOOD 2110 | 014592110 | BRENTWOOD | 3.4404 | 3.4404 | 100.0%
DIABLO | BAY AREA | BRENTWOOD 2111 | 014592111 | BRENTWOOD | 7.9545 | 7.9545 | 100.0%
DIABLO | BAY AREA | BRENTWOOD 2112 | 014592112 | BRENTWOOD | 95.8854 | 99.0611 | 96.79%
SACRAMENTO | NORTHERN | BRENTWOOD 2112 | 014592112 | BRENTWOOD | 3.1758 | 99.0611 | 3.21%
DIABLO | BAY AREA | BRENTWOOD 2113 | 014592113 | BRENTWOOD | 8.8194 | 8.8194 | 100.0%
HUMBOLDT | NORTHERN | BRIDGEVILLE 1101 | 192461101 | BRIDGEVILLE | 2.3033 | 25.992 | 8.86%
HUMBOLDT | NORTHERN | BRIDGEVILLE 1102 | 192461102 | BRIDGEVILLE | 12.3474 | 47.3759 | 26.06%
DE ANZA | CENTRAL COAST | BRITTON 1104 | 083611104 | BRITTON | 1.1827 | 1.1827 | 100.0%
DE ANZA | CENTRAL COAST | BRITTON 1105 | 083611105 | BRITTON | 6.5174 | 6.5174 | 100.0%
DE ANZA | CENTRAL COAST | BRITTON 1106 | 083611106 | BRITTON | 2.5742 | 2.5742 | 100.0%
DE ANZA | CENTRAL COAST | BRITTON 1107 | 083611107 | BRITTON | 2.9919 | 2.9919 | 100.0%
DE ANZA | CENTRAL COAST | BRITTON 1108 | 083611108 | BRITTON | 1.9586 | 1.9586 | 100.0%
DE ANZA | CENTRAL COAST | BRITTON 1109 | 083611109 | BRITTON | 7.4504 | 7.4504 | 100.0%
DE ANZA | CENTRAL COAST | BRITTON 1110 | 083611110 | BRITTON | 14.2547 | 14.2547 | 100.0%
DE ANZA | CENTRAL COAST | BRITTON 1111 | 083611111 | BRITTON | 1.7812 | 1.7812 | 100.0%
DE ANZA | CENTRAL COAST | BRITTON 1112 | 083611112 | BRITTON | 2.3068 | 2.3068 | 100.0%
DE ANZA | CENTRAL COAST | BRITTON 1113 | 083611113 | BRITTON | 1.5031 | 1.5031 | 100.0%
DE ANZA | CENTRAL COAST | BRITTON 1114 | 083611114 | BRITTON | 5.0934 | 5.0934 | 100.0%
DE ANZA | CENTRAL COAST | BRITTON 1115 | 083611115 | BRITTON | 1.1289 | 1.1289 | 100.0%
EAST BAY | BAY AREA | BROOKSIDE 0401 | 013210401 | BROOKSIDE | 3.7207 | 3.7207 | 100.0%
SIERRA | NORTHERN | BROWNS VALLEY 1101 | 152921101 | BROWNS VALLEY | 21.4483 | 63.7207 | 33.66%
SIERRA | NORTHERN | BRUNSWICK 1102 | 152481102 | BRUNSWICK | 2.6555 | 53.8169 | 4.93%
SIERRA | NORTHERN | BRUNSWICK 1103 | 152481103 | BRUNSWICK | 7.5056 | 62.5801 | 11.99%
SIERRA | NORTHERN | BRUNSWICK 1104 | 152481104 | BRUNSWICK | 2.0349 | 57.8495 | 3.52%
SIERRA | NORTHERN | BRUNSWICK 1105 | 152481105 | BRUNSWICK | 0.26498 | 121.6586 | 0.22%
SIERRA | NORTHERN | BRUNSWICK 1106 | 152481106 | BRUNSWICK | 12.1198 | 182.7882 | 6.63%
SIERRA | NORTHERN | BRUNSWICK 1107 | 152481107 | BRUNSWICK | 10.5847 | 19.3961 | 54.57%
SIERRA | NORTHERN | BRUNSWICK 1110 | 152481110 | BRUNSWICK | 11.9915 | 34.4681 | 34.79%
DIABLO | BAY AREA | BRYANT 0401 | 013090401 | BRYANT | 1.8716 | 1.8716 | 100.0%
DIABLO | BAY AREA | BRYANT 0402 | 013090402 | BRYANT | 5.6945 | 7.7357 | 73.61%
NORTH VALLEY | NORTHERN | BUCKS CREEK 1103 | 102211103 | BUCKS CREEK | 0.34148 | 13.049 | 2.62%
LOS PADRES | CENTRAL COAST | BUELLTON 1101 | 183041101 | BUELLTON | 26.4331 | 104.9902 | 25.18%
LOS PADRES | CENTRAL COAST | BUELLTON 1102 | 183041102 | BUELLTON | 11.7861 | 27.3432 | 43.1%
CENTRAL COAST | CENTRAL COAST | BUENA VISTA 1101 | 182261101 | BUENA VISTA | 0.88059 | 0.88059 | 100.0%
CENTRAL COAST | CENTRAL COAST | BUENA VISTA 1102 | 182261102 | BUENA VISTA | 11.097 | 11.097 | 100.0%
CENTRAL COAST | CENTRAL COAST | BUENA VISTA 1103 | 182261103 | BUENA VISTA | 7.4308 | 7.4308 | 100.0%
CENTRAL COAST | CENTRAL COAST | BUENA VISTA 1104 | 182261104 | BUENA VISTA | 3.8357 | 3.8357 | 100.0%
CENTRAL COAST | CENTRAL COAST | BUENA VISTA 1106 | 182261106 | BUENA VISTA | 8.0588 | 8.0588 | 100.0%
FRESNO | CENTRAL VALLEY | BULLARD 1101 | 253961101 | BULLARD | 14.2956 | 14.2956 | 100.0%
FRESNO | CENTRAL VALLEY | BULLARD 1102 | 253961102 | BULLARD | 2.7528 | 2.7528 | 100.0%
FRESNO | CENTRAL VALLEY | BULLARD 1103 | 253961103 | BULLARD | 8.11 | 8.11 | 100.0%
FRESNO | CENTRAL VALLEY | BULLARD 1104 | 253961104 | BULLARD | 8.0388 | 8.0388 | 100.0%
FRESNO | CENTRAL VALLEY | BULLARD 1105 | 253961105 | BULLARD | 3.4522 | 3.4522 | 100.0%
FRESNO | CENTRAL VALLEY | BULLARD 1106 | 253961106 | BULLARD | 3.6785 | 3.6785 | 100.0%
FRESNO | CENTRAL VALLEY | BULLARD 1107 | 253961107 | BULLARD | 2.3808 | 2.3808 | 100.0%
FRESNO | CENTRAL VALLEY | BULLARD 1108 | 253961108 | BULLARD | 1.626 | 1.626 | 100.0%
FRESNO | CENTRAL VALLEY | BULLARD 1109 | 253961109 | BULLARD | 5.384 | 5.384 | 100.0%
FRESNO | CENTRAL VALLEY | BULLARD 1110 | 253961110 | BULLARD | 4.2583 | 4.2583 | 100.0%
FRESNO | CENTRAL VALLEY | BULLARD 1113 | 253961113 | BULLARD | 12.4777 | 12.4777 | 100.0%
FRESNO | CENTRAL VALLEY | BULLARD 2111 | 253962111 | BULLARD | 4.4448 | 4.4448 | 100.0%
FRESNO | CENTRAL VALLEY | BULLARD 2112 | 253962112 | BULLARD | 13.6439 | 13.6439 | 100.0%
FRESNO | CENTRAL VALLEY | BULLARD 2114 | 253962114 | BULLARD | 4.8659 | 4.8659 | 100.0%
PENINSULA | CENTRAL COAST | BURLINGAME 0401 | 024050401 | BURLINGAME | 3.0997 | 3.0997 | 100.0%
PENINSULA | CENTRAL COAST | BURLINGAME 0402 | 024050402 | BURLINGAME | 5.8824 | 5.8824 | 100.0%
PENINSULA | CENTRAL COAST | BURLINGAME 0403 | 024050403 | BURLINGAME | 3.9779 | 3.9779 | 100.0%
PENINSULA | CENTRAL COAST | BURLINGAME 0404 | 024050404 | BURLINGAME | 3.9792 | 3.9792 | 100.0%
PENINSULA | CENTRAL COAST | BURLINGAME 0405 | 024050405 | BURLINGAME | 3.2515 | 3.2515 | 100.0%
PENINSULA | CENTRAL COAST | BURLINGAME 2101 | 024052101 | BURLINGAME | 6.8286 | 6.8286 | 100.0%
NORTH VALLEY | NORTHERN | BURNEY 1101 | 103311101 | BURNEY | 8.6269 | 59.7924 | 14.43%
NORTH VALLEY | NORTHERN | BURNEY 1102 | 103311102 | BURNEY | 3.4138 | 4.0186 | 84.95%
NORTH VALLEY | NORTHERN | BUTTE 1103 | 103081103 | BUTTE | 59.9548 | 59.9548 | 100.0%
NORTH VALLEY | NORTHERN | BUTTE 1104 | 103081104 | BUTTE | 72.6263 | 72.6263 | 100.0%
NORTH VALLEY | NORTHERN | BUTTE 1105 | 103081105 | BUTTE | 13.1702 | 14.9731 | 87.96%
NORTH VALLEY | NORTHERN | BUTTE 1106 | 103081106 | BUTTE | 7.8588 | 7.8588 | 100.0%
NORTH VALLEY | NORTHERN | BUTTE 1107 | 103081107 | BUTTE | 92.2929 | 92.2929 | 100.0%
LOS PADRES | CENTRAL COAST | CABRILLO 1103 | 183101103 | CABRILLO | 40.4854 | 96.761 | 41.84%
LOS PADRES | CENTRAL COAST | CABRILLO 1104 | 183101104 | CABRILLO | 45.3816 | 76.0488 | 59.67%
KERN | CENTRAL VALLEY | CADET 1101 | 254821101 | CADET | 0.0094465 | 0.0094465 | 100.0%
KERN | CENTRAL VALLEY | CAL WATER 1102 | 255451102 | CAL WATER | 22.5991 | 26.48 | 85.34%
KERN | CENTRAL VALLEY | CAL WATER 1103 | 255451103 | CAL WATER | 0.32909 | 0.32909 | 100.0%
STOCKTON | CENTRAL VALLEY | CALAVERAS CEMENT 1101 | 162211101 | CALAVERAS CEMENT | 16.9907 | 204.3329 | 8.32%
FRESNO | CENTRAL VALLEY | CALFLAX 1101 | 253441101 | CALFLAX | 24.8129 | 24.8129 | 100.0%
FRESNO | CENTRAL VALLEY | CALFLAX 1102 | 253441102 | CALFLAX | 20.4192 | 20.4192 | 100.0%
FRESNO | CENTRAL VALLEY | CALFLAX 1103 | 253441103 | CALFLAX | 28.9548 | 28.9548 | 100.0%
FRESNO | CENTRAL VALLEY | CALFLAX 1104 | 253441104 | CALFLAX | 18.6694 | 18.6694 | 100.0%
FRESNO | CENTRAL VALLEY | CALIFORNIA AVE 1102 | 252281102 | CALIFORNIA AVE | 13.9842 | 13.9842 | 100.0%
FRESNO | CENTRAL VALLEY | CALIFORNIA AVE 1103 | 252281103 | CALIFORNIA AVE | 4.895 | 4.895 | 100.0%
FRESNO | CENTRAL VALLEY | CALIFORNIA AVE 1104 | 252281104 | CALIFORNIA AVE | 4.7629 | 4.7629 | 100.0%
FRESNO | CENTRAL VALLEY | CALIFORNIA AVE 1106 | 252281106 | CALIFORNIA AVE | 10.1204 | 10.1204 | 100.0%
FRESNO | CENTRAL VALLEY | CALIFORNIA AVE 1108 | 252281108 | CALIFORNIA AVE | 9.688 | 9.688 | 100.0%
FRESNO | CENTRAL VALLEY | CALIFORNIA AVE 1110 | 252281110 | CALIFORNIA AVE | 11.376 | 11.376 | 100.0%
FRESNO | CENTRAL VALLEY | CALIFORNIA AVE 1111 | 252281111 | CALIFORNIA AVE | 10.7862 | 10.7862 | 100.0%
FRESNO | CENTRAL VALLEY | CALIFORNIA AVE 1112 | 252281112 | CALIFORNIA AVE | 3.6341 | 3.6341 | 100.0%
FRESNO | CENTRAL VALLEY | CALIFORNIA AVE 1113 | 252281113 | CALIFORNIA AVE | 5.0778 | 5.0778 | 100.0%
FRESNO | CENTRAL VALLEY | CALIFORNIA AVE 1114 | 252281114 | CALIFORNIA AVE | 20.6887 | 20.6887 | 100.0%
FRESNO | CENTRAL VALLEY | CALIFORNIA AVE 1116 | 252281116 | CALIFORNIA AVE | 9.4587 | 9.4587 | 100.0%
FRESNO | CENTRAL VALLEY | CALIFORNIA AVE 1117 | 252281117 | CALIFORNIA AVE | 1.2688 | 1.2688 | 100.0%
NORTH BAY | BAY AREA | CALISTOGA 1101 | 042711101 | CALISTOGA | 16.5404 | 113.2894 | 14.6%
NORTH BAY | BAY AREA | CALISTOGA 1102 | 042711102 | CALISTOGA | 21.5516 | 46.5775 | 46.27%
HUMBOLDT | NORTHERN | CALPELLA 1101 | 043411101 | CALPELLA | 19.1678 | 91.7212 | 20.9%
HUMBOLDT | NORTHERN | CALPELLA 1102 | 043411102 | CALPELLA | 20.4504 | 25.9883 | 78.69%
LOS PADRES | CENTRAL COAST | CAMBRIA 1101 | 182771101 | CAMBRIA | 6.9582 | 32.2274 | 21.59%
LOS PADRES | CENTRAL COAST | CAMBRIA 1102 | 182771102 | CAMBRIA | 11.677 | 26.8918 | 43.42%
FRESNO | CENTRAL VALLEY | CAMDEN 1102 | 252301102 | CAMDEN | 62.9652 | 62.9652 | 100.0%
FRESNO | CENTRAL VALLEY | CAMDEN 1103 | 252301103 | CAMDEN | 128.3508 | 128.3508 | 100.0%
FRESNO | CENTRAL VALLEY | CAMDEN 1104 | 252301104 | CAMDEN | 96.8001 | 96.8001 | 100.0%
FRESNO | CENTRAL VALLEY | CAMDEN 1105 | 252301105 | CAMDEN | 59.1232 | 59.1232 | 100.0%
CENTRAL COAST | CENTRAL COAST | CAMP EVERS 2103 | 083622103 | CAMP EVERS | 14.5074 | 60.3092 | 24.05%
CENTRAL COAST | CENTRAL COAST | CAMP EVERS 2104 | 083622104 | CAMP EVERS | 9.2139 | 36.8901 | 24.98%
CENTRAL COAST | CENTRAL COAST | CAMP EVERS 2105 | 083622105 | CAMP EVERS | 2.7924 | 91.2451 | 3.06%
CENTRAL COAST | CENTRAL COAST | CAMP EVERS 2106 | 083622106 | CAMP EVERS | 10.6789 | 139.2596 | 7.67%
CENTRAL COAST | CENTRAL COAST | CAMPHORA 0401 | 182070401 | CAMPHORA | 0.42578 | 0.42578 | 100.0%
CENTRAL COAST | CENTRAL COAST | CAMPHORA 1101 | 182071101 | CAMPHORA | 41.1561 | 43.4262 | 94.77%
YOSEMITE | CENTRAL VALLEY | CANAL 1101 | 252091101 | CANAL | 57.209 | 57.209 | 100.0%
YOSEMITE | CENTRAL VALLEY | CANAL 1102 | 252091102 | CANAL | 16.0357 | 16.0357 | 100.0%
YOSEMITE | CENTRAL VALLEY | CANAL 1103 | 252091103 | CANAL | 55.0088 | 55.0088 | 100.0%
YOSEMITE | CENTRAL VALLEY | CANAL 1104 | 252091104 | CANAL | 12.0854 | 12.0854 | 100.0%
YOSEMITE | CENTRAL VALLEY | CANAL 1105 | 252091105 | CANAL | 7.5857 | 7.5857 | 100.0%
YOSEMITE | CENTRAL VALLEY | CANAL 1106 | 252091106 | CANAL | 6.8766 | 6.8766 | 100.0%
FRESNO | CENTRAL VALLEY | CANTUA 1101 | 253591101 | CANTUA | 26.7927 | 26.7927 | 100.0%
FRESNO | CENTRAL VALLEY | CANTUA 1102 | 253591102 | CANTUA | 43.302 | 43.302 | 100.0%
FRESNO | CENTRAL VALLEY | CANTUA 1103 | 253591103 | CANTUA | 35.942 | 35.942 | 100.0%
FRESNO | CENTRAL VALLEY | CANTUA 1104 | 253591104 | CANTUA | 0.17423 | 0.17423 | 100.0%
FRESNO | CENTRAL VALLEY | CANTUA 1105 | 253591105 | CANTUA | 15.1276 | 15.1276 | 100.0%
FRESNO | CENTRAL VALLEY | CANTUA 1106 | 253591106 | CANTUA | 0.15917 | 0.15917 | 100.0%
NORTH VALLEY | NORTHERN | CAPAY 1101 | 102111101 | CAPAY | 56.4826 | 56.4826 | 100.0%
NORTH VALLEY | NORTHERN | CAPAY 1102 | 102111102 | CAPAY | 67.1848 | 67.1848 | 100.0%
STOCKTON | CENTRAL VALLEY | CARBONA 1101 | 163091101 | CARBONA | 40.4257 | 40.4257 | 100.0%
STOCKTON | CENTRAL VALLEY | CARBONA 1102 | 163091102 | CARBONA | 1.9908 | 1.9908 | 100.0%
STOCKTON | CENTRAL VALLEY | CARBONA 1103 | 163091103 | CARBONA | 2.9321 | 2.9321 | 100.0%
STOCKTON | CENTRAL VALLEY | CARBONA 1104 | 163091104 | CARBONA | 43.4653 | 43.4653 | 100.0%
HUMBOLDT | NORTHERN | CARLOTTA 1121 | 192291121 | CARLOTTA | 31.017 | 48.4992 | 63.95%
CENTRAL COAST | CENTRAL COAST | CARMEL 0401 | 182040401 | CARMEL | 0.040401 | 0.040401 | 100.0%
CENTRAL COAST | CENTRAL COAST | CARMEL 0402 | 182040402 | CARMEL | 2.7864 | 3.0696 | 90.77%
CENTRAL COAST | CENTRAL COAST | CARMEL 0403 | 182040403 | CARMEL | 0.012448 | 0.012448 | 100.0%
CENTRAL COAST | CENTRAL COAST | CARMEL 0405 | 182040405 | CARMEL | 5.8337 | 5.8337 | 100.0%
KERN | CENTRAL VALLEY | CARNATION 2101 | 255282101 | CARNATION | 0.0052611 | 0.0052611 | 100.0%
KERN | CENTRAL VALLEY | CARNERAS 1102 | 252321102 | CARNERAS | 18.4127 | 18.4127 | 100.0%
KERN | CENTRAL VALLEY | CARNERAS 1103 | 252321103 | CARNERAS | 41.9358 | 41.9358 | 100.0%
PENINSULA | CENTRAL COAST | CAROLANDS 0401 | 024060401 | CAROLANDS | 4.4746 | 4.4746 | 100.0%
PENINSULA | CENTRAL COAST | CAROLANDS 0402 | 024060402 | CAROLANDS | 0.033478 | 0.033478 | 100.0%
PENINSULA | CENTRAL COAST | CAROLANDS 0403 | 024060403 | CAROLANDS | 13.319 | 13.319 | 100.0%
PENINSULA | CENTRAL COAST | CAROLANDS 0404 | 024060404 | CAROLANDS | 6.0474 | 10.2309 | 59.11%
NORTH BAY | BAY AREA | CARQUINEZ 1103 | 043281103 | CARQUINEZ | 14.6713 | 14.6713 | 100.0%
NORTH BAY | BAY AREA | CARQUINEZ 1104 | 043281104 | CARQUINEZ | 0.38045 | 0.38045 | 100.0%
NORTH BAY | BAY AREA | CARQUINEZ 1105 | 043281105 | CARQUINEZ | 5.764 | 5.764 | 100.0%
KERN | CENTRAL VALLEY | CARRIZO PLAINS 1101 | 253461101 | CARRIZO PLAINS | 105.7789 | 105.7789 | 100.0%
FRESNO | CENTRAL VALLEY | CARUTHERS 1101 | 252371101 | CARUTHERS | 82.3137 | 82.3137 | 100.0%
FRESNO | CENTRAL VALLEY | CARUTHERS 1102 | 252371102 | CARUTHERS | 24.9649 | 24.9649 | 100.0%
FRESNO | CENTRAL VALLEY | CARUTHERS 1104 | 252371104 | CARUTHERS | 83.531 | 83.531 | 100.0%
FRESNO | CENTRAL VALLEY | CARUTHERS 1105 | 252371105 | CARUTHERS | 62.8444 | 62.8444 | 100.0%
CENTRAL COAST | CENTRAL COAST | CASSERLY 0401 | 083110401 | CASSERLY | 3.0691 | 3.0691 | 100.0%
YOSEMITE | CENTRAL VALLEY | CASSIDY 2107 | 254272107 | CASSIDY | 69.636 | 69.636 | 100.0%
FRESNO | CENTRAL VALLEY | CASSIDY 2108 | 254272108 | CASSIDY | 2.4922 | 42.999 | 5.8%
YOSEMITE | CENTRAL VALLEY | CASSIDY 2108 | 254272108 | CASSIDY | 40.5068 | 42.999 | 94.2%
SAN FRANCISCO | BAY AREA | CASTRO 0401 | 022480401 | CASTRO | 2.9365 | 2.9365 | 100.0%
SAN FRANCISCO | BAY AREA | CASTRO 0402 | 022480402 | CASTRO | 2.62 | 2.62 | 100.0%
MISSION | CENTRAL COAST | CASTRO VALLEY 1101 | 014091101 | CASTRO VALLEY | 20.8432 | 22.2099 | 93.85%
MISSION | CENTRAL COAST | CASTRO VALLEY 1102 | 014091102 | CASTRO VALLEY | 15.669 | 15.669 | 100.0%
MISSION | CENTRAL COAST | CASTRO VALLEY 1103 | 014091103 | CASTRO VALLEY | 7.3343 | 7.3343 | 100.0%
MISSION | CENTRAL COAST | CASTRO VALLEY 1104 | 014091104 | CASTRO VALLEY | 25.5393 | 27.7846 | 91.92%
MISSION | CENTRAL COAST | CASTRO VALLEY 1105 | 014091105 | CASTRO VALLEY | 16.1419 | 16.1419 | 100.0%
MISSION | CENTRAL COAST | CASTRO VALLEY 1106 | 014091106 | CASTRO VALLEY | 24.3047 | 40.9342 | 59.38%
MISSION | CENTRAL COAST | CASTRO VALLEY 1107 | 014091107 | CASTRO VALLEY | 3.9151 | 3.9151 | 100.0%
MISSION | CENTRAL COAST | CASTRO VALLEY 1108 | 014091108 | CASTRO VALLEY | 3.0124 | 25.6103 | 11.76%
MISSION | CENTRAL COAST | CASTRO VALLEY 1109 | 014091109 | CASTRO VALLEY | 2.2749 | 8.242 | 27.6%
CENTRAL COAST | CENTRAL COAST | CASTROVILLE 2103 | 182352103 | CASTROVILLE | 46.1258 | 46.1258 | 100.0%
CENTRAL COAST | CENTRAL COAST | CASTROVILLE 2104 | 182352104 | CASTROVILLE | 49.8823 | 49.8823 | 100.0%
SIERRA | NORTHERN | CATLETT 1101 | 153761101 | CATLETT | 0.024994 | 0.024994 | 100.0%
SIERRA | NORTHERN | CATLETT 1102 | 153761102 | CATLETT | 83.3005 | 83.3005 | 100.0%
SIERRA | NORTHERN | CATLETT 1105 | 153761105 | CATLETT | 56.8023 | 56.8023 | 100.0%
KERN | CENTRAL VALLEY | CAWELO B 1101 | 252621101 | CAWELO B | 0.012909 | 0.012909 | 100.0%
KERN | CENTRAL VALLEY | CAWELO C 1101 | 252631101 | CAWELO C | 0.018454 | 0.018454 | 100.0%
MISSION | CENTRAL COAST | CAYETANO 2109 | 014422109 | CAYETANO | 15.3864 | 50.1158 | 30.7%
MISSION | CENTRAL COAST | CAYETANO 2111 | 014422111 | CAYETANO | 6.9937 | 12.0621 | 57.98%
LOS PADRES | CENTRAL COAST | CAYUCOS 1101 | 182551101 | CAYUCOS | 42.8837 | 44.7066 | 95.92%
LOS PADRES | CENTRAL COAST | CAYUCOS 1102 | 182551102 | CAYUCOS | 43.3234 | 57.8695 | 74.86%
KERN | CENTRAL VALLEY | CELERON 1101 | 255271101 | CELERON | 0.11959 | 0.11959 | 100.0%
STOCKTON | CENTRAL VALLEY | CHANNEL 1101 | 163071101 | CHANNEL | 9.8784 | 9.8784 | 100.0%
STOCKTON | CENTRAL VALLEY | CHANNEL 1102 | 163071102 | CHANNEL | 10.5321 | 10.5321 | 100.0%
KERN | CENTRAL VALLEY | CHARCA 1102 | 254501102 | CHARCA | 48.776 | 48.776 | 100.0%
KERN | CENTRAL VALLEY | CHARCA 1103 | 254501103 | CHARCA | 43.2669 | 43.2669 | 100.0%
KERN | CENTRAL VALLEY | CHARCA 1106 | 254501106 | CHARCA | 18.9592 | 18.9592 | 100.0%
FRESNO | CENTRAL VALLEY | CHENEY 1101 | 253561101 | CHENEY | 5.2859 | 52.463 | 10.08%
YOSEMITE | CENTRAL VALLEY | CHENEY 1101 | 253561101 | CHENEY | 47.1771 | 52.463 | 89.92%
STOCKTON | CENTRAL VALLEY | CHEROKEE 1101 | 163651101 | CHEROKEE | 19.9434 | 19.9434 | 100.0%
STOCKTON | CENTRAL VALLEY | CHEROKEE 1102 | 163651102 | CHEROKEE | 36.3606 | 36.3606 | 100.0%
NORTH VALLEY | NORTHERN | CHESTER 1101 | 103181101 | CHESTER | 6.0014 | 8.0447 | 74.6%
NORTH VALLEY | NORTHERN | CHESTER 1102 | 103181102 | CHESTER | 2.9662 | 5.3823 | 55.11%
NORTH VALLEY | NORTHERN | CHICO A 0401 | 102050401 | CHICO A | 2.1964 | 2.1964 | 100.0%
NORTH VALLEY | NORTHERN | CHICO A 0402 | 102050402 | CHICO A | 5.6598 | 5.6598 | 100.0%
NORTH VALLEY | NORTHERN | CHICO A 1101 | 102051101 | CHICO A | 8.0513 | 8.0513 | 100.0%
NORTH VALLEY | NORTHERN | CHICO A 1102 | 102051102 | CHICO A | 9.9913 | 9.9913 | 100.0%
NORTH VALLEY | NORTHERN | CHICO A 1103 | 102051103 | CHICO A | 4.9597 | 4.9597 | 100.0%
NORTH VALLEY | NORTHERN | CHICO B 1101 | 102491101 | CHICO B | 5.8558 | 5.8558 | 100.0%
NORTH VALLEY | NORTHERN | CHICO B 1103 | 102491103 | CHICO B | 9.8633 | 9.8633 | 100.0%
NORTH VALLEY | NORTHERN | CHICO B 1105 | 102491105 | CHICO B | 10.8836 | 10.8836 | 100.0%
NORTH VALLEY | NORTHERN | CHICO B 1106 | 102491106 | CHICO B | 0.96722 | 0.96722 | 100.0%
NORTH VALLEY | NORTHERN | CHICO C 0401 | 102650401 | CHICO C | 2.7723 | 2.7723 | 100.0%
LOS PADRES | CENTRAL COAST | CHOLAME 1101 | 182561101 | CHOLAME | 98.1341 | 98.1341 | 100.0%
LOS PADRES | CENTRAL COAST | CHOLAME 2102 | 182562102 | CHOLAME | 155.0761 | 214.3232 | 72.36%
YOSEMITE | CENTRAL VALLEY | CHOWCHILLA 1101 | 254101101 | CHOWCHILLA | 70.9777 | 70.9777 | 100.0%
YOSEMITE | CENTRAL VALLEY | CHOWCHILLA 1102 | 254101102 | CHOWCHILLA | 22.8339 | 22.8339 | 100.0%
YOSEMITE | CENTRAL VALLEY | CHOWCHILLA 1103 | 254101103 | CHOWCHILLA | 46.6515 | 46.6515 | 100.0%
YOSEMITE | CENTRAL VALLEY | CHOWCHILLA 1104 | 254101104 | CHOWCHILLA | 77.8817 | 77.8817 | 100.0%
YOSEMITE | CENTRAL VALLEY | CHOWCHILLA 1105 | 254101105 | CHOWCHILLA | 12.1298 | 12.1298 | 100.0%
YOSEMITE | CENTRAL VALLEY | CHOWCHILLA 1106 | 254101106 | CHOWCHILLA | 11.2629 | 11.2629 | 100.0%
NORTH VALLEY | NORTHERN | CLARK ROAD 1101 | 103091101 | CLARK ROAD | 0.0028392 | 0.0085176 | 33.33%
NORTH VALLEY | NORTHERN | CLARK ROAD 1102 | 103091102 | CLARK ROAD | 14.0938 | 136.9679 | 10.29%
SACRAMENTO | NORTHERN | CLARKSVILLE 2103 | 153612103 | CLARKSVILLE | 0.42253 | 49.8718 | 0.85%
SIERRA | NORTHERN | CLARKSVILLE 2103 | 153612103 | CLARKSVILLE | 19.1859 | 49.8718 | 38.47%
SIERRA | NORTHERN | CLARKSVILLE 2104 | 153612104 | CLARKSVILLE | 12.6793 | 77.2076 | 16.42%
SACRAMENTO | NORTHERN | CLARKSVILLE 2105 | 153612105 | CLARKSVILLE | 0.085263 | 13.9608 | 0.61%
SIERRA | NORTHERN | CLARKSVILLE 2105 | 153612105 | CLARKSVILLE | 2.7864 | 13.9608 | 19.96%
SIERRA | NORTHERN | CLARKSVILLE 2106 | 153612106 | CLARKSVILLE | 1.7192 | 2.1917 | 78.44%
SIERRA | NORTHERN | CLARKSVILLE 2109 | 153612109 | CLARKSVILLE | 8.295 | 12.2427 | 67.75%
SACRAMENTO | NORTHERN | CLARKSVILLE 2110 | 153612110 | CLARKSVILLE | 0.085038 | 7.023 | 1.21%
SIERRA | NORTHERN | CLARKSVILLE 2110 | 153612110 | CLARKSVILLE | 6.9379 | 7.023 | 98.79%
STOCKTON | CENTRAL VALLEY | CLAY 1101 | 163341101 | CLAY | 14.7791 | 41.4227 | 35.68%
STOCKTON | CENTRAL VALLEY | CLAY 1102 | 163341102 | CLAY | 1.2271 | 2.0635 | 59.47%
STOCKTON | CENTRAL VALLEY | CLAY 1103 | 163341103 | CLAY | 62.4914 | 113.2131 | 55.2%
DIABLO | BAY AREA | CLAYTON 1103 | 012021103 | CLAYTON | 4.4448 | 4.4448 | 100.0%
DIABLO | BAY AREA | CLAYTON 1104 | 012021104 | CLAYTON | 13.3655 | 13.3655 | 100.0%
DIABLO | BAY AREA | CLAYTON 2211 | 012022211 | CLAYTON | 10.5031 | 10.5031 | 100.0%
DIABLO | BAY AREA | CLAYTON 2212 | 012022212 | CLAYTON | 11.0948 | 59.2005 | 18.74%
DIABLO | BAY AREA | CLAYTON 2213 | 012022213 | CLAYTON | 2.3113 | 6.1862 | 37.36%
DIABLO | BAY AREA | CLAYTON 2214 | 012022214 | CLAYTON | 5.8352 | 5.8352 | 100.0%
DIABLO | BAY AREA | CLAYTON 2215 | 012022215 | CLAYTON | 22.2576 | 30.6946 | 72.51%
DIABLO | BAY AREA | CLAYTON 2216 | 012022216 | CLAYTON | 15.9367 | 15.9367 | 100.0%
DIABLO | BAY AREA | CLAYTON 2217 | 012022217 | CLAYTON | 19.9803 | 20.7279 | 96.39%
DIABLO | BAY AREA | CLAYTON 2218 | 012022218 | CLAYTON | 8.306 | 8.306 | 100.0%
HUMBOLDT | NORTHERN | CLEAR LAKE 1101 | 042141101 | CLEAR LAKE | 95.5324 | 114.524 | 83.42%
HUMBOLDT | NORTHERN | CLEAR LAKE 1102 | 042141102 | CLEAR LAKE | 33.244 | 37.1763 | 89.42%
CENTRAL COAST | CENTRAL COAST | CLIFF DRIVE 0401 | 083230401 | CLIFF DRIVE | 4.0245 | 4.0245 | 100.0%
CENTRAL COAST | CENTRAL COAST | CLIFF DRIVE 0402 | 083230402 | CLIFF DRIVE | 3.5605 | 3.5605 | 100.0%
CENTRAL COAST | CENTRAL COAST | CLIFF DRIVE 0403 | 083230403 | CLIFF DRIVE | 3.6753 | 3.6753 | 100.0%
SONOMA | NORTHERN | CLOVERDALE 1101 | 042821101 | CLOVERDALE | 12.2014 | 36.3725 | 33.55%
SONOMA | NORTHERN | CLOVERDALE 1102 | 042821102 | CLOVERDALE | 30.7237 | 109.0962 | 28.16%
FRESNO | CENTRAL VALLEY | CLOVIS 1101 | 254081101 | CLOVIS | 4.0243 | 4.0243 | 100.0%
FRESNO | CENTRAL VALLEY | CLOVIS 1102 | 254081102 | CLOVIS | 29.7932 | 29.7932 | 100.0%
FRESNO | CENTRAL VALLEY | CLOVIS 1103 | 254081103 | CLOVIS | 1.925 | 1.925 | 100.0%
FRESNO | CENTRAL VALLEY | CLOVIS 1104 | 254081104 | CLOVIS | 1.606 | 1.606 | 100.0%
FRESNO | CENTRAL VALLEY | CLOVIS 1105 | 254081105 | CLOVIS | 10.1457 | 10.1457 | 100.0%
FRESNO | CENTRAL VALLEY | CLOVIS 1106 | 254081106 | CLOVIS | 4.9875 | 4.9875 | 100.0%
FRESNO | CENTRAL VALLEY | CLOVIS 1107 | 254081107 | CLOVIS | 11.9094 | 11.9094 | 100.0%
FRESNO | CENTRAL VALLEY | CLOVIS 1108 | 254081108 | CLOVIS | 59.1803 | 59.1803 | 100.0%
FRESNO | CENTRAL VALLEY | CLOVIS 2109 | 254082109 | CLOVIS | 3.9027 | 3.9027 | 100.0%
FRESNO | CENTRAL VALLEY | CLOVIS 2110 | 254082110 | CLOVIS | 11.5102 | 11.5102 | 100.0%
FRESNO | CENTRAL VALLEY | CLOVIS 2111 | 254082111 | CLOVIS | 8.7734 | 8.7734 | 100.0%
FRESNO | CENTRAL VALLEY | COALINGA NO 1 1106 | 252161106 | COALINGA NO 1 | 9.0747 | 9.0747 | 100.0%
FRESNO | CENTRAL VALLEY | COALINGA NO 1 1107 | 252161107 | COALINGA NO 1 | 3.5197 | 3.5197 | 100.0%
FRESNO | CENTRAL VALLEY | COALINGA NO 1 1108 | 252161108 | COALINGA NO 1 | 60.1058 | 60.1058 | 100.0%
FRESNO | CENTRAL VALLEY | COALINGA NO 1 1109 | 252161109 | COALINGA NO 1 | 27.2521 | 27.2521 | 100.0%
FRESNO | CENTRAL VALLEY | COALINGA NO 2 1104 | 252381104 | COALINGA NO 2 | 0.16364 | 0.16364 | 100.0%
CENTRAL COAST | CENTRAL COAST | COALINGA NO 2 1105 | 252381105 | COALINGA NO 2 | 3.5178 | 76.4951 | 4.6%
FRESNO | CENTRAL VALLEY | COALINGA NO 2 1105 | 252381105 | COALINGA NO 2 | 72.9773 | 76.4951 | 95.4%
FRESNO | CENTRAL VALLEY | COALINGA NO 2 1106 | 252381106 | COALINGA NO 2 | 47.4036 | 47.4036 | 100.0%
FRESNO | CENTRAL VALLEY | COALINGA NO 2 1107 | 252381107 | COALINGA NO 2 | 56.601 | 56.601 | 100.0%
YOSEMITE | CENTRAL VALLEY | COARSEGOLD 2103 | 254432103 | COARSEGOLD | 29.225 | 122.8683 | 23.79%
YOSEMITE | CENTRAL VALLEY | COARSEGOLD 2104 | 254432104 | COARSEGOLD | 18.7856 | 265.7269 | 7.07%
CENTRAL COAST | CENTRAL COAST | COAST RD 0401 | 088820401 | COAST RD | 2.578 | 3.0802 | 83.7%
STOCKTON | CENTRAL VALLEY | COLONY 1101 | 162231101 | COLONY | 18.9439 | 18.9439 | 100.0%
STOCKTON | CENTRAL VALLEY | COLONY 1102 | 162231102 | COLONY | 47.6989 | 47.6989 | 100.0%
KERN | CENTRAL VALLEY | COLUMBUS 1103 | 253951103 | COLUMBUS | 6.8951 | 6.8951 | 100.0%
KERN | CENTRAL VALLEY | COLUMBUS 1104 | 253951104 | COLUMBUS | 8.2534 | 8.2534 | 100.0%
KERN | CENTRAL VALLEY | COLUMBUS 1105 | 253951105 | COLUMBUS | 16.0403 | 16.0403 | 100.0%
KERN | CENTRAL VALLEY | COLUMBUS 1106 | 253951106 | COLUMBUS | 14.3023 | 14.3023 | 100.0%
KERN | CENTRAL VALLEY | COLUMBUS 1109 | 253951109 | COLUMBUS | 5.5215 | 5.5215 | 100.0%
KERN | CENTRAL VALLEY | COLUMBUS 1110 | 253951110 | COLUMBUS | 6.5159 | 6.5159 | 100.0%
SACRAMENTO | NORTHERN | COLUSA 1101 | 062021101 | COLUSA | 44.8085 | 44.8085 | 100.0%
SACRAMENTO | NORTHERN | COLUSA 1103 | 062021103 | COLUSA | 46.2778 | 46.2778 | 100.0%
SACRAMENTO | NORTHERN | COLUSA 1104 | 062021104 | COLUSA | 19.3475 | 19.3475 | 100.0%
SACRAMENTO | NORTHERN | COLUSA 1105 | 062021105 | COLUSA | 5.0014 | 5.0014 | 100.0%
SACRAMENTO | NORTHERN | COLUSA JUNCTION 1101 | 062071101 | COLUSA JUNCTION | 29.0945 | 29.0945 | 100.0%
DIABLO | BAY AREA | CONCORD NO 1 0401 | 012960401 | CONCORD NO 1 | 4.7495 | 4.7495 | 100.0%
DIABLO | BAY AREA | CONCORD NO 1 0402 | 012960402 | CONCORD NO 1 | 2.92 | 2.92 | 100.0%
DIABLO | BAY AREA | CONTRA COSTA 2106 | 013652106 | CONTRA COSTA | 0.023794 | 0.023794 | 100.0%
DIABLO | BAY AREA | CONTRA COSTA 2107 | 013652107 | CONTRA COSTA | 12.7183 | 12.7183 | 100.0%
DIABLO | BAY AREA | CONTRA COSTA 2108 | 013652108 | CONTRA COSTA | 0.87478 | 0.87478 | 100.0%
DIABLO | BAY AREA | CONTRA COSTA 2109 | 013652109 | CONTRA COSTA | 14.394 | 14.394 | 100.0%
DIABLO | BAY AREA | CONTRA COSTA 2110 | 013652110 | CONTRA COSTA | 0.57261 | 0.57261 | 100.0%
DIABLO | BAY AREA | CONTRA COSTA 2112 | 013652112 | CONTRA COSTA | 0.037823 | 0.037823 | 100.0%
DIABLO | BAY AREA | CONTRA COSTA 2113 | 013652113 | CONTRA COSTA | 15.1648 | 15.1648 | 100.0%
DIABLO | BAY AREA | CONTRA COSTA 2114 | 013652114 | CONTRA COSTA | 1.7256 | 1.7256 | 100.0%
DIABLO | BAY AREA | CONTRA COSTA 2115 | 013652115 | CONTRA COSTA | 6.7701 | 6.7701 | 100.0%
DIABLO | BAY AREA | CONTRA COSTA 2116 | 013652116 | CONTRA COSTA | 23.2006 | 23.2006 | 100.0%
DIABLO | BAY AREA | CONTRA COSTA 2203 | 013652203 | CONTRA COSTA | 18.3397 | 18.3397 | 100.0%
DIABLO | BAY AREA | CONTRA COSTA 2204 | 013652204 | CONTRA COSTA | 11.0783 | 11.0783 | 100.0%
DIABLO | BAY AREA | CONTRA COSTA 2205 | 013652205 | CONTRA COSTA | 0.058217 | 0.058217 | 100.0%
FRESNO | CENTRAL VALLEY | COPPERMINE 1104 | 252411104 | COPPERMINE | 79.6237 | 87.4917 | 91.01%
FRESNO | CENTRAL VALLEY | COPPERMINE 1106 | 252411106 | COPPERMINE | 8.3586 | 8.3586 | 100.0%
FRESNO | CENTRAL VALLEY | COPPERMINE 1112 | 252411112 | COPPERMINE | 15.3484 | 15.3484 | 100.0%
FRESNO | CENTRAL VALLEY | COPPERMINE 2110 | 252412110 | COPPERMINE | 0.0028393 | 0.0028393 | 100.0%
KERN | CENTRAL VALLEY | COPUS 1102 | 253871102 | COPUS | 30.7914 | 30.7914 | 100.0%
KERN | CENTRAL VALLEY | COPUS 1103 | 253871103 | COPUS | 24.7835 | 24.7835 | 100.0%
KERN | CENTRAL VALLEY | COPUS 1104 | 253871104 | COPUS | 38.5571 | 38.5571 | 100.0%
FRESNO | CENTRAL VALLEY | CORCORAN 1101 | 252171101 | CORCORAN | 0.52322 | 0.52322 | 100.0%
FRESNO | CENTRAL VALLEY | CORCORAN 1102 | 252171102 | CORCORAN | 0.036935 | 0.036935 | 100.0%
FRESNO | CENTRAL VALLEY | CORCORAN 1104 | 252171104 | CORCORAN | 26.4593 | 26.4593 | 100.0%
FRESNO | CENTRAL VALLEY | CORCORAN 1106 | 252171106 | CORCORAN | 42.2173 | 42.2173 | 100.0%
FRESNO | CENTRAL VALLEY | CORCORAN 1108 | 252171108 | CORCORAN | 22.737 | 22.737 | 100.0%
FRESNO | CENTRAL VALLEY | CORCORAN 1112 | 252171112 | CORCORAN | 39.4959 | 39.4959 | 100.0%
FRESNO | CENTRAL VALLEY | CORCORAN 1116 | 252171116 | CORCORAN | 61.6333 | 61.6333 | 100.0%
FRESNO | CENTRAL VALLEY | CORCORAN 1117 | 252171117 | CORCORAN | 0.53908 | 0.53908 | 100.0%
FRESNO | CENTRAL VALLEY | CORCORAN 1118 | 252171118 | CORCORAN | 52.4464 | 52.4464 | 100.0%
SACRAMENTO | NORTHERN | CORDELIA 1101 | 062701101 | CORDELIA | 0.019134 | 0.019134 | 100.0%
SACRAMENTO | NORTHERN | CORDELIA 1102 | 062701102 | CORDELIA | 0.042704 | 0.042704 | 100.0%
SACRAMENTO | NORTHERN | CORDELIA 1104 | 062701104 | CORDELIA | 61.2492 | 61.2492 | 100.0%
SACRAMENTO | NORTHERN | CORDELIA 1110 | 062701110 | CORDELIA | 8.9207 | 8.9207 | 100.0%
SACRAMENTO | NORTHERN | CORDELIA 1112 | 062701112 | CORDELIA | 16.4946 | 16.4946 | 100.0%
NORTH VALLEY | NORTHERN | CORNING 0401 | 103330401 | CORNING | 4.0952 | 4.0952 | 100.0%
NORTH VALLEY | NORTHERN | CORNING 0402 | 103330402 | CORNING | 2.1338 | 2.1338 | 100.0%
NORTH VALLEY | NORTHERN | CORNING 1101 | 103331101 | CORNING | 113.2543 | 162.8797 | 69.53%
NORTH VALLEY | NORTHERN | CORNING 1102 | 103331102 | CORNING | 119.8934 | 200.5636 | 59.78%
NORTH VALLEY | NORTHERN | CORNING 1103 | 103331103 | CORNING | 26.4051 | 26.4051 | 100.0%
NORTH VALLEY | NORTHERN | CORNING 1104 | 103331104 | CORNING | 142.5987 | 142.5987 | 100.0%
SONOMA | NORTHERN | CORONA 1101 | 043491101 | CORONA | 22.8441 | 22.8441 | 100.0%
SONOMA | NORTHERN | CORONA 1102 | 043491102 | CORONA | 1.3764 | 1.3764 | 100.0%
SONOMA | NORTHERN | CORONA 1103 | 043491103 | CORONA | 16.7968 | 17.2581 | 97.33%
STOCKTON | CENTRAL VALLEY | CORRAL 1101 | 162991101 | CORRAL | 65.4975 | 186.3726 | 35.14%
STOCKTON | CENTRAL VALLEY | CORRAL 1102 | 162991102 | CORRAL | 15.9124 | 64.1174 | 24.82%
STOCKTON | CENTRAL VALLEY | CORRAL 1103 | 162991103 | CORRAL | 62.7228 | 80.7072 | 77.72%
SACRAMENTO | NORTHERN | CORTINA 1101 | 063121101 | CORTINA | 74.9721 | 76.3016 | 98.26%
SONOMA | NORTHERN | COTATI 1102 | 042271102 | COTATI | 19.3506 | 35.0644 | 55.19%
SONOMA | NORTHERN | COTATI 1103 | 042271103 | COTATI | 27.0757 | 111.2419 | 24.34%
SONOMA | NORTHERN | COTATI 1104 | 042271104 | COTATI | 10.7112 | 19.1194 | 56.02%
SONOMA | NORTHERN | COTATI 1105 | 042271105 | COTATI | 88.522 | 131.5747 | 67.28%
YOSEMITE | CENTRAL VALLEY | COTTLE 1701 | 163711701 | COTTLE | 89.5237 | 89.5237 | 100.0%
YOSEMITE | CENTRAL VALLEY | COTTLE 1702 | 163711702 | COTTLE | 37.8885 | 37.8885 | 100.0%
YOSEMITE | CENTRAL VALLEY | COTTLE 1703 | 163711703 | COTTLE | 196.9356 | 196.9356 | 100.0%
YOSEMITE | CENTRAL VALLEY | COTTLE 1704 | 163711704 | COTTLE | 17.1942 | 17.1942 | 100.0%
NORTH VALLEY | NORTHERN | COTTONWOOD 1101 | 102931101 | COTTONWOOD | 30.6259 | 101.429 | 30.19%
NORTH VALLEY | NORTHERN | COTTONWOOD 1102 | 102931102 | COTTONWOOD | 27.3906 | 83.143 | 32.94%
NORTH VALLEY | NORTHERN | COTTONWOOD 1103 | 102931103 | COTTONWOOD | 27.1972 | 160.9608 | 16.9%
STOCKTON | CENTRAL VALLEY | COUNTRY CLUB 0401 | 163120401 | COUNTRY CLUB | 2.1038 | 2.1038 | 100.0%
STOCKTON | CENTRAL VALLEY | COUNTRY CLUB 0402 | 163120402 | COUNTRY CLUB | 5.1144 | 5.1144 | 100.0%
STOCKTON | CENTRAL VALLEY | COUNTRY CLUB 0403 | 163120403 | COUNTRY CLUB | 2.6977 | 2.6977 | 100.0%
STOCKTON | CENTRAL VALLEY | COUNTRY CLUB 1101 | 163121101 | COUNTRY CLUB | 11.9941 | 11.9941 | 100.0%
STOCKTON | CENTRAL VALLEY | COUNTRY CLUB 1102 | 163121102 | COUNTRY CLUB | 1.3337 | 1.3337 | 100.0%
STOCKTON | CENTRAL VALLEY | COUNTRY CLUB 1103 | 163121103 | COUNTRY CLUB | 6.2302 | 6.2302 | 100.0%
STOCKTON | CENTRAL VALLEY | COUNTRY CLUB 1104 | 163121104 | COUNTRY CLUB | 7.2017 | 7.2017 | 100.0%
STOCKTON | CENTRAL VALLEY | COUNTRY CLUB 1105 | 163121105 | COUNTRY CLUB | 1.6445 | 1.6445 | 100.0%
STOCKTON | CENTRAL VALLEY | COUNTRY CLUB 1106 | 163121106 | COUNTRY CLUB | 8.9354 | 8.9354 | 100.0%
HUMBOLDT | NORTHERN | COVELO 1101 | 043061101 | COVELO | 102.3361 | 112.816 | 90.71%
NORTH VALLEY | NORTHERN | CRESCENT MILLS 2101 | 103132101 | CRESCENT MILLS | 37.5215 | 78.844 | 47.59%
YOSEMITE | CENTRAL VALLEY | CRESSEY 2103 | 254702103 | CRESSEY | 137.1152 | 137.1152 | 100.0%
YOSEMITE | CENTRAL VALLEY | CRESSEY 2104 | 254702104 | CRESSEY | 93.7802 | 93.7802 | 100.0%
YOSEMITE | CENTRAL VALLEY | CROWS LANDING 1101 | 163251101 | CROWS LANDING | 44.1586 | 44.1586 | 100.0%
YOSEMITE | CENTRAL VALLEY | CROWS LANDING 1102 | 163251102 | CROWS LANDING | 7.5764 | 7.5764 | 100.0%
YOSEMITE | CENTRAL VALLEY | CURTIS 1701 | 163351701 | CURTIS | 7.7887 | 20.7628 | 37.51%
YOSEMITE | CENTRAL VALLEY | CURTIS 1702 | 163351702 | CURTIS | 8.3348 | 118.769 | 7.02%
YOSEMITE | CENTRAL VALLEY | CURTIS 1703 | 163351703 | CURTIS | 3.3113 | 200.6862 | 1.65%
YOSEMITE | CENTRAL VALLEY | CURTIS 1704 | 163351704 | CURTIS | 0.5792 | 76.2215 | 0.76%
YOSEMITE | CENTRAL VALLEY | CURTIS 1705 | 163351705 | CURTIS | 4.2008 | 89.1082 | 4.71%
KERN | CENTRAL VALLEY | CUYAMA 1103 | 253141103 | CUYAMA | 76.965 | 79.4768 | 96.84%
KERN | CENTRAL VALLEY | CUYAMA 1104 | 253141104 | CUYAMA | 17.8749 | 17.8749 | 100.0%
KERN | CENTRAL VALLEY | CUYAMA 2101 | 253142101 | CUYAMA | 62.7423 | 62.7423 | 100.0%
KERN | CENTRAL VALLEY | CUYAMA 2102 | 253142102 | CUYAMA | 36.0306 | 36.0306 | 100.0%
YOSEMITE | CENTRAL VALLEY | DAIRYLAND 1102 | 252421102 | DAIRYLAND | 54.1781 | 54.1781 | 100.0%
YOSEMITE | CENTRAL VALLEY | DAIRYLAND 1105 | 252421105 | DAIRYLAND | 57.5372 | 57.5372 | 100.0%
YOSEMITE | CENTRAL VALLEY | DAIRYLAND 1109 | 252421109 | DAIRYLAND | 77.6281 | 77.6281 | 100.0%
YOSEMITE | CENTRAL VALLEY | DAIRYLAND 1111 | 252421111 | DAIRYLAND | 48.1207 | 48.1207 | 100.0%
YOSEMITE | CENTRAL VALLEY | DAIRYLAND 1112 | 252421112 | DAIRYLAND | 80.9203 | 80.9203 | 100.0%
YOSEMITE | CENTRAL VALLEY | DAIRYLAND 1113 | 252421113 | DAIRYLAND | 83.1344 | 83.1344 | 100.0%
NORTH VALLEY | NORTHERN | DAIRYVILLE 1101 | 103341101 | DAIRYVILLE | 43.0038 | 43.0038 | 100.0%
PENINSULA | CENTRAL COAST | DALY CITY 0401 | 022640401 | DALY CITY | 5.6499 | 5.6499 | 100.0%
PENINSULA | CENTRAL COAST | DALY CITY 1101 | 022641101 | DALY CITY | 1.9986 | 3.4292 | 58.28%
SAN FRANCISCO | BAY AREA | DALY CITY 1101 | 022641101 | DALY CITY | 1.4306 | 3.4292 | 41.72%
PENINSULA | CENTRAL COAST | DALY CITY 1102 | 022641102 | DALY CITY | 7.5622 | 7.5622 | 100.0%
PENINSULA | CENTRAL COAST | DALY CITY 1103 | 022641103 | DALY CITY | 4.7004 | 4.7004 | 100.0%
PENINSULA | CENTRAL COAST | DALY CITY 1104 | 022641104 | DALY CITY | 11.0329 | 11.0329 | 100.0%
PENINSULA | CENTRAL COAST | DALY CITY 1105 | 022641105 | DALY CITY | 10.7129 | 10.7129 | 100.0%
PENINSULA | CENTRAL COAST | DALY CITY 1106 | 022641106 | DALY CITY | 0.82947 | 10.0525 | 8.25%
SAN FRANCISCO | BAY AREA | DALY CITY 1106 | 022641106 | DALY CITY | 9.223 | 10.0525 | 91.75%
PENINSULA | CENTRAL COAST | DALY CITY 1107 | 022641107 | DALY CITY | 3.321 | 5.2949 | 62.72%
SAN FRANCISCO | BAY AREA | DALY CITY 1107 | 022641107 | DALY CITY | 1.9739 | 5.2949 | 37.28%
PENINSULA | CENTRAL COAST | DALY CITY 1108 | 022641108 | DALY CITY | 2.9886 | 2.9886 | 100.0%
PENINSULA | CENTRAL COAST | DALY CITY 1109 | 022641109 | DALY CITY | 1.8983 | 6.2722 | 30.27%
SAN FRANCISCO | BAY AREA | DALY CITY 1109 | 022641109 | DALY CITY | 4.3739 | 6.2722 | 69.73%
PENINSULA | CENTRAL COAST | DALY CITY 1110 | 022641110 | DALY CITY | 1.803 | 1.803 | 100.0%
SAN FRANCISCO | BAY AREA | DALY CITY 1111 | 022641111 | DALY CITY | 6.9237 | 6.9237 | 100.0%
PENINSULA | CENTRAL COAST | DALY CITY 1112 | 022641112 | DALY CITY | 14.1955 | 14.1955 | 100.0%
PENINSULA | CENTRAL COAST | DALY CITY 1115 | 022641115 | DALY CITY | 0.031506 | 0.031506 | 100.0%
SACRAMENTO | NORTHERN | DAVIS 1101 | 062041101 | DAVIS | 38.9341 | 38.9341 | 100.0%
SACRAMENTO | NORTHERN | DAVIS 1102 | 062041102 | DAVIS | 6.4501 | 6.4501 | 100.0%
SACRAMENTO | NORTHERN | DAVIS 1103 | 062041103 | DAVIS | 5.5271 | 5.5271 | 100.0%
SACRAMENTO | NORTHERN | DAVIS 1104 | 062041104 | DAVIS | 5.6547 | 5.6547 | 100.0%
SACRAMENTO | NORTHERN | DAVIS 1105 | 062041105 | DAVIS | 7.7874 | 7.7874 | 100.0%
SACRAMENTO | NORTHERN | DAVIS 1106 | 062041106 | DAVIS | 56.3845 | 56.3845 | 100.0%
SACRAMENTO | NORTHERN | DAVIS 1107 | 062041107 | DAVIS | 80.9464 | 80.9464 | 100.0%
SACRAMENTO | NORTHERN | DAVIS 1108 | 062041108 | DAVIS | 3.3274 | 3.3274 | 100.0%
SACRAMENTO | NORTHERN | DAVIS 1109 | 062041109 | DAVIS | 4.7591 | 4.7591 | 100.0%
SACRAMENTO | NORTHERN | DAVIS 1110 | 062041110 | DAVIS | 1.8491 | 1.8491 | 100.0%
SACRAMENTO | NORTHERN | DAVIS 1111 | 062041111 | DAVIS | 7.322 | 7.322 | 100.0%
SACRAMENTO | NORTHERN | DAVIS 1112 | 062041112 | DAVIS | 45.7753 | 45.7753 | 100.0%
NORTH VALLEY | NORTHERN | DAYTON ROAD 0401 | 102940401 | DAYTON ROAD | 2.2985 | 2.2985 | 100.0%
SACRAMENTO | NORTHERN | DEEPWATER 1105 | 063621105 | DEEPWATER | 4.0167 | 4.0167 | 100.0%
SACRAMENTO | NORTHERN | DEEPWATER 1106 | 063621106 | DEEPWATER | 0.06002 | 0.06002 | 100.0%
SACRAMENTO | NORTHERN | DEEPWATER 1107 | 063621107 | DEEPWATER | 28.897 | 28.897 | 100.0%
SACRAMENTO | NORTHERN | DEEPWATER 1108 | 063621108 | DEEPWATER | 0.08548 | 0.08548 | 100.0%
SACRAMENTO | NORTHERN | DEEPWATER 1109 | 063621109 | DEEPWATER | 3.0412 | 3.0412 | 100.0%
SIERRA | NORTHERN | DEL MAR 1103 | 152581103 | DEL MAR | 13.1708 | 13.1708 | 100.0%
SIERRA | NORTHERN | DEL MAR 1104 | 152581104 | DEL MAR | 5.7223 | 5.7223 | 100.0%
SIERRA | NORTHERN | DEL MAR 2105 | 152582105 | DEL MAR | 13.837 | 13.837 | 100.0%
SIERRA | NORTHERN | DEL MAR 2106 | 152582106 | DEL MAR | 3.1668 | 3.1668 | 100.0%
SIERRA | NORTHERN | DEL MAR 2109 | 152582109 | DEL MAR | 5.8607 | 7.8832 | 74.34%
SIERRA | NORTHERN | DEL MAR 2110 | 152582110 | DEL MAR | 2.232 | 2.232 | 100.0%
CENTRAL COAST | CENTRAL COAST | DEL MONTE 1101 | 182221101 | DEL MONTE | 14.392 | 14.881 | 96.71%
CENTRAL COAST | CENTRAL COAST | DEL MONTE 2102 | 182222102 | DEL MONTE | 15.9794 | 16.661 | 95.91%
CENTRAL COAST | CENTRAL COAST | DEL MONTE 2103 | 182222103 | DEL MONTE | 20.1384 | 34.7602 | 57.94%
CENTRAL COAST | CENTRAL COAST | DEL MONTE 2104 | 182222104 | DEL MONTE | 20.6883 | 80.4575 | 25.71%
CENTRAL COAST | CENTRAL COAST | DEL MONTE 2105 | 182222105 | DEL MONTE | 15.5807 | 15.5807 | 100.0%
SACRAMENTO | NORTHERN | DELEVAN 1101 | 069551101 | DELEVAN | 0.5947 | 0.5947 | 100.0%
SACRAMENTO | NORTHERN | DELEVAN 1102 | 069551102 | DELEVAN | 0.61057 | 0.61057 | 100.0%
NORTH VALLEY | NORTHERN | DESCHUTES 1101 | 103351101 | DESCHUTES | 23.4632 | 130.8666 | 17.93%
NORTH VALLEY | NORTHERN | DESCHUTES 1104 | 103351104 | DESCHUTES | 52.9124 | 130.4585 | 40.56%
FRESNO | CENTRAL VALLEY | DEVILS DEN 1101 | 253451101 | DEVILS DEN | 44.4373 | 44.4373 | 100.0%
FRESNO | CENTRAL VALLEY | DEVILS DEN 1102 | 253451102 | DEVILS DEN | 19.61 | 35.8051 | 54.77%
KERN | CENTRAL VALLEY | DEVILS DEN 1102 | 253451102 | DEVILS DEN | 16.1951 | 35.8051 | 45.23%
SIERRA | NORTHERN | DIAMOND SPRINGS 1103 | 152261103 | DIAMOND SPRINGS | 18.6031 | 51.2976 | 36.27%
SIERRA | NORTHERN | DIAMOND SPRINGS 1104 | 152261104 | DIAMOND SPRINGS | 5.4992 | 18.8315 | 29.2%
SIERRA | NORTHERN | DIAMOND SPRINGS 1105 | 152261105 | DIAMOND SPRINGS | 8.3878 | 133.6152 | 6.28%
SIERRA | NORTHERN | DIAMOND SPRINGS 1106 | 152261106 | DIAMOND SPRINGS | 10.8617 | 122.5472 | 8.86%
SIERRA | NORTHERN | DIAMOND SPRINGS 1107 | 152261107 | DIAMOND SPRINGS | 6.7031 | 58.9609 | 11.37%
FRESNO | CENTRAL VALLEY | DINUBA 1100 | 254091100 | DINUBA | 0.0098628 | 0.0098628 | 100.0%
FRESNO | CENTRAL VALLEY | DINUBA 1102 | 254091102 | DINUBA | 24.7429 | 24.7429 | 100.0%
FRESNO | CENTRAL VALLEY | DINUBA 1104 | 254091104 | DINUBA | 94.2321 | 94.2321 | 100.0%
FRESNO | CENTRAL VALLEY | DINUBA 1105 | 254091105 | DINUBA | 98.2003 | 98.2003 | 100.0%
FRESNO | CENTRAL VALLEY | DINUBA 1106 | 254091106 | DINUBA | 10.1092 | 10.1092 | 100.0%
LOS PADRES | CENTRAL COAST | DIVIDE 1101 | 182571101 | DIVIDE | 2.5426 | 2.5426 | 100.0%
LOS PADRES | CENTRAL COAST | DIVIDE 1102 | 182571102 | DIVIDE | 54.849 | 54.849 | 100.0%
LOS PADRES | CENTRAL COAST | DIVIDE 1103 | 182571103 | DIVIDE | 17.928 | 20.3836 | 87.95%
SACRAMENTO | NORTHERN | DIXON 1102 | 062061102 | DIXON | 12.1397 | 12.1397 | 100.0%
SACRAMENTO | NORTHERN | DIXON 1103 | 062061103 | DIXON | 126.0317 | 126.0317 | 100.0%
SACRAMENTO | NORTHERN | DIXON 1104 | 062061104 | DIXON | 11.6752 | 11.6752 | 100.0%
SACRAMENTO | NORTHERN | DIXON 1105 | 062061105 | DIXON | 30.6291 | 30.6291 | 100.0%
SACRAMENTO | NORTHERN | DIXON 1106 | 062061106 | DIXON | 3.4655 | 3.4655 | 100.0%
SAN JOSE | CENTRAL COAST | DIXON LANDING 2101 | 014722101 | DIXON LANDING | 10.881 | 10.881 | 100.0%
SAN JOSE | CENTRAL COAST | DIXON LANDING 2102 | 014722102 | DIXON LANDING | 10.8608 | 10.8608 | 100.0%
SAN JOSE | CENTRAL COAST | DIXON LANDING 2103 | 014722103 | DIXON LANDING | 8.8255 | 8.8255 | 100.0%
MISSION | CENTRAL COAST | DIXON LANDING 2109 | 014722109 | DIXON LANDING | 10.0059 | 10.7464 | 93.11%
SAN JOSE | CENTRAL COAST | DIXON LANDING 2109 | 014722109 | DIXON LANDING | 0.74051 | 10.7464 | 6.89%
MISSION | CENTRAL COAST | DIXON LANDING 2111 | 014722111 | DIXON LANDING | 0.13052 | 0.13052 | 100.0%
SIERRA | NORTHERN | DOBBINS 1101 | 153741101 | DOBBINS | 1.0289 | 81.8961 | 1.26%
CENTRAL COAST | CENTRAL COAST | DOLAN ROAD 1101 | 182381101 | DOLAN ROAD | 66.2687 | 69.1329 | 95.86%
CENTRAL COAST | CENTRAL COAST | DOLAN ROAD 1103 | 182381103 | DOLAN ROAD | 5.3345 | 5.3345 | 100.0%
CENTRAL COAST | CENTRAL COAST | DOLAN ROAD 1104 | 182381104 | DOLAN ROAD | 46.9914 | 46.9914 | 100.0%
YOSEMITE | CENTRAL VALLEY | DOS PALOS 1101 | 254041101 | DOS PALOS | 77.4013 | 77.4013 | 100.0%
YOSEMITE | CENTRAL VALLEY | DOS PALOS 1102 | 254041102 | DOS PALOS | 48.2466 | 48.2466 | 100.0%
MISSION | CENTRAL COAST | DUMBARTON 1102 | 014471102 | DUMBARTON | 16.477 | 16.477 | 100.0%
MISSION | CENTRAL COAST | DUMBARTON 1103 | 014471103 | DUMBARTON | 1.4756 | 1.4756 | 100.0%
MISSION | CENTRAL COAST | DUMBARTON 1104 | 014471104 | DUMBARTON | 13.1254 | 13.1254 | 100.0%
MISSION | CENTRAL COAST | DUMBARTON 1106 | 014471106 | DUMBARTON | 7.8671 | 7.8671 | 100.0%
MISSION | CENTRAL COAST | DUMBARTON 1107 | 014471107 | DUMBARTON | 11.0354 | 11.0354 | 100.0%
MISSION | CENTRAL COAST | DUMBARTON 1108 | 014471108 | DUMBARTON | 3.9313 | 3.9313 | 100.0%
MISSION | CENTRAL COAST | DUMBARTON 1109 | 014471109 | DUMBARTON | 3.7127 | 3.7127 | 100.0%
MISSION | CENTRAL COAST | DUMBARTON 1110 | 014471110 | DUMBARTON | 6.9472 | 6.9472 | 100.0%
MISSION | CENTRAL COAST | DUMBARTON 2111 | 014472111 | DUMBARTON | 10.5825 | 10.5825 | 100.0%
SONOMA | NORTHERN | DUNBAR 1101 | 043071101 | DUNBAR | 24.8727 | 64.9119 | 38.32%
SONOMA | NORTHERN | DUNBAR 1102 | 043071102 | DUNBAR | 12.6711 | 62.397 | 20.31%
SONOMA | NORTHERN | DUNBAR 1103 | 043071103 | DUNBAR | 24.4247 | 54.187 | 45.07%
SACRAMENTO | NORTHERN | DUNNIGAN 1101 | 063811101 | DUNNIGAN | 104.8564 | 104.8564 | 100.0%
PENINSULA | CENTRAL COAST | EAST GRAND 0401 | 022570401 | EAST GRAND | 5.0414 | 5.0414 | 100.0%
PENINSULA | CENTRAL COAST | EAST GRAND 0404 | 022570404 | EAST GRAND | 4.0805 | 4.0805 | 100.0%
PENINSULA | CENTRAL COAST | EAST GRAND 1101 | 022571101 | EAST GRAND | 9.2675 | 9.2675 | 100.0%
PENINSULA | CENTRAL COAST | EAST GRAND 1102 | 022571102 | EAST GRAND | 2.052 | 2.052 | 100.0%
PENINSULA | CENTRAL COAST | EAST GRAND 1103 | 022571103 | EAST GRAND | 1.4806 | 1.4806 | 100.0%
PENINSULA | CENTRAL COAST | EAST GRAND 1104 | 022571104 | EAST GRAND | 15.5142 | 15.5142 | 100.0%
PENINSULA | CENTRAL COAST | EAST GRAND 1105 | 022571105 | EAST GRAND | 5.6314 | 5.6314 | 100.0%
PENINSULA | CENTRAL COAST | EAST GRAND 1106 | 022571106 | EAST GRAND | 3.8106 | 3.8106 | 100.0%
PENINSULA | CENTRAL COAST | EAST GRAND 1107 | 022571107 | EAST GRAND | 13.7459 | 13.7459 | 100.0%
PENINSULA | CENTRAL COAST | EAST GRAND 1108 | 022571108 | EAST GRAND | 3.9978 | 3.9978 | 100.0%
PENINSULA | CENTRAL COAST | EAST GRAND 1109 | 022571109 | EAST GRAND | 8.3451 | 8.3451 | 100.0%
PENINSULA | CENTRAL COAST | EAST GRAND 1110 | 022571110 | EAST GRAND | 3.4166 | 3.4166 | 100.0%
PENINSULA | CENTRAL COAST | EAST GRAND 1111 | 022571111 | EAST GRAND | 1.0169 | 1.0169 | 100.0%
PENINSULA | CENTRAL COAST | EAST GRAND 1113 | 022571113 | EAST GRAND | 0.27819 | 0.27819 | 100.0%
PENINSULA | CENTRAL COAST | EAST GRAND 1114 | 022571114 | EAST GRAND | 0.0028392 | 0.0028392 | 100.0%
PENINSULA | CENTRAL COAST | EAST GRAND 1115 | 022571115 | EAST GRAND | 0.0028874 | 0.0028874 | 100.0%
SIERRA | NORTHERN | EAST MARYSVILLE 1105 | 152331105 | EAST MARYSVILLE | 39.2728 | 39.2728 | 100.0%
SIERRA | NORTHERN | EAST MARYSVILLE 1107 | 152331107 | EAST MARYSVILLE | 8.228 | 8.228 | 100.0%
SIERRA | NORTHERN | EAST MARYSVILLE 1108 | 152331108 | EAST MARYSVILLE | 65.6408 | 66.812 | 98.25%
SIERRA | NORTHERN | EAST NICOLAUS 1101 | 152151101 | EAST NICOLAUS | 66.8364 | 66.8364 | 100.0%
SIERRA | NORTHERN | EAST NICOLAUS 1102 | 152151102 | EAST NICOLAUS | 49.2863 | 49.2863 | 100.0%
SIERRA | NORTHERN | EAST NICOLAUS 1103 | 152151103 | EAST NICOLAUS | 117.0939 | 117.0939 | 100.0%
NORTH VALLEY | NORTHERN | EAST QUINCY 1101 | 102551101 | EAST QUINCY | 13.5241 | 17.352 | 77.94%
STOCKTON | CENTRAL VALLEY | EAST STOCKTON 0401 | 163130401 | EAST STOCKTON | 8.3388 | 8.3388 | 100.0%
STOCKTON | CENTRAL VALLEY | EAST STOCKTON 0402 | 163130402 | EAST STOCKTON | 9.7722 | 9.7722 | 100.0%
STOCKTON | CENTRAL VALLEY | EAST STOCKTON 1101 | 163131101 | EAST STOCKTON | 20.5433 | 20.5433 | 100.0%
STOCKTON | CENTRAL VALLEY | EAST STOCKTON 1102 | 163131102 | EAST STOCKTON | 7.8669 | 7.8669 | 100.0%
SIERRA | NORTHERN | ECHO SUMMIT 1101 | 158031101 | ECHO SUMMIT | 8.9209 | 14.8096 | 60.24%
SAN JOSE | CENTRAL COAST | EDENVALE 1101 | 082951101 | EDENVALE | 9.6616 | 9.6616 | 100.0%
SAN JOSE | CENTRAL COAST | EDENVALE 1102 | 082951102 | EDENVALE | 5.1265 | 5.6298 | 91.06%
SAN JOSE | CENTRAL COAST | EDENVALE 1103 | 082951103 | EDENVALE | 0.31246 | 0.31246 | 100.0%
SAN JOSE | CENTRAL COAST | EDENVALE 2106 | 082952106 | EDENVALE | 16.8679 | 16.8679 | 100.0%
SAN JOSE | CENTRAL COAST | EDENVALE 2107 | 082952107 | EDENVALE | 34.5817 | 36.9568 | 93.57%
SAN JOSE | CENTRAL COAST | EDENVALE 2108 | 082952108 | EDENVALE | 3.0195 | 3.0195 | 100.0%
SAN JOSE | CENTRAL COAST | EDENVALE 2109 | 082952109 | EDENVALE | 2.4696 | 2.4696 | 100.0%
SAN JOSE | CENTRAL COAST | EDENVALE 2110 | 082952110 | EDENVALE | 0.8676 | 0.8676 | 100.0%
SAN JOSE | CENTRAL COAST | EDENVALE 2111 | 082952111 | EDENVALE | 0.13352 | 0.13352 | 100.0%
SAN JOSE | CENTRAL COAST | EDENVALE 2112 | 082952112 | EDENVALE | 2.1154 | 2.1154 | 100.0%
SAN JOSE | CENTRAL COAST | EDENVALE 2113 | 082952113 | EDENVALE | 2.4042 | 2.4195 | 99.37%
EAST BAY | BAY AREA | EDES 1101 | 013681101 | EDES | 8.5323 | 8.5323 | 100.0%
EAST BAY | BAY AREA | EDES 1103 | 013681103 | EDES | 16.7089 | 17.7036 | 94.38%
MISSION | CENTRAL COAST | EDES 1103 | 013681103 | EDES | 0.99469 | 17.7036 | 5.62%
EAST BAY | BAY AREA | EDES 1105 | 013681105 | EDES | 2.7318 | 3.0764 | 88.8%
MISSION | CENTRAL COAST | EDES 1105 | 013681105 | EDES | 0.3446 | 3.0764 | 11.2%
EAST BAY | BAY AREA | EDES 1110 | 013681110 | EDES | 1.7615 | 4.2488 | 41.46%
MISSION | CENTRAL COAST | EDES 1110 | 013681110 | EDES | 2.4874 | 4.2488 | 58.54%
EAST BAY | BAY AREA | EDES 1111 | 013681111 | EDES | 2.3606 | 5.4156 | 43.59%
MISSION | CENTRAL COAST | EDES 1111 | 013681111 | EDES | 3.055 | 5.4156 | 56.41%
EAST BAY | BAY AREA | EDES 1112 | 013681112 | EDES | 1.7763 | 17.1883 | 10.33%
EAST BAY | BAY AREA | EDES 1113 | 013681113 | EDES | 5.2585 | 5.2585 | 100.0%
EAST BAY | BAY AREA | EDES 1114 | 013681114 | EDES | 10.4119 | 10.4119 | 100.0%
HUMBOLDT | NORTHERN | EEL RIVER 1102 | 192381102 | EEL RIVER | 105.6844 | 145.8833 | 72.44%
HUMBOLDT | NORTHERN | EEL RIVER 1103 | 192381103 | EEL RIVER | 56.522 | 59.7947 | 94.53%
STOCKTON | CENTRAL VALLEY | EIGHT MILE 2101 | 163912101 | EIGHT MILE | 66.5002 | 66.5002 | 100.0%
STOCKTON | CENTRAL VALLEY | EIGHT MILE 2102 | 163912102 | EIGHT MILE | 29.7949 | 29.7949 | 100.0%
STOCKTON | CENTRAL VALLEY | EIGHT MILE 2103 | 163912103 | EIGHT MILE | 0.0028392 | 0.0028392 | 100.0%
STOCKTON | CENTRAL VALLEY | EIGHT MILE 2104 | 163912104 | EIGHT MILE | 1.3588 | 1.3588 | 100.0%
STOCKTON | CENTRAL VALLEY | EIGHT MILE 2105 | 163912105 | EIGHT MILE | 0.49085 | 0.49085 | 100.0%
STOCKTON | CENTRAL VALLEY | EIGHT MILE 2106 | 163912106 | EIGHT MILE | 32.4754 | 32.4754 | 100.0%
YOSEMITE | CENTRAL VALLEY | EL CAPITAN 1102 | 253881102 | EL CAPITAN | 16.6085 | 16.6085 | 100.0%
YOSEMITE | CENTRAL VALLEY | EL CAPITAN 1103 | 253881103 | EL CAPITAN | 58.0554 | 58.0554 | 100.0%
YOSEMITE | CENTRAL VALLEY | EL CAPITAN 1104 | 253881104 | EL CAPITAN | 42.5203 | 42.5203 | 100.0%
YOSEMITE | CENTRAL VALLEY | EL CAPITAN 1105 | 253881105 | EL CAPITAN | 4.918 | 4.918 | 100.0%
YOSEMITE | CENTRAL VALLEY | EL CAPITAN 1106 | 253881106 | EL CAPITAN | 14.2338 | 14.2338 | 100.0%
YOSEMITE | CENTRAL VALLEY | EL CAPITAN 2109 | 253882109 | EL CAPITAN | 4.4823 | 4.4823 | 100.0%
YOSEMITE | CENTRAL VALLEY | EL CAPITAN 2110 | 253882110 | EL CAPITAN | 12.3971 | 12.3971 | 100.0%
EAST BAY | BAY AREA | EL CERRITO G 1101 | 012501101 | EL CERRITO G | 10.0647 | 10.0647 | 100.0%
EAST BAY | BAY AREA | EL CERRITO G 1102 | 012501102 | EL CERRITO G | 7.8934 | 7.8934 | 100.0%
EAST BAY | BAY AREA | EL CERRITO G 1103 | 012501103 | EL CERRITO G | 9.3452 | 9.3452 | 100.0%
EAST BAY | BAY AREA | EL CERRITO G 1104 | 012501104 | EL CERRITO G | 7.8893 | 7.8893 | 100.0%
EAST BAY | BAY AREA | EL CERRITO G 1105 | 012501105 | EL CERRITO G | 5.0521 | 24.2459 | 20.84%
EAST BAY | BAY AREA | EL CERRITO G 1106 | 012501106 | EL CERRITO G | 4.6934 | 4.6934 | 100.0%
EAST BAY | BAY AREA | EL CERRITO G 1107 | 012501107 | EL CERRITO G | 3.5498 | 3.5498 | 100.0%
EAST BAY | BAY AREA | EL CERRITO G 1108 | 012501108 | EL CERRITO G | 14.4251 | 14.4278 | 99.98%
EAST BAY | BAY AREA | EL CERRITO G 1109 | 012501109 | EL CERRITO G | 8.3488 | 8.3488 | 100.0%
EAST BAY | BAY AREA | EL CERRITO G 1110 | 012501110 | EL CERRITO G | 9.5023 | 10.1702 | 93.43%
EAST BAY | BAY AREA | EL CERRITO G 1111 | 012501111 | EL CERRITO G | 12.368 | 12.5701 | 98.39%
EAST BAY | BAY AREA | EL CERRITO G 1112 | 012501112 | EL CERRITO G | 22.4812 | 24.4478 | 91.96%
EAST BAY | BAY AREA | EL CERRITO G 1113 | 012501113 | EL CERRITO G | 9.4687 | 9.565 | 98.99%
EAST BAY | BAY AREA | EL CERRITO G 1114 | 012501114 | EL CERRITO G | 6.6323 | 6.6323 | 100.0%
SIERRA | NORTHERN | EL DORADO PH 2101 | 152762101 | EL DORADO PH | 10.5046 | 166.6243 | 6.3%
YOSEMITE | CENTRAL VALLEY | EL NIDO 1101 | 252451101 | EL NIDO | 32.1115 | 32.1115 | 100.0%
YOSEMITE | CENTRAL VALLEY | EL NIDO 1102 | 252451102 | EL NIDO | 56.8221 | 56.8221 | 100.0%
YOSEMITE | CENTRAL VALLEY | EL NIDO 1103 | 252451103 | EL NIDO | 60.1365 | 60.1365 | 100.0%
YOSEMITE | CENTRAL VALLEY | EL NIDO 1104 | 252451104 | EL NIDO | 85.179 | 85.179 | 100.0%
SAN JOSE | CENTRAL COAST | EL PATIO 1101 | 082921101 | EL PATIO | 0.0028392 | 0.0028392 | 100.0%
SAN JOSE | CENTRAL COAST | EL PATIO 1103 | 082921103 | EL PATIO | 13.0678 | 13.0678 | 100.0%
DE ANZA | CENTRAL COAST | EL PATIO 1104 | 082921104 | EL PATIO | 6.0672 | 14.2538 | 42.57%
SAN JOSE | CENTRAL COAST | EL PATIO 1104 | 082921104 | EL PATIO | 8.1866 | 14.2538 | 57.43%
SAN JOSE | CENTRAL COAST | EL PATIO 1105 | 082921105 | EL PATIO | 5.9933 | 5.9933 | 100.0%
DE ANZA | CENTRAL COAST | EL PATIO 1107 | 082921107 | EL PATIO | 1.4411 | 15.6816 | 9.19%
SAN JOSE | CENTRAL COAST | EL PATIO 1107 | 082921107 | EL PATIO | 14.2405 | 15.6816 | 90.81%
SAN JOSE | CENTRAL COAST | EL PATIO 1108 | 082921108 | EL PATIO | 7.816 | 7.816 | 100.0%
DE ANZA | CENTRAL COAST | EL PATIO 1109 | 082921109 | EL PATIO | 0.15664 | 10.5398 | 1.49%
SAN JOSE | CENTRAL COAST | EL PATIO 1109 | 082921109 | EL PATIO | 10.3832 | 10.5398 | 98.51%
DE ANZA | CENTRAL COAST | EL PATIO 1111 | 082921111 | EL PATIO | 0.77226 | 0.77226 | 100.0%
DE ANZA | CENTRAL COAST | EL PATIO 1112 | 082921112 | EL PATIO | 0.92855 | 19.761 | 4.7%
SAN JOSE | CENTRAL COAST | EL PATIO 1112 | 082921112 | EL PATIO | 18.8325 | 19.761 | 95.3%
DE ANZA | CENTRAL COAST | EL PATIO 1113 | 082921113 | EL PATIO | 5.0738 | 5.0738 | 100.0%
SAN JOSE | CENTRAL COAST | EL PATIO 1114 | 082921114 | EL PATIO | 4.1785 | 4.1785 | 100.0%
DE ANZA | CENTRAL COAST | EL PATIO 1116 | 082921116 | EL PATIO | 8.5272 | 8.8115 | 96.77%
SAN JOSE | CENTRAL COAST | EL PATIO 1116 | 082921116 | EL PATIO | 0.28428 | 8.8115 | 3.23%
DE ANZA | CENTRAL COAST | EL PATIO 1117 | 082921117 | EL PATIO | 4.1324 | 4.1324 | 100.0%
DE ANZA | CENTRAL COAST | EL PATIO 1118 | 082921118 | EL PATIO | 9.8158 | 10.8694 | 90.31%
SAN JOSE | CENTRAL COAST | EL PATIO 1118 | 082921118 | EL PATIO | 1.0536 | 10.8694 | 9.69%
DE ANZA | CENTRAL COAST | EL PATIO 1119 | 082921119 | EL PATIO | 1.7524 | 5.8342 | 30.04%
SAN JOSE | CENTRAL COAST | EL PATIO 1119 | 082921119 | EL PATIO | 4.0819 | 5.8342 | 69.96%
YOSEMITE | CENTRAL VALLEY | EL PECO 1102 | 253981102 | EL PECO | 51.4821 | 51.4821 | 100.0%
FRESNO | CENTRAL VALLEY | EL PECO 1105 | 253981105 | EL PECO | 0.0070051 | 104.3786 | 0.01%
YOSEMITE | CENTRAL VALLEY | EL PECO 1105 | 253981105 | EL PECO | 104.3716 | 104.3786 | 99.99%
YOSEMITE | CENTRAL VALLEY | EL PECO 1106 | 253981106 | EL PECO | 34.0233 | 34.0233 | 100.0%
STOCKTON | CENTRAL VALLEY | ELECTRA 1101 | 162161101 | ELECTRA | 3.5658 | 85.5575 | 4.17%
STOCKTON | CENTRAL VALLEY | ELECTRA 1102 | 162161102 | ELECTRA | 2.526 | 87.0696 | 2.9%
HUMBOLDT | NORTHERN | ELK 1101 | 042981101 | ELK | 33.4483 | 105.9983 | 31.56%
NORTH VALLEY | NORTHERN | ELK CREEK 1101 | 102781101 | ELK CREEK | 91.9619 | 181.6364 | 50.63%
KERN | CENTRAL VALLEY | ELK HILLS 1104 | 252441104 | ELK HILLS | 57.4571 | 57.4571 | 100.0%
KERN | CENTRAL VALLEY | ELK HILLS 1106 | 252441106 | ELK HILLS | 21.3351 | 21.3351 | 100.0%
SAN FRANCISCO | BAY AREA | EMBARCADERO (Z) 1112 | 022871112 | EMBARCADERO (Z) | 0.0014196 | 0.0014196 | 100.0%
SAN FRANCISCO | BAY AREA | EMBARCADERO (Z) 1113 | 022871113 | EMBARCADERO (Z) | 0.10833 | 0.10833 | 100.0%
SAN FRANCISCO | BAY AREA | EMBARCADERO (Z) 1114 | 022871114 | EMBARCADERO (Z) | 0.0018928 | 0.0018928 | 100.0%
SAN FRANCISCO | BAY AREA | EMBARCADERO (Z) 1115 | 022871115 | EMBARCADERO (Z) | 0.35631 | 0.35631 | 100.0%
SAN FRANCISCO | BAY AREA | EMBARCADERO (Z) 1116 | 022871116 | EMBARCADERO (Z) | 0.81714 | 0.81714 | 100.0%
SAN FRANCISCO | BAY AREA | EMBARCADERO (Z) 1118 | 022871118 | EMBARCADERO (Z) | 0.43441 | 0.43441 | 100.0%
SAN FRANCISCO | BAY AREA | EMBARCADERO (Z) 1119 | 022871119 | EMBARCADERO (Z) | 0.62721 | 0.62721 | 100.0%
SAN FRANCISCO | BAY AREA | EMBARCADERO (Z) 1120 | 022871120 | EMBARCADERO (Z) | 0.3155 | 0.3155 | 100.0%
SAN FRANCISCO | BAY AREA | EMBARCADERO (Z) 1122 | 022871122 | EMBARCADERO (Z) | 0.007147 | 0.007147 | 100.0%
SAN FRANCISCO | BAY AREA | EMBARCADERO (Z) 1123 | 022871123 | EMBARCADERO (Z) | 0.5482 | 0.5482 | 100.0%
PENINSULA | CENTRAL COAST | EMERALD LAKE 0401 | 024080401 | EMERALD LAKE | 6.5444 | 21.1631 | 30.92%
PENINSULA | CENTRAL COAST | EMERALD LAKE 0402 | 024080402 | EMERALD LAKE | 1.1634 | 9.4323 | 12.33%
CENTRAL COAST | CENTRAL COAST | ERTA 0403 | 083510403 | ERTA | 2.9755 | 2.9755 | 100.0%
CENTRAL COAST | CENTRAL COAST | ERTA 0404 | 083510404 | ERTA | 6.5138 | 6.5138 | 100.0%
NORTH VALLEY | NORTHERN | ESQUON 1101 | 102171101 | ESQUON | 68.6646 | 70.4685 | 97.44%
SACRAMENTO | NORTHERN | ESQUON 1101 | 102171101 | ESQUON | 1.8039 | 70.4685 | 2.56%
NORTH VALLEY | NORTHERN | ESQUON 1102 | 102171102 | ESQUON | 47.2723 | 47.2723 | 100.0%
NORTH VALLEY | NORTHERN | ESQUON 1103 | 102171103 | ESQUON | 20.3687 | 20.3687 | 100.0%
MISSION | CENTRAL COAST | ESTUDILLO 0401 | 013480401 | ESTUDILLO | 3.9278 | 4.7162 | 83.28%
HUMBOLDT | NORTHERN | EUREKA A 1103 | 192121103 | EUREKA A | 10.9433 | 10.9433 | 100.0%
HUMBOLDT | NORTHERN | EUREKA A 1106 | 192121106 | EUREKA A | 1.8135 | 1.8135 | 100.0%
HUMBOLDT | NORTHERN | EUREKA A 1107 | 192121107 | EUREKA A | 4.4558 | 4.4558 | 100.0%
HUMBOLDT | NORTHERN | EUREKA E 1101 | 192331101 | EUREKA E | 13.2578 | 13.2578 | 100.0%
HUMBOLDT | NORTHERN | EUREKA E 1104 | 192331104 | EUREKA E | 26.7945 | 26.8295 | 99.87%
HUMBOLDT | NORTHERN | EUREKA E 1105 | 192331105 | EUREKA E | 7.216 | 7.216 | 100.0%
SAN JOSE | CENTRAL COAST | EVERGREEN 2101 | 082012101 | EVERGREEN | 2.5283 | 2.5283 | 100.0%
SAN JOSE | CENTRAL COAST | EVERGREEN 2102 | 082012102 | EVERGREEN | 10.8045 | 10.8045 | 100.0%
SAN JOSE | CENTRAL COAST | EVERGREEN 2103 | 082012103 | EVERGREEN | 19.1162 | 19.1162 | 100.0%
SAN JOSE | CENTRAL COAST | EVERGREEN 2104 | 082012104 | EVERGREEN | 3.5201 | 3.5201 | 100.0%
SAN JOSE | CENTRAL COAST | EVERGREEN 2105 | 082012105 | EVERGREEN | 4.5945 | 4.5945 | 100.0%
HUMBOLDT | NORTHERN | FAIRHAVEN 1103 | 192451103 | FAIRHAVEN | 9.5358 | 9.5358 | 100.0%
HUMBOLDT | NORTHERN | FAIRHAVEN 1104 | 192451104 | FAIRHAVEN | 3.591 | 3.591 | 100.0%
EAST BAY | BAY AREA | FAIRMOUNT 0401 | 012650401 | FAIRMOUNT | 4.3953 | 5.7724 | 76.14%
EAST BAY | BAY AREA | FAIRMOUNT 0402 | 012650402 | FAIRMOUNT | 5 | 5 | 100.0%
DIABLO | BAY AREA | FAIRVIEW 2206 | 013432206 | FAIRVIEW | 19.7202 | 19.7202 | 100.0%
DIABLO | BAY AREA | FAIRVIEW 2207 | 013432207 | FAIRVIEW | 22.3433 | 36.9559 | 60.46%
EAST BAY | BAY AREA | FAIRVIEW 2207 | 013432207 | FAIRVIEW | 0.11087 | 36.9559 | 0.3%
DIABLO | BAY AREA | FAIRVIEW 2208 | 013432208 | FAIRVIEW | 9.9762 | 9.9762 | 100.0%
LOS PADRES | CENTRAL COAST | FAIRWAY 1103 | 182061103 | FAIRWAY | 10.9041 | 10.9041 | 100.0%
LOS PADRES | CENTRAL COAST | FAIRWAY 1104 | 182061104 | FAIRWAY | 22.8728 | 22.8728 | 100.0%
LOS PADRES | CENTRAL COAST | FAIRWAY 1106 | 182061106 | FAIRWAY | 5.5204 | 5.5204 | 100.0%
LOS PADRES | CENTRAL COAST | FAIRWAY 1107 | 182061107 | FAIRWAY | 19.155 | 19.155 | 100.0%
LOS PADRES | CENTRAL COAST | FAIRWAY 1108 | 182061108 | FAIRWAY | 12.8993 | 12.8993 | 100.0%
KERN | CENTRAL VALLEY | FAMOSO 1101 | 252461101 | FAMOSO | 34.7808 | 34.7808 | 100.0%
KERN | CENTRAL VALLEY | FAMOSO 1102 | 252461102 | FAMOSO | 27.2365 | 27.2365 | 100.0%
KERN | CENTRAL VALLEY | FAMOSO 1103 | 252461103 | FAMOSO | 40.2326 | 40.2326 | 100.0%
KERN | CENTRAL VALLEY | FAMOSO 1105 | 252461105 | FAMOSO | 9.9963 | 9.9963 | 100.0%
KERN | CENTRAL VALLEY | FAMOSO 1107 | 252461107 | FAMOSO | 18.9995 | 18.9995 | 100.0%
KERN | CENTRAL VALLEY | FELLOWS 2103 | 254242103 | FELLOWS | 27.6067 | 27.6067 | 100.0%
KERN | CENTRAL VALLEY | FELLOWS 2104 | 254242104 | FELLOWS | 77.6878 | 77.6878 | 100.0%
CENTRAL COAST | CENTRAL COAST | FELTON 0401 | 083140401 | FELTON | 0.064189 | 2.5672 | 2.5%
FRESNO | CENTRAL VALLEY | FIGARDEN 2102 | 254552102 | FIGARDEN | 25.5989 | 25.5989 | 100.0%
FRESNO | CENTRAL VALLEY | FIGARDEN 2103 | 254552103 | FIGARDEN | 5.4374 | 5.4374 | 100.0%
FRESNO | CENTRAL VALLEY | FIGARDEN 2104 | 254552104 | FIGARDEN | 1.8083 | 1.8083 | 100.0%
FRESNO | CENTRAL VALLEY | FIGARDEN 2105 | 254552105 | FIGARDEN | 12.6365 | 12.6365 | 100.0%
FRESNO | CENTRAL VALLEY | FIGARDEN 2107 | 254552107 | FIGARDEN | 4.931 | 5.362 | 91.96%
YOSEMITE | CENTRAL VALLEY | FIGARDEN 2107 | 254552107 | FIGARDEN | 0.43108 | 5.362 | 8.04%
FRESNO | CENTRAL VALLEY | FIGARDEN 2108 | 254552108 | FIGARDEN | 4.9097 | 4.9097 | 100.0%
FRESNO | CENTRAL VALLEY | FIGARDEN 2109 | 254552109 | FIGARDEN | 3.887 | 3.887 | 100.0%
FRESNO | CENTRAL VALLEY | FIGARDEN 2110 | 254552110 | FIGARDEN | 16.0867 | 16.0867 | 100.0%
FRESNO | CENTRAL VALLEY | FIGARDEN 2111 | 254552111 | FIGARDEN | 5.255 | 5.255 | 100.0%
FRESNO | CENTRAL VALLEY | FIGARDEN 2112 | 254552112 | FIGARDEN | 11.7703 | 30.8871 | 38.11%
YOSEMITE | CENTRAL VALLEY | FIGARDEN 2112 | 254552112 | FIGARDEN | 19.1168 | 30.8871 | 61.89%
FRESNO | CENTRAL VALLEY | FIGARDEN 2113 | 254552113 | FIGARDEN | 8.576 | 12.2388 | 70.07%
YOSEMITE | CENTRAL VALLEY | FIGARDEN 2113 | 254552113 | FIGARDEN | 3.6628 | 12.2388 | 29.93%
YOSEMITE | CENTRAL VALLEY | FIREBAUGH 1101 | 253471101 | FIREBAUGH | 58.5437 | 58.5437 | 100.0%
YOSEMITE | CENTRAL VALLEY | FIREBAUGH 1102 | 253471102 | FIREBAUGH | 29.0983 | 29.0983 | 100.0%
YOSEMITE | CENTRAL VALLEY | FIREBAUGH 1103 | 253471103 | FIREBAUGH | 90.9979 | 90.9979 | 100.0%
SONOMA | NORTHERN | FITCH MOUNTAIN 1111 | 042751111 | FITCH MOUNTAIN | 43.774 | 46.515 | 94.11%
SONOMA | NORTHERN | FITCH MOUNTAIN 1112 | 042751112 | FITCH MOUNTAIN | 0.0086354 | 0.0086354 | 100.0%
SONOMA | NORTHERN | FITCH MOUNTAIN 1113 | 042751113 | FITCH MOUNTAIN | 77.9697 | 149.9274 | 52.01%
SIERRA | NORTHERN | FLINT 1101 | 152531101 | FLINT | 12.3161 | 18.6499 | 66.04%
EAST BAY | BAY AREA | FLORENCE 0401 | 012690401 | FLORENCE | 3.4691 | 4.2913 | 80.84%
SAN JOSE | CENTRAL COAST | FMC 1101 | 083871101 | FMC | 16.7689 | 16.7689 | 100.0%
SAN JOSE | CENTRAL COAST | FMC 1109 | 083871109 | FMC | 1.0169 | 1.0169 | 100.0%
SAN JOSE | CENTRAL COAST | FMC 1110 | 083871110 | FMC | 1.3437 | 1.3437 | 100.0%
SAN JOSE | CENTRAL COAST | FMC 1111 | 083871111 | FMC | 1.5337 | 1.5337 | 100.0%
LOS PADRES | CENTRAL COAST | FOOTHILL 1101 | 182951101 | FOOTHILL | 22.3656 | 46.9252 | 47.66%
LOS PADRES | CENTRAL COAST | FOOTHILL 1102 | 182951102 | FOOTHILL | 10.8806 | 21.1057 | 51.55%
HUMBOLDT | NORTHERN | FORT BRAGG A 1101 | 042761101 | FORT BRAGG A | 10.5493 | 81.2752 | 12.98%
HUMBOLDT | NORTHERN | FORT BRAGG A 1102 | 042761102 | FORT BRAGG A | 15.2801 | 80.8964 | 18.89%
HUMBOLDT | NORTHERN | FORT BRAGG A 1103 | 042761103 | FORT BRAGG A | 2.5702 | 2.6764 | 96.03%
HUMBOLDT | NORTHERN | FORT BRAGG A 1104 | 042761104 | FORT BRAGG A | 13.9848 | 38.8556 | 35.99%
HUMBOLDT | NORTHERN | FORT BRAGG A 1110 | 042761110 | FORT BRAGG A | 0.058028 | 0.058028 | 100.0%
CENTRAL COAST | CENTRAL COAST | FORT ORD 1101 | 182401101 | FORT ORD | 10.3114 | 10.3114 | 100.0%
CENTRAL COAST | CENTRAL COAST | FORT ORD 2105 | 182402105 | FORT ORD | 7.9044 | 7.9044 | 100.0%
CENTRAL COAST | CENTRAL COAST | FORT ORD 2106 | 182402106 | FORT ORD | 22.1319 | 24.3235 | 90.99%
CENTRAL COAST | CENTRAL COAST | FORT ORD 2107 | 182402107 | FORT ORD | 15.5253 | 19.3301 | 80.32%
CENTRAL COAST | CENTRAL COAST | FORT ORD 2108 | 182402108 | FORT ORD | 0.9007 | 0.9007 | 100.0%
SONOMA | NORTHERN | FORT ROSS 1121 | 042851121 | FORT ROSS | 1.8586 | 94.3846 | 1.97%
HUMBOLDT | NORTHERN | FORT SEWARD 1121 | 192321121 | FORT SEWARD | 11.6813 | 48.1316 | 24.27%
HUMBOLDT | NORTHERN | FORT SEWARD 1122 | 192321122 | FORT SEWARD | 4.374 | 21.9079 | 19.97%
EAST BAY | BAY AREA | FRANKLIN 1101 | 013921101 | FRANKLIN | 8.2919 | 9.6488 | 85.94%
EAST BAY | BAY AREA | FRANKLIN 1102 | 013921102 | FRANKLIN | 4.4932 | 4.4932 | 100.0%
EAST BAY | BAY AREA | FRANKLIN 1103 | 013921103 | FRANKLIN | 12.3958 | 12.3958 | 100.0%
EAST BAY | BAY AREA | FRANKLIN 1104 | 013921104 | FRANKLIN | 7.4561 | 15.2069 | 49.03%
MISSION | CENTRAL COAST | FREMONT 1103 | 014351103 | FREMONT | 3.4595 | 3.4595 | 100.0%
MISSION | CENTRAL COAST | FREMONT 1104 | 014351104 | FREMONT | 27.1773 | 30.5023 | 89.1%
MISSION | CENTRAL COAST | FREMONT 1107 | 014351107 | FREMONT | 14.4524 | 14.4524 | 100.0%
MISSION | CENTRAL COAST | FREMONT 1108 | 014351108 | FREMONT | 4.8778 | 4.8778 | 100.0%
MISSION | CENTRAL COAST | FREMONT 1109 | 014351109 | FREMONT | 13.7285 | 13.7285 | 100.0%
MISSION | CENTRAL COAST | FREMONT 1110 | 014351110 | FREMONT | 10.2752 | 10.2752 | 100.0%
MISSION | CENTRAL COAST | FREMONT 1111 | 014351111 | FREMONT | 0.15644 | 0.15644 | 100.0%
MISSION | CENTRAL COAST | FREMONT 1112 | 014351112 | FREMONT | 1.9476 | 1.9476 | 100.0%
STOCKTON | CENTRAL VALLEY | FRENCH CAMP 1101 | 163291101 | FRENCH CAMP | 16.294 | 16.294 | 100.0%
STOCKTON | CENTRAL VALLEY | FRENCH CAMP 1102 | 163291102 | FRENCH CAMP | 87.0795 | 87.0795 | 100.0%
STOCKTON | CENTRAL VALLEY | FRENCH CAMP 1103 | 163291103 | FRENCH CAMP | 1.2259 | 1.2259 | 100.0%
STOCKTON | CENTRAL VALLEY | FRENCH CAMP 1104 | 163291104 | FRENCH CAMP | 5.5798 | 5.5798 | 100.0%
NORTH VALLEY | NORTHERN | FRENCH GULCH 1102 | 103381102 | FRENCH GULCH | 0.57104 | 22.4175 | 2.55%
STOCKTON | CENTRAL VALLEY | FROGTOWN 1701 | 163451701 | FROGTOWN | 1.1884 | 71.9808 | 1.65%
STOCKTON | CENTRAL VALLEY | FROGTOWN 1702 | 163451702 | FROGTOWN | 26.2513 | 259.2109 | 10.13%
YOSEMITE | CENTRAL VALLEY | FROGTOWN 1702 | 163451702 | FROGTOWN | 0.13496 | 259.2109 | 0.05%
HUMBOLDT | NORTHERN | FRUITLAND 1141 | 192311141 | FRUITLAND | 3.32 | 27.4804 | 12.08%
HUMBOLDT | NORTHERN | FRUITLAND 1142 | 192311142 | FRUITLAND | 9.8628 | 68.2932 | 14.44%
KERN | CENTRAL VALLEY | FRUITVALE 1101 | 253391101 | FRUITVALE | 3.3208 | 3.3208 | 100.0%
KERN | CENTRAL VALLEY | FRUITVALE 1103 | 253391103 | FRUITVALE | 11.6871 | 11.6871 | 100.0%
KERN | CENTRAL VALLEY | FRUITVALE 1104 | 253391104 | FRUITVALE | 13.5011 | 13.5011 | 100.0%
KERN | CENTRAL VALLEY | FRUITVALE 1105 | 253391105 | FRUITVALE | 3.3952 | 3.3952 | 100.0%
KERN | CENTRAL VALLEY | FRUITVALE 1106 | 253391106 | FRUITVALE | 6.6182 | 6.6182 | 100.0%
KERN | CENTRAL VALLEY | FRUITVALE 2108 | 253392108 | FRUITVALE | 9.0956 | 9.0956 | 100.0%
SONOMA | NORTHERN | FULTON 1101 | 042561101 | FULTON | 6.4559 | 6.4559 | 100.0%
SONOMA | NORTHERN | FULTON 1102 | 042561102 | FULTON | 34.5785 | 62.8298 | 55.04%
SONOMA | NORTHERN | FULTON 1103 | 042561103 | FULTON | 0.0094606 | 0.0094606 | 100.0%
SONOMA | NORTHERN | FULTON 1104 | 042561104 | FULTON | 9.145 | 9.5319 | 95.94%
SONOMA | NORTHERN | FULTON 1105 | 042561105 | FULTON | 41.7661 | 41.7661 | 100.0%
SONOMA | NORTHERN | FULTON 1106 | 042561106 | FULTON | 19.751 | 19.751 | 100.0%
SONOMA | NORTHERN | FULTON 1107 | 042561107 | FULTON | 12.6375 | 49.5494 | 25.5%
CENTRAL COAST | CENTRAL COAST | GABILAN 1101 | 182331101 | GABILAN | 73.9949 | 78.6448 | 94.09%
CENTRAL COAST | CENTRAL COAST | GABILAN 1102 | 182331102 | GABILAN | 9.897 | 9.897 | 100.0%
YOSEMITE | CENTRAL VALLEY | GALLO 1101 | 254901101 | GALLO | 0.74126 | 0.74126 | 100.0%
YOSEMITE | CENTRAL VALLEY | GALLO 1102 | 254901102 | GALLO | 0.076138 | 0.076138 | 100.0%
NORTH VALLEY | NORTHERN | GANSNER 1101 | 103021101 | GANSNER | 10.6981 | 48.3049 | 22.15%
KERN | CENTRAL VALLEY | GANSO 1103 | 254541103 | GANSO | 48.609 | 48.609 | 100.0%
KERN | CENTRAL VALLEY | GANSO 1104 | 254541104 | GANSO | 58.1219 | 58.1219 | 100.0%
HUMBOLDT | NORTHERN | GARBERVILLE 1101 | 192221101 | GARBERVILLE | 78.7644 | 161.5424 | 48.76%
HUMBOLDT | NORTHERN | GARBERVILLE 1102 | 192221102 | GARBERVILLE | 13.5932 | 136.9615 | 9.92%
HUMBOLDT | NORTHERN | GARBERVILLE 1103 | 192221103 | GARBERVILLE | 1.7501 | 2.2279 | 78.55%
KERN | CENTRAL VALLEY | GARDNER 1101 | 254931101 | GARDNER | 0.011858 | 0.011858 | 100.0%
FRESNO | CENTRAL VALLEY | GATES 1101 | 253931101 | GATES | 15.7609 | 15.7609 | 100.0%
FRESNO | CENTRAL VALLEY | GATES 1102 | 253931102 | GATES | 42.3566 | 42.3566 | 100.0%
FRESNO | CENTRAL VALLEY | GATES 1104 | 253931104 | GATES | 52.2529 | 52.2529 | 100.0%
FRESNO | CENTRAL VALLEY | GATES 1105 | 253931105 | GATES | 37.1108 | 37.1108 | 100.0%
FRESNO | CENTRAL VALLEY | GATES 1106 | 253931106 | GATES | 45.2662 | 45.2662 | 100.0%
FRESNO | CENTRAL VALLEY | GATES 1107 | 253931107 | GATES | 2.5176 | 2.5176 | 100.0%
FRESNO | CENTRAL VALLEY | GATES 1108 | 253931108 | GATES | 2.5734 | 2.5734 | 100.0%
FRESNO | CENTRAL VALLEY | GATES 1109 | 253931109 | GATES | 0.29988 | 0.29988 | 100.0%
DIABLO | BAY AREA | GEARY 0401 | 013590401 | GEARY | 4.2733 | 4.2733 | 100.0%
NORTH VALLEY | NORTHERN | GERBER 1101 | 103391101 | GERBER | 55.1415 | 55.1415 | 100.0%
NORTH VALLEY | NORTHERN | GERBER 1102 | 103391102 | GERBER | 85.601 | 85.601 | 100.0%
SONOMA | NORTHERN | GEYSERVILLE 1101 | 042891101 | GEYSERVILLE | 67.6605 | 139.2476 | 48.59%
SONOMA | NORTHERN | GEYSERVILLE 1102 | 042891102 | GEYSERVILLE | 65.4704 | 118.5971 | 55.2%
FRESNO | CENTRAL VALLEY | GIFFEN 1102 | 253151102 | GIFFEN | 41.4497 | 41.4497 | 100.0%
FRESNO | CENTRAL VALLEY | GIFFEN 1103 | 253151103 | GIFFEN | 43.3496 | 48.5675 | 89.26%
YOSEMITE | CENTRAL VALLEY | GIFFEN 1103 | 253151103 | GIFFEN | 5.2178 | 48.5675 | 10.74%
FRESNO | CENTRAL VALLEY | GIFFEN 1106 | 253151106 | GIFFEN | 2.166 | 2.166 | 100.0%
FRESNO | CENTRAL VALLEY | GIFFEN 1107 | 253151107 | GIFFEN | 2.6467 | 2.6467 | 100.0%
DIABLO | BAY AREA | GILL 0401 | 013550401 | GILL | 3.2466 | 3.2466 | 100.0%
DIABLO | BAY AREA | GILL 0402 | 013550402 | GILL | 3.9155 | 3.9155 | 100.0%
NORTH VALLEY | NORTHERN | GIRVAN 1101 | 103401101 | GIRVAN | 5.0522 | 110.3707 | 4.58%
NORTH VALLEY | NORTHERN | GIRVAN 1102 | 103401102 | GIRVAN | 32.0096 | 76.6787 | 41.75%
NORTH VALLEY | NORTHERN | GLENN 1101 | 102601101 | GLENN | 135.0194 | 135.3245 | 99.77%
PENINSULA | CENTRAL COAST | GLENWOOD 0404 | 024090404 | GLENWOOD | 6.0219 | 6.0219 | 100.0%
PENINSULA | CENTRAL COAST | GLENWOOD 0405 | 024090405 | GLENWOOD | 5.7489 | 5.7489 | 100.0%
PENINSULA | CENTRAL COAST | GLENWOOD 0406 | 024090406 | GLENWOOD | 2.2821 | 2.2821 | 100.0%
PENINSULA | CENTRAL COAST | GLENWOOD 1101 | 024091101 | GLENWOOD | 5.4151 | 5.4151 | 100.0%
PENINSULA | CENTRAL COAST | GLENWOOD 1102 | 024091102 | GLENWOOD | 7.2567 | 7.2567 | 100.0%
LOS PADRES | CENTRAL COAST | GOLDTREE 1105 | 182581105 | GOLDTREE | 7.3576 | 14.3402 | 51.31%
LOS PADRES | CENTRAL COAST | GOLDTREE 1107 | 182581107 | GOLDTREE | 2.6598 | 3.5635 | 74.64%
LOS PADRES | CENTRAL COAST | GOLDTREE 1108 | 182581108 | GOLDTREE | 12.6579 | 14.6656 | 86.31%
CENTRAL COAST | CENTRAL COAST | GONZALES 1101 | 182131101 | GONZALES | 21.9915 | 25.8153 | 85.19%
CENTRAL COAST | CENTRAL COAST | GONZALES 1102 | 182131102 | GONZALES | 0.77618 | 0.77618 | 100.0%
CENTRAL COAST | CENTRAL COAST | GONZALES 1103 | 182131103 | GONZALES | 20.1314 | 21.5499 | 93.42%
CENTRAL COAST | CENTRAL COAST | GONZALES 1104 | 182131104 | GONZALES | 53.6052 | 54.3108 | 98.7%
KERN | CENTRAL VALLEY | GOOSE LAKE 1101 | 254201101 | GOOSE LAKE | 0.54378 | 0.54378 | 100.0%
KERN | CENTRAL VALLEY | GOOSE LAKE 1103 | 254201103 | GOOSE LAKE | 75.1494 | 75.1494 | 100.0%
KERN | CENTRAL VALLEY | GOOSE LAKE 1106 | 254201106 | GOOSE LAKE | 66.9514 | 66.9514 | 100.0%
KERN | CENTRAL VALLEY | GOOSE LAKE 2104 | 254202104 | GOOSE LAKE | 50.7563 | 50.7563 | 100.0%
SACRAMENTO | NORTHERN | GRAND ISLAND 2223 | 062462223 | GRAND ISLAND | 96.7876 | 96.7876 | 100.0%
SACRAMENTO | NORTHERN | GRAND ISLAND 2224 | 062462224 | GRAND ISLAND | 61.5676 | 62.8545 | 97.95%
STOCKTON | CENTRAL VALLEY | GRAND ISLAND 2224 | 062462224 | GRAND ISLAND | 1.2869 | 62.8545 | 2.05%
SACRAMENTO | NORTHERN | GRAND ISLAND 2225 | 062462225 | GRAND ISLAND | 65.2007 | 65.2007 | 100.0%
SACRAMENTO | NORTHERN | GRAND ISLAND 2226 | 062462226 | GRAND ISLAND | 57.7513 | 57.7513 | 100.0%
SACRAMENTO | NORTHERN | GRAND ISLAND 2227 | 062462227 | GRAND ISLAND | 159.6955 | 159.6955 | 100.0%
MISSION | CENTRAL COAST | GRANT 1102 | 014381102 | GRANT | 5.0531 | 5.0531 | 100.0%
MISSION | CENTRAL COAST | GRANT 1103 | 014381103 | GRANT | 4.4702 | 4.4702 | 100.0%
MISSION | CENTRAL COAST | GRANT 1104 | 014381104 | GRANT | 15.5532 | 15.5532 | 100.0%
MISSION | CENTRAL COAST | GRANT 1105 | 014381105 | GRANT | 13.9998 | 13.9998 | 100.0%
MISSION | CENTRAL COAST | GRANT 1106 | 014381106 | GRANT | 17.1905 | 17.1905 | 100.0%
MISSION | CENTRAL COAST | GRANT 1107 | 014381107 | GRANT | 3.6906 | 3.6906 | 100.0%
MISSION | CENTRAL COAST | GRANT 1108 | 014381108 | GRANT | 22.5415 | 22.5415 | 100.0%
SIERRA | NORTHERN | GRASS VALLEY 1101 | 152031101 | GRASS VALLEY | 2.7222 | 18.7812 | 14.49%
SIERRA | NORTHERN | GRASS VALLEY 1102 | 152031102 | GRASS VALLEY | 4.1308 | 4.1927 | 98.52%
SIERRA | NORTHERN | GRASS VALLEY 1103 | 152031103 | GRASS VALLEY | 1.6315 | 88.4743 | 1.84%
CENTRAL COAST | CENTRAL COAST | GREEN VALLEY 2101 | 083192101 | GREEN VALLEY | 115.2701 | 156.7236 | 73.55%
CENTRAL COAST | CENTRAL COAST | GREEN VALLEY 2102 | 083192102 | GREEN VALLEY | 46.9721 | 46.9721 | 100.0%
CENTRAL COAST | CENTRAL COAST | GREEN VALLEY 2103 | 083192103 | GREEN VALLEY | 82.5577 | 82.5577 | 100.0%
CENTRAL COAST | CENTRAL COAST | GREEN VALLEY 2104 | 083192104 | GREEN VALLEY | 29.8353 | 29.8353 | 100.0%
NORTH BAY | BAY AREA | GREENBRAE 1101 | 043091101 | GREENBRAE | 1.9091 | 1.9091 | 100.0%
NORTH BAY | BAY AREA | GREENBRAE 1102 | 043091102 | GREENBRAE | 7.3294 | 13.0374 | 56.22%
NORTH BAY | BAY AREA | GREENBRAE 1103 | 043091103 | GREENBRAE | 9.2283 | 14.6527 | 62.98%
NORTH BAY | BAY AREA | GREENBRAE 1104 | 043091104 | GREENBRAE | 18.1442 | 18.3189 | 99.05%
HUMBOLDT | NORTHERN | GUALALA 1111 | 042841111 | GUALALA | 4.6214 | 37.5956 | 12.29%
SONOMA | NORTHERN | GUALALA 1111 | 042841111 | GUALALA | 0.013463 | 37.5956 | 0.04%
HUMBOLDT | NORTHERN | GUALALA 1112 | 042841112 | GUALALA | 4.3393 | 46.8341 | 9.27%
FRESNO | CENTRAL VALLEY | GUERNSEY 1101 | 252661101 | GUERNSEY | 40.0422 | 40.0422 | 100.0%
FRESNO | CENTRAL VALLEY | GUERNSEY 1102 | 252661102 | GUERNSEY | 44.4299 | 44.4299 | 100.0%
FRESNO | CENTRAL VALLEY | GUERNSEY 1103 | 252661103 | GUERNSEY | 28.0735 | 28.0735 | 100.0%
FRESNO | CENTRAL VALLEY | GUERNSEY 1104 | 252661104 | GUERNSEY | 30.3657 | 30.3657 | 100.0%
FRESNO | CENTRAL VALLEY | GUERNSEY 1105 | 252661105 | GUERNSEY | 2.0828 | 2.0828 | 100.0%
FRESNO | CENTRAL VALLEY | GUERNSEY 1106 | 252661106 | GUERNSEY | 35.9902 | 35.9902 | 100.0%
FRESNO | CENTRAL VALLEY | GUERNSEY 1108 | 252661108 | GUERNSEY | 2.1082 | 2.1082 | 100.0%
YOSEMITE | CENTRAL VALLEY | GUSTINE 1101 | 163111101 | GUSTINE | 98.4234 | 98.4234 | 100.0%
YOSEMITE | CENTRAL VALLEY | GUSTINE 1102 | 163111102 | GUSTINE | 115.0992 | 115.0992 | 100.0%
PENINSULA | CENTRAL COAST | HALF MOON BAY 1101 | 024101101 | HALF MOON BAY | 22.6018 | 48.9632 | 46.16%
PENINSULA | CENTRAL COAST | HALF MOON BAY 1102 | 024101102 | HALF MOON BAY | 38.013 | 43.1572 | 88.08%
PENINSULA | CENTRAL COAST | HALF MOON BAY 1103 | 024101103 | HALF MOON BAY | 42.8171 | 175.325 | 24.42%
SIERRA | NORTHERN | HALSEY 1101 | 152241101 | HALSEY | 0.038408 | 73.794 | 0.05%
SIERRA | NORTHERN | HALSEY 1102 | 152241102 | HALSEY | 10.2292 | 68.0784 | 15.03%
NORTH VALLEY | NORTHERN | HAMILTON A 1101 | 102121101 | HAMILTON A | 36.7319 | 36.7319 | 100.0%
NORTH VALLEY | NORTHERN | HAMILTON A 1102 | 102121102 | HAMILTON A | 32.7593 | 32.7593 | 100.0%
NORTH VALLEY | NORTHERN | HAMILTON BRANCH 1101 | 102361101 | HAMILTON BRANCH | 10.5466 | 34.3032 | 30.75%
STOCKTON | CENTRAL VALLEY | HAMMER 1101 | 163301101 | HAMMER | 5.5082 | 5.5082 | 100.0%
STOCKTON | CENTRAL VALLEY | HAMMER 1102 | 163301102 | HAMMER | 2.7618 | 2.7618 | 100.0%
STOCKTON | CENTRAL VALLEY | HAMMER 1103 | 163301103 | HAMMER | 3.7404 | 3.7404 | 100.0%
STOCKTON | CENTRAL VALLEY | HAMMER 1104 | 163301104 | HAMMER | 10.6144 | 10.6144 | 100.0%
STOCKTON | CENTRAL VALLEY | HAMMER 1105 | 163301105 | HAMMER | 10.782 | 10.782 | 100.0%
STOCKTON | CENTRAL VALLEY | HAMMER 1106 | 163301106 | HAMMER | 7.2303 | 7.2303 | 100.0%
STOCKTON | CENTRAL VALLEY | HAMMER 1108 | 163301108 | HAMMER | 5.1724 | 5.1724 | 100.0%
STOCKTON | CENTRAL VALLEY | HAMMER 1109 | 163301109 | HAMMER | 3.861 | 3.861 | 100.0%
YOSEMITE | CENTRAL VALLEY | HAMMONDS 1101 | 253401101 | HAMMONDS | 35.0673 | 35.0673 | 100.0%
YOSEMITE | CENTRAL VALLEY | HAMMONDS 1102 | 253401102 | HAMMONDS | 43.8309 | 43.8309 | 100.0%
YOSEMITE | CENTRAL VALLEY | HAMMONDS 1104 | 253401104 | HAMMONDS | 71.9328 | 71.9328 | 100.0%
STOCKTON | CENTRAL VALLEY | HARDING 0401 | 163310401 | HARDING | 1.0343 | 1.0343 | 100.0%
STOCKTON | CENTRAL VALLEY | HARDING 0402 | 163310402 | HARDING | 3.8539 | 3.8539 | 100.0%
STOCKTON | CENTRAL VALLEY | HARDING 0403 | 163310403 | HARDING | 1.8624 | 1.8624 | 100.0%
STOCKTON | CENTRAL VALLEY | HARDING 0404 | 163310404 | HARDING | 2.6864 | 2.6864 | 100.0%
STOCKTON | CENTRAL VALLEY | HARDING 0405 | 163310405 | HARDING | 2.8285 | 2.8285 | 100.0%
STOCKTON | CENTRAL VALLEY | HARDING 0406 | 163310406 | HARDING | 3.236 | 3.236 | 100.0%
FRESNO | CENTRAL VALLEY | HARDWICK 1101 | 253711101 | HARDWICK | 72.2908 | 72.2908 | 100.0%
FRESNO | CENTRAL VALLEY | HARDWICK 1102 | 253711102 | HARDWICK | 98.1541 | 98.1541 | 100.0%
HUMBOLDT | NORTHERN | HARRIS 1108 | 192431108 | HARRIS | 30.9811 | 32.6283 | 94.95%
HUMBOLDT | NORTHERN | HARRIS 1109 | 192431109 | HARRIS | 36.101 | 50.589 | 71.36%
SIERRA | NORTHERN | HARTER 1102 | 152851102 | HARTER | 4.3774 | 4.3774 | 100.0%
SIERRA | NORTHERN | HARTER 1104 | 152851104 | HARTER | 7.2559 | 7.2559 | 100.0%
SIERRA | NORTHERN | HARTER 1105 | 152851105 | HARTER | 23.5085 | 23.5085 | 100.0%
SIERRA | NORTHERN | HARTER 1106 | 152851106 | HARTER | 2.1107 | 2.1107 | 100.0%
SIERRA | NORTHERN | HARTER 1107 | 152851107 | HARTER | 10.49 | 10.49 | 100.0%
HUMBOLDT | NORTHERN | HARTLEY 1101 | 043211101 | HARTLEY | 37.3755 | 65.1444 | 57.37%
HUMBOLDT | NORTHERN | HARTLEY 1102 | 043211102 | HARTLEY | 23.4105 | 27.6063 | 84.8%
CENTRAL COAST | CENTRAL COAST | HATTON 1101 | 182291101 | HATTON | 9.9417 | 23.05 | 43.13%
CENTRAL COAST | CENTRAL COAST | HATTON 1102 | 182291102 | HATTON | 11.0485 | 22.4327 | 49.25%
MISSION | CENTRAL COAST | HAYWARD O 0401 | 012240401 | HAYWARD O | 3.339 | 3.339 | 100.0%
MISSION | CENTRAL COAST | HAYWARD O 0402 | 012240402 | HAYWARD O | 3.0797 | 3.0797 | 100.0%
FRESNO | CENTRAL VALLEY | HENRIETTA 1104 | 252681104 | HENRIETTA | 33.8889 | 33.8889 | 100.0%
FRESNO | CENTRAL VALLEY | HENRIETTA 1106 | 252681106 | HENRIETTA | 44.1963 | 44.1963 | 100.0%
FRESNO | CENTRAL VALLEY | HENRIETTA 1108 | 252681108 | HENRIETTA | 22.5911 | 22.5911 | 100.0%
FRESNO | CENTRAL VALLEY | HENRIETTA 1110 | 252681110 | HENRIETTA | 68.5373 | 68.5373 | 100.0%
DIABLO | BAY AREA | HERDLYN 1102 | 163741102 | HERDLYN | 1.424 | 59.5833 | 2.39%
STOCKTON | CENTRAL VALLEY | HERDLYN 1102 | 163741102 | HERDLYN | 58.1593 | 59.5833 | 97.61%
STOCKTON | CENTRAL VALLEY | HERDLYN 1103 | 163741103 | HERDLYN | 99.0332 | 99.0332 | 100.0%
SAN JOSE | CENTRAL COAST | HICKS 1108 | 083431108 | HICKS | 12.0811 | 12.0811 | 100.0%
DE ANZA | CENTRAL COAST | HICKS 1109 | 083431109 | HICKS | 9.1996 | 14.9144 | 61.68%
SAN JOSE | CENTRAL COAST | HICKS 1109 | 083431109 | HICKS | 5.7148 | 14.9144 | 38.32%
SAN JOSE | CENTRAL COAST | HICKS 1110 | 083431110 | HICKS | 8.3864 | 8.3864 | 100.0%
DE ANZA | CENTRAL COAST | HICKS 1111 | 083431111 | HICKS | 3.1947 | 21.8916 | 14.59%
SAN JOSE | CENTRAL COAST | HICKS 1111 | 083431111 | HICKS | 18.6969 | 21.8916 | 85.41%
SAN JOSE | CENTRAL COAST | HICKS 1112 | 083431112 | HICKS | 0.028006 | 0.028006 | 100.0%
DE ANZA | CENTRAL COAST | HICKS 1113 | 083431113 | HICKS | 5.6036 | 19.2714 | 29.08%
SAN JOSE | CENTRAL COAST | HICKS 1113 | 083431113 | HICKS | 13.6679 | 19.2714 | 70.92%
DE ANZA | CENTRAL COAST | HICKS 1114 | 083431114 | HICKS | 4.9389 | 9.4771 | 52.11%
SAN JOSE | CENTRAL COAST | HICKS 1114 | 083431114 | HICKS | 4.5382 | 9.4771 | 47.89%
DE ANZA | CENTRAL COAST | HICKS 1115 | 083431115 | HICKS | 9.5139 | 15.5195 | 61.3%
SAN JOSE | CENTRAL COAST | HICKS 1115 | 083431115 | HICKS | 5.957 | 15.5195 | 38.38%
DE ANZA | CENTRAL COAST | HICKS 1116 | 083431116 | HICKS | 14.9665 | 34.4108 | 43.49%
SAN JOSE | CENTRAL COAST | HICKS 1116 | 083431116 | HICKS | 5.4043 | 34.4108 | 15.71%
SAN JOSE | CENTRAL COAST | HICKS 2101 | 083432101 | HICKS | 30.05 | 42.4395 | 70.81%
SAN JOSE | CENTRAL COAST | HICKS 2102 | 083432102 | HICKS | 3.9231 | 3.9231 | 100.0%
DE ANZA | CENTRAL COAST | HICKS 2103 | 083432103 | HICKS | 2.4061 | 27.2526 | 8.83%
SAN JOSE | CENTRAL COAST | HICKS 2103 | 083432103 | HICKS | 12.7152 | 27.2526 | 46.66%
SAN JOSE | CENTRAL COAST | HICKS 2105 | 083432105 | HICKS | 9.869 | 9.869 | 100.0%
SAN JOSE | CENTRAL COAST | HICKS 2111 | 083432111 | HICKS | 4.6139 | 4.6139 | 100.0%
SIERRA | NORTHERN | HIGGINS 1103 | 152691103 | HIGGINS | 5.0224 | 80.1388 | 6.27%
SIERRA | NORTHERN | HIGGINS 1104 | 152691104 | HIGGINS | 12.7264 | 84.4203 | 15.08%
SIERRA | NORTHERN | HIGGINS 1107 | 152691107 | HIGGINS | 14.4052 | 32.5445 | 44.26%
SIERRA | NORTHERN | HIGGINS 1108 | 152691108 | HIGGINS | 0.020398 | 0.020398 | 100.0%
SIERRA | NORTHERN | HIGGINS 1109 | 152691109 | HIGGINS | 0.89973 | 141.4104 | 0.64%
SIERRA | NORTHERN | HIGGINS 1110 | 152691110 | HIGGINS | 8.2634 | 57.6031 | 14.35%
HUMBOLDT | NORTHERN | HIGHLANDS 1102 | 043361102 | HIGHLANDS | 24.2637 | 60.1181 | 40.36%
HUMBOLDT | NORTHERN | HIGHLANDS 1103 | 043361103 | HIGHLANDS | 13.2246 | 125.1591 | 10.57%
HUMBOLDT | NORTHERN | HIGHLANDS 1104 | 043361104 | HIGHLANDS | 17.2668 | 29.4318 | 58.67%
NORTH BAY | BAY AREA | HIGHWAY 1101 | 042651101 | HIGHWAY | 6.0915 | 6.0915 | 100.0%
NORTH BAY | BAY AREA | HIGHWAY 1102 | 042651102 | HIGHWAY | 25.2341 | 25.2341 | 100.0%
NORTH BAY | BAY AREA | HIGHWAY 1103 | 042651103 | HIGHWAY | 6.2841 | 6.2841 | 100.0%
NORTH BAY | BAY AREA | HIGHWAY 1104 | 042651104 | HIGHWAY | 6.4202 | 6.4202 | 100.0%
NORTH BAY | BAY AREA | HIGHWAY 1105 | 042651105 | HIGHWAY | 9.2423 | 9.2423 | 100.0%
NORTH BAY | BAY AREA | HIGHWAY 1106 | 042651106 | HIGHWAY | 15.2943 | 15.2943 | 100.0%
PENINSULA | CENTRAL COAST | HILLSDALE 0401 | 024110401 | HILLSDALE | 7.4628 | 7.4628 | 100.0%
PENINSULA | CENTRAL COAST | HILLSDALE 0402 | 024110402 | HILLSDALE | 8.0082 | 8.0082 | 100.0%
PENINSULA | CENTRAL COAST | HILLSDALE 0403 | 024110403 | HILLSDALE | 3.4379 | 3.4379 | 100.0%
PENINSULA | CENTRAL COAST | HILLSDALE 0404 | 024110404 | HILLSDALE | 5.6836 | 5.6836 | 100.0%
PENINSULA | CENTRAL COAST | HILLSDALE 0405 | 024110405 | HILLSDALE | 5.8875 | 5.8875 | 100.0%
CENTRAL COAST | CENTRAL COAST | HOLLISTER 2101 | 182492101 | HOLLISTER | 25.7745 | 25.7745 | 100.0%
CENTRAL COAST | CENTRAL COAST | HOLLISTER 2102 | 182492102 | HOLLISTER | 66.3665 | 94.1619 | 70.48%
SAN JOSE | CENTRAL COAST | HOLLISTER 2102 | 182492102 | HOLLISTER | 0.17295 | 94.1619 | 0.18%
YOSEMITE | CENTRAL VALLEY | HOLLISTER 2102 | 182492102 | HOLLISTER | 0.063732 | 94.1619 | 0.07%
CENTRAL COAST | CENTRAL COAST | HOLLISTER 2103 | 182492103 | HOLLISTER | 14.0725 | 14.0725 | 100.0%
CENTRAL COAST | CENTRAL COAST | HOLLISTER 2104 | 182492104 | HOLLISTER | 118.9949 | 125.382 | 94.91%
CENTRAL COAST | CENTRAL COAST | HOLLISTER 2105 | 182492105 | HOLLISTER | 98.84 | 162.9808 | 60.65%
CENTRAL COAST | CENTRAL COAST | HOLLISTER 2106 | 182492106 | HOLLISTER | 32.5397 | 40.4885 | 80.37%
EAST BAY | BAY AREA | HOLLYWOOD 0401 | 013170401 | HOLLYWOOD | 2.5611 | 5.2946 | 48.37%
NORTH VALLEY | NORTHERN | HONCUT 1101 | 103211101 | HONCUT | 113.6269 | 115.31 | 98.54%
SIERRA | NORTHERN | HONCUT 1101 | 103211101 | HONCUT | 1.683 | 115.31 | 1.46%
NORTH VALLEY | NORTHERN | HONCUT 1102 | 103211102 | HONCUT | 1.4331 | 117.1524 | 1.22%
SIERRA | NORTHERN | HONCUT 1102 | 103211102 | HONCUT | 115.7194 | 117.1524 | 98.78%
HUMBOLDT | NORTHERN | HOOPA 1101 | 192401101 | HOOPA | 31.6811 | 139.2725 | 22.75%
HUMBOLDT | NORTHERN | HOPLAND 1101 | 042251101 | HOPLAND | 48.8518 | 130.6666 | 37.39%
SIERRA | NORTHERN | HORSESHOE 1101 | 152571101 | HORSESHOE | 31.4083 | 36.2391 | 86.67%
SIERRA | NORTHERN | HORSESHOE 1102 | 152571102 | HORSESHOE | 14.8345 | 14.8345 | 100.0%
SIERRA | NORTHERN | HORSESHOE 1103 | 152571103 | HORSESHOE | 5.3384 | 5.3384 | 100.0%
SIERRA | NORTHERN | HORSESHOE 1104 | 152571104 | HORSESHOE | 9.6378 | 11.624 | 82.91%
SIERRA | NORTHERN | HORSESHOE 1105 | 152571105 | HORSESHOE | 2.264 | 2.264 | 100.0%
SIERRA | NORTHERN | HORSESHOE 1106 | 152571106 | HORSESHOE | 15.2874 | 15.2874 | 100.0%
HUMBOLDT | NORTHERN | HUMBOLDT BAY 1101 | 192341101 | HUMBOLDT BAY | 13.2472 | 13.2472 | 100.0%
HUMBOLDT | NORTHERN | HUMBOLDT BAY 1102 | 192341102 | HUMBOLDT BAY | 35.7809 | 41.989 | 85.21%
SAN FRANCISCO | BAY AREA | HUNTERS POINT (P) 1101 | 022331101 | HUNTERS POINT (P) | 3.681 | 3.681 | 100.0%
SAN FRANCISCO | BAY AREA | HUNTERS POINT (P) 1102 | 022331102 | HUNTERS POINT (P) | 8.2477 | 8.2477 | 100.0%
SAN FRANCISCO | BAY AREA | HUNTERS POINT (P) 1103 | 022331103 | HUNTERS POINT (P) | 4.6582 | 4.6582 | 100.0%
SAN FRANCISCO | BAY AREA | HUNTERS POINT (P) 1104 | 022331104 | HUNTERS POINT (P) | 3.8649 | 3.8649 | 100.0%
SAN FRANCISCO | BAY AREA | HUNTERS POINT (P) 1105 | 022331105 | HUNTERS POINT (P) | 10.4995 | 10.4995 | 100.0%
SAN FRANCISCO | BAY AREA | HUNTERS POINT (P) 1106 | 022331106 | HUNTERS POINT (P) | 1.5324 | 1.5324 | 100.0%
SAN FRANCISCO | BAY AREA | HUNTERS POINT (P) 1107 | 022331107 | HUNTERS POINT (P) | 5.4013 | 5.4013 | 100.0%
SAN FRANCISCO | BAY AREA | HUNTERS POINT (P) 1108 | 022331108 | HUNTERS POINT (P) | 5.6342 | 5.6342 | 100.0%
SAN FRANCISCO | BAY AREA | HUNTERS POINT (P) 1109 | 022331109 | HUNTERS POINT (P) | 1.5997 | 1.5997 | 100.0%
FRESNO | CENTRAL VALLEY | HURON 1106 | 253161106 | HURON | 1.458 | 1.458 | 100.0%
FRESNO | CENTRAL VALLEY | HURON 1107 | 253161107 | HURON | 0.33621 | 0.33621 | 100.0%
FRESNO | CENTRAL VALLEY | HURON 1108 | 253161108 | HURON | 10.0683 | 10.0683 | 100.0%
FRESNO | CENTRAL VALLEY | HURON 1109 | 253161109 | HURON | 0.34178 | 0.34178 | 100.0%
FRESNO | CENTRAL VALLEY | HURON 1112 | 253161112 | HURON | 13.872 | 13.872 | 100.0%
FRESNO | CENTRAL VALLEY | HURON 1116 | 253161116 | HURON | 31.2877 | 31.2877 | 100.0%
NORTH BAY | BAY AREA | IGNACIO 1101 | 042481101 | IGNACIO | 7.3822 | 13.9983 | 52.74%
NORTH BAY | BAY AREA | IGNACIO 1102 | 042481102 | IGNACIO | 8.5181 | 8.5181 | 100.0%
NORTH BAY | BAY AREA | IGNACIO 1103 | 042481103 | IGNACIO | 1.794 | 2.0898 | 85.85%
NORTH BAY | BAY AREA | IGNACIO 1104 | 042481104 | IGNACIO | 58.1466 | 66.347 | 87.64%
SONOMA | NORTHERN | IGNACIO 1104 | 042481104 | IGNACIO | 0.42515 | 66.347 | 0.64%
CENTRAL COAST | CENTRAL COAST | INDUSTRIAL ACRES 0411 | 182300411 | INDUSTRIAL ACRES | 1.9819 | 1.9819 | 100.0%
CENTRAL COAST | CENTRAL COAST | INDUSTRIAL ACRES 0412 | 182300412 | INDUSTRIAL ACRES | 9.8138 | 9.8138 | 100.0%
CENTRAL COAST | CENTRAL COAST | INDUSTRIAL ACRES 0413 | 182300413 | INDUSTRIAL ACRES | 3.7031 | 3.7031 | 100.0%
CENTRAL COAST | CENTRAL COAST | INDUSTRIAL ACRES 0415 | 182300415 | INDUSTRIAL ACRES | 1.4314 | 1.4314 | 100.0%
STOCKTON | CENTRAL VALLEY | IONE 1101 | 163881101 | IONE | 14.1574 | 28.9755 | 48.86%
NORTH VALLEY | NORTHERN | JACINTO 1101 | 102851101 | JACINTO | 78.7527 | 78.7527 | 100.0%
NORTH VALLEY | NORTHERN | JACINTO 1102 | 102851102 | JACINTO | 106.266 | 106.266 | 100.0%
FRESNO | CENTRAL VALLEY | JACOBS CORNER 1101 | 254771101 | JACOBS CORNER | 62.7855 | 62.7855 | 100.0%
FRESNO | CENTRAL VALLEY | JACOBS CORNER 1102 | 254771102 | JACOBS CORNER | 51.1081 | 51.1081 | 100.0%
SACRAMENTO | NORTHERN | JAMESON 1101 | 063801101 | JAMESON | 0.0056785 | 0.0056785 | 100.0%
SACRAMENTO | NORTHERN | JAMESON 1102 | 063801102 | JAMESON | 12.1943 | 20.1628 | 60.48%
NORTH BAY | BAY AREA | JAMESON 1103 | 063801103 | JAMESON | 0.82265 | 10.825 | 7.6%
SACRAMENTO | NORTHERN | JAMESON 1103 | 063801103 | JAMESON | 7.7303 | 10.825 | 71.41%
SACRAMENTO | NORTHERN | JAMESON 1104 | 063801104 | JAMESON | 0.093145 | 0.093145 | 100.0%
SACRAMENTO | NORTHERN | JAMESON 1105 | 063801105 | JAMESON | 47.4416 | 64.2308 | 73.86%
HUMBOLDT | NORTHERN | JANES CREEK 1101 | 192391101 | JANES CREEK | 29.5503 | 29.5503 | 100.0%
HUMBOLDT | NORTHERN | JANES CREEK 1102 | 192391102 | JANES CREEK | 6.822 | 6.822 | 100.0%
HUMBOLDT | NORTHERN | JANES CREEK 1103 | 192391103 | JANES CREEK | 42.2204 | 42.2204 | 100.0%
HUMBOLDT | NORTHERN | JANES CREEK 1104 | 192391104 | JANES CREEK | 2.5788 | 2.5788 | 100.0%
MISSION | CENTRAL COAST | JARVIS 1101 | 013501101 | JARVIS | 12.5176 | 13.0507 | 95.92%
MISSION | CENTRAL COAST | JARVIS 1103 | 013501103 | JARVIS | 3.345 | 3.345 | 100.0%
MISSION | CENTRAL COAST | JARVIS 1104 | 013501104 | JARVIS | 3.9207 | 3.9207 | 100.0%
MISSION | CENTRAL COAST | JARVIS 1105 | 013501105 | JARVIS | 6.2347 | 6.2347 | 100.0%
MISSION | CENTRAL COAST | JARVIS 1106 | 013501106 | JARVIS | 4.8135 | 4.8135 | 100.0%
MISSION | CENTRAL COAST | JARVIS 1108 | 013501108 | JARVIS | 19.148 | 19.8754 | 96.34%
MISSION | CENTRAL COAST | JARVIS 1109 | 013501109 | JARVIS | 4.1105 | 4.1105 | 100.0%
MISSION | CENTRAL COAST | JARVIS 1110 | 013501110 | JARVIS | 5.9967 | 5.9967 | 100.0%
MISSION | CENTRAL COAST | JARVIS 1111 | 013501111 | JARVIS | 18.3196 | 19.2585 | 95.12%
MISSION | CENTRAL COAST | JARVIS 1112 | 013501112 | JARVIS | 7.3666 | 7.3666 | 100.0%
DIABLO | BAY AREA | JERSEY ISLAND 0401 | 018320401 | JERSEY ISLAND | 1.3187 | 2.8797 | 45.79%
SACRAMENTO | NORTHERN | JERSEY ISLAND 0401 | 018320401 | JERSEY ISLAND | 1.561 | 2.8797 | 54.21%
NORTH VALLEY | NORTHERN | JESSUP 1101 | 103441101 | JESSUP | 14.989 | 80.0378 | 18.73%
NORTH VALLEY | NORTHERN | JESSUP 1102 | 103441102 | JESSUP | 32.3333 | 86.808 | 37.25%
NORTH VALLEY | NORTHERN | JESSUP 1103 | 103441103 | JESSUP | 34.0458 | 38.0528 | 89.47%
CENTRAL COAST | CENTRAL COAST | JOLON 1102 | 182981102 | JOLON | 40.3912 | 105.2992 | 38.36%
CENTRAL COAST | CENTRAL COAST | JOLON 1103 | 182981103 | JOLON | 7.3809 | 18.446 | 40.01%
SAN FRANCISCO | BAY AREA | JUDAH 0401 | 022400401 | JUDAH | 3.6818 | 3.6818 | 100.0%
SAN FRANCISCO | BAY AREA | JUDAH 0402 | 022400402 | JUDAH | 2.1291 | 2.1291 | 100.0%
NORTH VALLEY | NORTHERN | KANAKA 1101 | 103221101 | KANAKA | 0.32569 | 93.1939 | 0.35%
FRESNO | CENTRAL VALLEY | KEARNEY 1104 | 252701104 | KEARNEY | 73.1173 | 73.1173 | 100.0%
FRESNO | CENTRAL VALLEY | KEARNEY 1106 | 252701106 | KEARNEY | 40.9604 | 40.9604 | 100.0%
FRESNO | CENTRAL VALLEY | KEARNEY 1110 | 252701110 | KEARNEY | 51.8584 | 51.8584 | 100.0%
FRESNO | CENTRAL VALLEY | KEARNEY 1113 | 252701113 | KEARNEY | 0.6265 | 0.6265 | 100.0%
FRESNO | CENTRAL VALLEY | KEARNEY 1114 | 252701114 | KEARNEY | 12.4279 | 12.4279 | 100.0%
FRESNO | CENTRAL VALLEY | KERMAN 1101 | 252711101 | KERMAN | 142.4348 | 142.4348 | 100.0%
FRESNO | CENTRAL VALLEY | KERMAN 1102 | 252711102 | KERMAN | 59.1589 | 59.1589 | 100.0%
FRESNO | CENTRAL VALLEY | KERMAN 1103 | 252711103 | KERMAN | 56.0267 | 56.0267 | 100.0%
FRESNO | CENTRAL VALLEY | KERMAN 1104 | 252711104 | KERMAN | 66.399 | 66.399 | 100.0%
FRESNO | CENTRAL VALLEY | KERMAN 1106 | 252711106 | KERMAN | 78.3577 | 78.3577 | 100.0%
FRESNO | CENTRAL VALLEY | KERMAN 1108 | 252711108 | KERMAN | 28.2007 | 28.2007 | 100.0%
KERN | CENTRAL VALLEY | KERN OIL 1103 | 252721103 | KERN OIL | 11.3607 | 11.3607 | 100.0%
KERN | CENTRAL VALLEY | KERN OIL 1104 | 252721104 | KERN OIL | 43.0776 | 43.0776 | 100.0%
KERN | CENTRAL VALLEY | KERN OIL 1106 | 252721106 | KERN OIL | 52.1993 | 53.4773 | 97.61%
KERN | CENTRAL VALLEY | KERN OIL 1107 | 252721107 | KERN OIL | 6.7054 | 6.7054 | 100.0%
KERN | CENTRAL VALLEY | KERN OIL 1108 | 252721108 | KERN OIL | 20.8174 | 20.8174 | 100.0%
KERN | CENTRAL VALLEY | KERN OIL 1109 | 252721109 | KERN OIL | 11.2994 | 11.2994 | 100.0%
KERN | CENTRAL VALLEY | KERN OIL 1110 | 252721110 | KERN OIL | 8.5299 | 8.5299 | 100.0%
KERN | CENTRAL VALLEY | KERN OIL 1112 | 252721112 | KERN OIL | 0.066436 | 0.066436 | 100.0%
KERN | CENTRAL VALLEY | KERN OIL 1114 | 252721114 | KERN OIL | 13.8511 | 13.8511 | 100.0%
KERN | CENTRAL VALLEY | KERN OIL 1116 | 252721116 | KERN OIL | 4.7597 | 4.7597 | 100.0%
KERN | CENTRAL VALLEY | KERN POWER 2101 | 255262101 | KERN POWER | 1.9826 | 1.9826 | 100.0%
KERN | CENTRAL VALLEY | KERN POWER 2102 | 255262102 | KERN POWER | 4.5239 | 4.5239 | 100.0%
KERN | CENTRAL VALLEY | KERN POWER 2103 | 255262103 | KERN POWER | 12.4138 | 12.4138 | 100.0%
KERN | CENTRAL VALLEY | KERN POWER 2104 | 255262104 | KERN POWER | 5.0294 | 5.0294 | 100.0%
KERN | CENTRAL VALLEY | KERN POWER 2105 | 255262105 | KERN POWER | 11.5484 | 11.5484 | 100.0%
FRESNO | CENTRAL VALLEY | KETTLEMAN HILLS 1101 | 252731101 | KETTLEMAN HILLS | 38.1756 | 38.1756 | 100.0%
FRESNO | CENTRAL VALLEY | KETTLEMAN HILLS 2104 | 252732104 | KETTLEMAN HILLS | 34.8365 | 34.8365 | 100.0%
CENTRAL COAST | CENTRAL COAST | KING CITY 1101 | 182031101 | KING CITY | 6.8872 | 6.8872 | 100.0%
CENTRAL COAST | CENTRAL COAST | KING CITY 1102 | 182031102 | KING CITY | 21.9706 | 21.9706 | 100.0%
CENTRAL COAST | CENTRAL COAST | KING CITY 1103 | 182031103 | KING CITY | 10.0314 | 27.4663 | 36.52%
CENTRAL COAST | CENTRAL COAST | KING CITY 1104 | 182031104 | KING CITY | 13.6707 | 13.6707 | 100.0%
CENTRAL COAST | CENTRAL COAST | KING CITY 1105 | 182031105 | KING CITY | 3.0684 | 3.0684 | 100.0%
CENTRAL COAST | CENTRAL COAST | KING CITY 1106 | 182031106 | KING CITY | 71.6875 | 71.6875 | 100.0%
CENTRAL COAST | CENTRAL COAST | KING CITY 1107 | 182031107 | KING CITY | 0.016303 | 0.016303 | 100.0%
CENTRAL COAST | CENTRAL COAST | KING CITY 1108 | 182031108 | KING CITY | 0.018025 | 0.018025 | 100.0%
FRESNO | CENTRAL VALLEY | KINGSBURG 1102 | 252241102 | KINGSBURG | 15.5844 | 15.5844 | 100.0%
FRESNO | CENTRAL VALLEY | KINGSBURG 1108 | 252241108 | KINGSBURG | 42.1656 | 42.1656 | 100.0%
FRESNO | CENTRAL VALLEY | KINGSBURG 1110 | 252241110 | KINGSBURG | 32.0837 | 32.0837 | 100.0%
FRESNO | CENTRAL VALLEY | KINGSBURG 1111 | 252241111 | KINGSBURG | 109.3286 | 109.3286 | 100.0%
FRESNO | CENTRAL VALLEY | KINGSBURG 1112 | 252241112 | KINGSBURG | 14.0858 | 14.0858 | 100.0%
FRESNO | CENTRAL VALLEY | KINGSBURG 1113 | 252241113 | KINGSBURG | 73.8576 | 73.8576 | 100.0%
FRESNO | CENTRAL VALLEY | KINGSBURG 1114 | 252241114 | KINGSBURG | 22.9002 | 22.9002 | 100.0%
FRESNO | CENTRAL VALLEY | KINGSBURG 1116 | 252241116 | KINGSBURG | 114.4333 | 114.4333 | 100.0%
DIABLO | BAY AREA | KIRKER 2103 | 014452103 | KIRKER | 8.0644 | 8.0644 | 100.0%
DIABLO | BAY AREA | KIRKER 2104 | 014452104 | KIRKER | 13.5452 | 19.2758 | 70.27%
DIABLO | BAY AREA | KIRKER 2105 | 014452105 | KIRKER | 6.3427 | 6.3427 | 100.0%
DIABLO | BAY AREA | KIRKER 2106 | 014452106 | KIRKER | 17.083 | 17.083 | 100.0%
DIABLO | BAY AREA | KIRKER 2107 | 014452107 | KIRKER | 8.4981 | 8.4981 | 100.0%
DIABLO | BAY AREA | KIRKER 2108 | 014452108 | KIRKER | 9.5519 | 9.5519 | 100.0%
DIABLO | BAY AREA | KIRKER 2109 | 014452109 | KIRKER | 8.6685 | 8.6685 | 100.0%
SACRAMENTO | NORTHERN | KNIGHTS LANDING 1101 | 062721101 | KNIGHTS LANDING | 45.5534 | 45.5534 | 100.0%
SACRAMENTO | NORTHERN | KNIGHTS LANDING 1102 | 062721102 | KNIGHTS LANDING | 119.8307 | 119.8307 | 100.0%
HUMBOLDT | NORTHERN | KONOCTI 1102 | 043311102 | KONOCTI | 21.6653 | 146.8328 | 14.76%
HUMBOLDT | NORTHERN | KONOCTI 1108 | 043311108 | KONOCTI | 12.6322 | 32.8996 | 38.4%
KERN | CENTRAL VALLEY | LAKEVIEW 1102 | 253411102 | LAKEVIEW | 54.1935 | 54.1935 | 100.0%
KERN | CENTRAL VALLEY | LAKEVIEW 1103 | 253411103 | LAKEVIEW | 22.5828 | 22.5828 | 100.0%
KERN | CENTRAL VALLEY | LAKEVIEW 1106 | 253411106 | LAKEVIEW | 42.7475 | 42.7475 | 100.0%
KERN | CENTRAL VALLEY | LAKEVIEW 1107 | 253411107 | LAKEVIEW | 25.6428 | 25.6428 | 100.0%
KERN | CENTRAL VALLEY | LAKEVIEW 1108 | 253411108 | LAKEVIEW | 0.6289 | 0.6289 | 100.0%
KERN | CENTRAL VALLEY | LAKEVIEW 1109 | 253411109 | LAKEVIEW | 0.63809 | 0.63809 | 100.0%
SONOMA | NORTHERN | LAKEVILLE 1101 | 043371101 | LAKEVILLE | 19.3172 | 19.3172 | 100.0%
SONOMA | NORTHERN | LAKEVILLE 1102 | 043371102 | LAKEVILLE | 30.9847 | 50.3299 | 61.56%
SONOMA | NORTHERN | LAKEVILLE 1105 | 043371105 | LAKEVILLE | 4.2221 | 4.2221 | 100.0%
DIABLO | BAY AREA | LAKEWOOD 1101 | 013531101 | LAKEWOOD | 0.7184 | 0.7184 | 100.0%
DIABLO | BAY AREA | LAKEWOOD 1102 | 013531102 | LAKEWOOD | 9.5079 | 9.5872 | 99.17%
DIABLO | BAY AREA | LAKEWOOD 1103 | 013531103 | LAKEWOOD | 2.3696 | 2.3696 | 100.0%
DIABLO | BAY AREA | LAKEWOOD 1104 | 013531104 | LAKEWOOD | 11.7464 | 11.7464 | 100.0%
DIABLO | BAY AREA | LAKEWOOD 2107 | 013532107 | LAKEWOOD | 21.0795 | 28.9966 | 72.7%
DIABLO | BAY AREA | LAKEWOOD 2108 | 013532108 | LAKEWOOD | 0.53435 | 0.53435 | 100.0%
DIABLO | BAY AREA | LAKEWOOD 2109 | 013532109 | LAKEWOOD | 6.7841 | 7.1946 | 94.29%
DIABLO | BAY AREA | LAKEWOOD 2110 | 013532110 | LAKEWOOD | 22.8772 | 22.8772 | 100.0%
DIABLO | BAY AREA | LAKEWOOD 2111 | 013532111 | LAKEWOOD | 2.2919 | 2.2919 | 100.0%
DIABLO | BAY AREA | LAKEWOOD 2112 | 013532112 | LAKEWOOD | 8.838 | 8.838 | 100.0%
DIABLO | BAY AREA | LAKEWOOD 2223 | 013532223 | LAKEWOOD | 9.2991 | 9.2991 | 100.0%
DIABLO | BAY AREA | LAKEWOOD 2224 | 013532224 | LAKEWOOD | 23.4588 | 24.2855 | 96.6%
DIABLO | BAY AREA | LAKEWOOD 2225 | 013532225 | LAKEWOOD | 8.0981 | 8.0981 | 100.0%
DIABLO | BAY AREA | LAKEWOOD 2226 | 013532226 | LAKEWOOD | 8.0113 | 8.0113 | 100.0%
DIABLO | BAY AREA | LAKEWOOD 2227 | 013532227 | LAKEWOOD | 7.8483 | 7.886 | 99.52%
STOCKTON | CENTRAL VALLEY | LAMMERS 1101 | 162771101 | LAMMERS | 18.1197 | 18.1197 | 100.0%
STOCKTON | CENTRAL VALLEY | LAMMERS 1102 | 162771102 | LAMMERS | 5.9026 | 5.9026 | 100.0%
STOCKTON | CENTRAL VALLEY | LAMMERS 1103 | 162771103 | LAMMERS | 6.7761 | 6.7761 | 100.0%
STOCKTON | CENTRAL VALLEY | LAMMERS 1105 | 162771105 | LAMMERS | 2.1269 | 2.1269 | 100.0%
STOCKTON | CENTRAL VALLEY | LAMMERS 1106 | 162771106 | LAMMERS | 2.4129 | 2.4129 | 100.0%
STOCKTON | CENTRAL VALLEY | LAMMERS 1107 | 162771107 | LAMMERS | 9.224 | 9.224 | 100.0%
KERN | CENTRAL VALLEY | LAMONT 1102 | 253911102 | LAMONT | 58.3124 | 59.6325 | 97.79%
KERN | CENTRAL VALLEY | LAMONT 1103 | 253911103 | LAMONT | 27.8401 | 27.8401 | 100.0%
KERN | CENTRAL VALLEY | LAMONT 1104 | 253911104 | LAMONT | 52.6335 | 52.6335 | 100.0%
KERN | CENTRAL VALLEY | LAMONT 1105 | 253911105 | LAMONT | 33.6231 | 33.6231 | 100.0%
KERN | CENTRAL VALLEY | LAMONT 1106 | 253911106 | LAMONT | 35.2949 | 35.2949 | 100.0%
KERN | CENTRAL VALLEY | LAMONT 1107 | 253911107 | LAMONT | 46.2282 | 46.2282 | 100.0%
SAN FRANCISCO | BAY AREA | LARKIN (Y) 1107 | 022801107 | LARKIN (Y) | 2.3738 | 2.3738 | 100.0%
SAN FRANCISCO | BAY AREA | LARKIN (Y) 1108 | 022801108 | LARKIN (Y) | 0.10348 | 0.10348 | 100.0%
SAN FRANCISCO | BAY AREA | LARKIN (Y) 1109 | 022801109 | LARKIN (Y) | 0.29838 | 0.29838 | 100.0%
SAN FRANCISCO | BAY AREA | LARKIN (Y) 1110 | 022801110 | LARKIN (Y) | 1.177 | 1.177 | 100.0%
SAN FRANCISCO | BAY AREA | LARKIN (Y) 1111 | 022801111 | LARKIN (Y) | 0.11588 | 0.11588 | 100.0%
SAN FRANCISCO | BAY AREA | LARKIN (Y) 1119 | 022801119 | LARKIN (Y) | 1.7193 | 1.7193 | 100.0%
SAN FRANCISCO | BAY AREA | LARKIN (Y) 1120 | 022801120 | LARKIN (Y) | 2.1188 | 2.1188 | 100.0%
SAN FRANCISCO | BAY AREA | LARKIN (Y) 1127 | 022801127 | LARKIN (Y) | 1.4698 | 1.4698 | 100.0%
SAN FRANCISCO | BAY AREA | LARKIN (Y) 1128 | 022801128 | LARKIN (Y) | 0.11136 | 0.11136 | 100.0%
SAN FRANCISCO | BAY AREA | LARKIN (Y) 1135 | 022801135 | LARKIN (Y) | 1.6822 | 1.6822 | 100.0%
SAN FRANCISCO | BAY AREA | LARKIN (Y) 1136 | 022801136 | LARKIN (Y) | 1.0495 | 1.0495 | 100.0%
SAN FRANCISCO | BAY AREA | LARKIN (Y) 1137 | 022801137 | LARKIN (Y) | 0.02301 | 0.02301 | 100.0%
SAN FRANCISCO | BAY AREA | LARKIN (Y) 1138 | 022801138 | LARKIN (Y) | 6.6044 | 6.6044 | 100.0%
SAN FRANCISCO | BAY AREA | LARKIN (Y) 1140 | 022801140 | LARKIN (Y) | 0.083273 | 0.083273 | 100.0%
SAN FRANCISCO | BAY AREA | LARKIN (Y) 1141 | 022801141 | LARKIN (Y) | 0.03388 | 0.03388 | 100.0%
DIABLO | BAY AREA | LAS AROMAS 0401 | 013600401 | LAS AROMAS | 1.0128 | 6.2449 | 16.22%
NORTH BAY | BAY AREA | LAS GALLINAS A 1103 | 042991103 | LAS GALLINAS A | 5.5946 | 5.5946 | 100.0%
NORTH BAY | BAY AREA | LAS GALLINAS A 1104 | 042991104 | LAS GALLINAS A | 12.6195 | 12.9133 | 97.73%
NORTH BAY | BAY AREA | LAS GALLINAS A 1105 | 042991105 | LAS GALLINAS A | 10.1345 | 21.5564 | 47.01%
NORTH BAY | BAY AREA | LAS GALLINAS A 1106 | 042991106 | LAS GALLINAS A | 14.6198 | 15.7492 | 92.83%
NORTH BAY | BAY AREA | LAS GALLINAS A 1107 | 042991107 | LAS GALLINAS A | 8.2931 | 8.3145 | 99.74%
FRESNO | CENTRAL VALLEY | LAS PALMAS 1101 | 254921101 | LAS PALMAS | 0.26344 | 0.26344 | 100.0%
MISSION | CENTRAL COAST | LAS POSITAS 2103 | 014402103 | LAS POSITAS | 2.9675 | 2.9675 | 100.0%
MISSION | CENTRAL COAST | LAS POSITAS 2104 | 014402104 | LAS POSITAS | 14.2355 | 14.2355 | 100.0%
MISSION | CENTRAL COAST | LAS POSITAS 2105 | 014402105 | LAS POSITAS | 3.7752 | 3.7752 | 100.0%
MISSION | CENTRAL COAST | LAS POSITAS 2106 | 014402106 | LAS POSITAS | 16.1728 | 16.1728 | 100.0%
MISSION | CENTRAL COAST | LAS POSITAS 2107 | 014402107 | LAS POSITAS | 9.4344 | 9.4344 | 100.0%
MISSION | CENTRAL COAST | LAS POSITAS 2108 | 014402108 | LAS POSITAS | 13.838 | 20.6889 | 66.89%
MISSION | CENTRAL COAST | LAS POSITAS 2109 | 014402109 | LAS POSITAS | 13.3612 | 13.3612 | 100.0%
MISSION | CENTRAL COAST | LAS POSITAS 2110 | 014402110 | LAS POSITAS | 19.6685 | 19.6685 | 100.0%
PENINSULA | CENTRAL COAST | LAS PULGAS 0401 | 024120401 | LAS PULGAS | 5.7047 | 6.0505 | 94.29%
PENINSULA | CENTRAL COAST | LAS PULGAS 0402 | 024120402 | LAS PULGAS | 2.564 | 2.564 | 100.0%
PENINSULA | CENTRAL COAST | LAS PULGAS 0403 | 024120403 | LAS PULGAS | 7.8386 | 7.8386 | 100.0%
PENINSULA | CENTRAL COAST | LAS PULGAS 0404 | 024120404 | LAS PULGAS | 4.0484 | 4.0484 | 100.0%
STOCKTON | CENTRAL VALLEY | LATHROP 0402 | 163030402 | LATHROP | 0.036521 | 0.036521 | 100.0%
CENTRAL COAST | CENTRAL COAST | LAURELES 1111 | 182371111 | LAURELES | 1.1195 | 106.9662 | 1.05%
CENTRAL COAST | CENTRAL COAST | LAURELES 1112 | 182371112 | LAURELES | 10.1029 | 36.7974 | 27.46%
PENINSULA | CENTRAL COAST | LAWNDALE 0401 | 022440401 | LAWNDALE | 4.7815 | 4.7815 | 100.0%
PENINSULA | CENTRAL COAST | LAWNDALE 0402 | 022440402 | LAWNDALE | 4.6373 | 4.6373 | 100.0%
DE ANZA | CENTRAL COAST | LAWRENCE 1102 | 083421102 | LAWRENCE | 0.086783 | 0.086783 | 100.0%
DE ANZA | CENTRAL COAST | LAWRENCE 1103 | 083421103 | LAWRENCE | 0.22622 | 0.22622 | 100.0%
DE ANZA | CENTRAL COAST | LAWRENCE 1104 | 083421104 | LAWRENCE | 9.3431 | 9.3431 | 100.0%
DE ANZA | CENTRAL COAST | LAWRENCE 1105 | 083421105 | LAWRENCE | 1.1572 | 1.1572 | 100.0%
DE ANZA | CENTRAL COAST | LAWRENCE 1106 | 083421106 | LAWRENCE | 2.7432 | 2.7432 | 100.0%
DE ANZA | CENTRAL COAST | LAWRENCE 1107 | 083421107 | LAWRENCE | 4.2591 | 4.6249 | 92.09%
SAN JOSE | CENTRAL COAST | LAWRENCE 1107 | 083421107 | LAWRENCE | 0.36582 | 4.6249 | 7.91%
DE ANZA | CENTRAL COAST | LAWRENCE 1108 | 083421108 | LAWRENCE | 0.97341 | 0.97341 | 100.0%
DE ANZA | CENTRAL COAST | LAWRENCE 1109 | 083421109 | LAWRENCE | 1.9635 | 1.9635 | 100.0%
DE ANZA | CENTRAL COAST | LAWRENCE 1110 | 083421110 | LAWRENCE | 4.5614 | 4.9227 | 92.66%
SAN JOSE | CENTRAL COAST | LAWRENCE 1110 | 083421110 | LAWRENCE | 0.36138 | 4.9227 | 7.34%
DE ANZA | CENTRAL COAST | LAWRENCE 1111 | 083421111 | LAWRENCE | 3.7081 | 3.7081 | 100.0%
DE ANZA | CENTRAL COAST | LAWRENCE 1112 | 083421112 | LAWRENCE | 11.2235 | 11.2235 | 100.0%
DE ANZA | CENTRAL COAST | LAWRENCE 1113 | 083421113 | LAWRENCE | 0.64029 | 0.64029 | 100.0%
HUMBOLDT | NORTHERN | LAYTONVILLE 1101 | 042681101 | LAYTONVILLE | 27.8521 | 79.8814 | 34.87%
HUMBOLDT | NORTHERN | LAYTONVILLE 1102 | 042681102 | LAYTONVILLE | 14.314 | 125.7619 | 11.38%
YOSEMITE | CENTRAL VALLEY | LE GRAND 1104 | 255361104 | LE GRAND | 81.8466 | 81.8466 | 100.0%
YOSEMITE | CENTRAL VALLEY | LE GRAND 1106 | 255361106 | LE GRAND | 78.0047 | 78.0047 | 100.0%
YOSEMITE | CENTRAL VALLEY | LE GRAND 1110 | 255361110 | LE GRAND | 95.6521 | 95.6521 | 100.0%
YOSEMITE | CENTRAL VALLEY | LE GRAND 1112 | 255361112 | LE GRAND | 43.1874 | 43.1874 | 100.0%
FRESNO | CENTRAL VALLEY | LEMOORE 1101 | 253601101 | LEMOORE | 41.4678 | 41.4678 | 100.0%
FRESNO | CENTRAL VALLEY | LEMOORE 1102 | 253601102 | LEMOORE | 11.7028 | 11.7028 | 100.0%
FRESNO | CENTRAL VALLEY | LEMOORE 1103 | 253601103 | LEMOORE | 14.4623 | 14.4623 | 100.0%
FRESNO | CENTRAL VALLEY | LEMOORE 1104 | 253601104 | LEMOORE | 50.0132 | 50.0132 | 100.0%
FRESNO | CENTRAL VALLEY | LEMOORE 1105 | 253601105 | LEMOORE | 12.1181 | 12.1181 | 100.0%
KERN | CENTRAL VALLEY | LERDO 1103 | 253491103 | LERDO | 37.254 | 37.254 | 100.0%
KERN | CENTRAL VALLEY | LERDO 1104 | 253491104 | LERDO | 12.3778 | 12.3778 | 100.0%
KERN | CENTRAL VALLEY | LERDO 1105 | 253491105 | LERDO | 18.3974 | 18.3974 | 100.0%
KERN | CENTRAL VALLEY | LERDO 1106 | 253491106 | LERDO | 38.7466 | 38.7466 | 100.0%
KERN | CENTRAL VALLEY | LERDO 1107 | 253491107 | LERDO | 37.4491 | 37.4491 | 100.0%
KERN | CENTRAL VALLEY | LERDO 1108 | 253491108 | LERDO | 15.6299 | 15.6299 | 100.0%
KERN | CENTRAL VALLEY | LERDO 1109 | 253491109 | LERDO | 15.6416 | 15.6416 | 100.0%
SIERRA | NORTHERN | LINCOLN 1101 | 153701101 | LINCOLN | 36.6318 | 53.7581 | 68.14%
SIERRA | NORTHERN | LINCOLN 1102 | 153701102 | LINCOLN | 10.113 | 10.113 | 100.0%
SIERRA | NORTHERN | LINCOLN 1104 | 153701104 | LINCOLN | 103.7331 | 136.8948 | 75.78%
SIERRA | NORTHERN | LINCOLN 1105 | 153701105 | LINCOLN | 32.5022 | 32.5022 | 100.0%
SIERRA | NORTHERN | LINCOLN 2108 | 153702108 | LINCOLN | 1.8078 | 1.8078 | 100.0%
SIERRA | NORTHERN | LINCOLN 2109 | 153702109 | LINCOLN | 0.33715 | 0.33715 | 100.0%
STOCKTON | CENTRAL VALLEY | LINDEN 1101 | 162071101 | LINDEN | 34.8288 | 34.8288 | 100.0%
STOCKTON | CENTRAL VALLEY | LINDEN 1102 | 162071102 | LINDEN | 12.6688 | 12.6688 | 100.0%
STOCKTON | CENTRAL VALLEY | LINDEN 1103 | 162071103 | LINDEN | 41.819 | 41.819 | 100.0%
STOCKTON | CENTRAL VALLEY | LINDEN 1104 | 162071104 | LINDEN | 55.8916 | 55.8916 | 100.0%
NORTH VALLEY | NORTHERN | LIVE OAK 1101 | 153771101 | LIVE OAK | 1.3064 | 25.6837 | 5.09%
SIERRA | NORTHERN | LIVE OAK 1101 | 153771101 | LIVE OAK | 24.3773 | 25.6837 | 94.91%
SIERRA | NORTHERN | LIVE OAK 1102 | 153771102 | LIVE OAK | 26.4731 | 26.4731 | 100.0%
NORTH VALLEY | NORTHERN | LIVE OAK 1104 | 153771104 | LIVE OAK | 10.5856 | 114.5541 | 9.24%
SACRAMENTO | NORTHERN | LIVE OAK 1104 | 153771104 | LIVE OAK | 9.3202 | 114.5541 | 8.14%
SIERRA | NORTHERN | LIVE OAK 1104 | 153771104 | LIVE OAK | 94.6483 | 114.5541 | 82.62%
MISSION | CENTRAL COAST | LIVERMORE 1101 | 012141101 | LIVERMORE | 6.0627 | 6.0627 | 100.0%
MISSION | CENTRAL COAST | LIVERMORE 1102 | 012141102 | LIVERMORE | 4.2178 | 4.2178 | 100.0%
MISSION | CENTRAL COAST | LIVERMORE 1103 | 012141103 | LIVERMORE | 4.5985 | 4.5985 | 100.0%
MISSION | CENTRAL COAST | LIVERMORE 1104 | 012141104 | LIVERMORE | 8.6192 | 8.6192 | 100.0%
YOSEMITE | CENTRAL VALLEY | LIVINGSTON 1101 | 252261101 | LIVINGSTON | 103.5042 | 103.5042 | 100.0%
YOSEMITE | CENTRAL VALLEY | LIVINGSTON 1102 | 252261102 | LIVINGSTON | 13.6037 | 13.6037 | 100.0%
YOSEMITE | CENTRAL VALLEY | LIVINGSTON 1104 | 252261104 | LIVINGSTON | 50.4584 | 50.4584 | 100.0%
YOSEMITE | CENTRAL VALLEY | LIVINGSTON 1105 | 252261105 | LIVINGSTON | 87.6405 | 87.6405 | 100.0%
YOSEMITE | CENTRAL VALLEY | LIVINGSTON 1106 | 252261106 | LIVINGSTON | 55.67 | 55.67 | 100.0%
SAN JOSE | CENTRAL COAST | LLAGAS 2101 | 083182101 | LLAGAS | 80.5317 | 101.7516 | 79.15%
SAN JOSE | CENTRAL COAST | LLAGAS 2102 | 083182102 | LLAGAS | 12.2123 | 12.2123 | 100.0%
SAN JOSE | CENTRAL COAST | LLAGAS 2103 | 083182103 | LLAGAS | 22.2533 | 27.6004 | 80.63%
SAN JOSE | CENTRAL COAST | LLAGAS 2104 | 083182104 | LLAGAS | 27.327 | 30.0436 | 90.96%
SAN JOSE | CENTRAL COAST | LLAGAS 2105 | 083182105 | LLAGAS | 18.3424 | 18.9034 | 97.03%
CENTRAL COAST | CENTRAL COAST | LLAGAS 2106 | 083182106 | LLAGAS | 0.92173 | 45.169 | 2.04%
SAN JOSE | CENTRAL COAST | LLAGAS 2106 | 083182106 | LLAGAS | 42.5352 | 45.169 | 94.17%
SAN JOSE | CENTRAL COAST | LLAGAS 2107 | 083182107 | LLAGAS | 16.3464 | 22.6024 | 72.32%
STOCKTON | CENTRAL VALLEY | LOCKEFORD 2101 | 163682101 | LOCKEFORD | 91.3144 | 91.3144 | 100.0%
STOCKTON | CENTRAL VALLEY | LOCKEFORD 2102 | 163682102 | LOCKEFORD | 250.3309 | 250.3309 | 100.0%
DE ANZA | CENTRAL COAST | LOCKHEED NO 2 1107 | 083001107 | LOCKHEED NO 2 | 0.86157 | 0.86157 | 100.0%
DE ANZA | CENTRAL COAST | LOCKHEED NO 2 1103 | 083001103 | LOCKHEED NO 2 | 0.53013 | 0.53013 | 100.0%
DE ANZA | CENTRAL COAST | LOCKHEED NO 2 1106 | 083001106 | LOCKHEED NO 2 | 0.37335 | 0.37335 | 100.0%
DE ANZA | CENTRAL COAST | LOCKHEED NO 2 1108 | 083001108 | LOCKHEED NO 2 | 1.2531 | 1.2531 | 100.0%
STOCKTON | CENTRAL VALLEY | LODI 1101 | 162111101 | LODI | 28.441 | 28.441 | 100.0%
STOCKTON | CENTRAL VALLEY | LODI 1102 | 162111102 | LODI | 123.1712 | 123.1712 | 100.0%
NORTH VALLEY | NORTHERN | LOGAN CREEK 2101 | 103142101 | LOGAN CREEK | 137.4471 | 137.8842 | 99.68%
SACRAMENTO | NORTHERN | LOGAN CREEK 2101 | 103142101 | LOGAN CREEK | 0.43717 | 137.8842 | 0.32%
NORTH VALLEY | NORTHERN | LOGAN CREEK 2102 | 103142102 | LOGAN CREEK | 234.7549 | 238.6355 | 98.37%
SACRAMENTO | NORTHERN | LOGAN CREEK 2102 | 103142102 | LOGAN CREEK | 0.25784 | 238.6355 | 0.11%
NORTH VALLEY | NORTHERN | LOGAN CREEK 2103 | 103142103 | LOGAN CREEK | 0.029389 | 0.029389 | 100.0%
DIABLO | BAY AREA | LONE TREE 2101 | 013232101 | LONE TREE | 2.5465 | 2.5465 | 100.0%
DIABLO | BAY AREA | LONE TREE 2102 | 013232102 | LONE TREE | 18.3275 | 18.3275 | 100.0%
DIABLO | BAY AREA | LONE TREE 2105 | 013232105 | LONE TREE | 10.2631 | 20.8385 | 49.25%
DE ANZA | CENTRAL COAST | LOS ALTOS 1103 | 082241103 | LOS ALTOS | 6.7889 | 6.7889 | 100.0%
DE ANZA | CENTRAL COAST | LOS ALTOS 1104 | 082241104 | LOS ALTOS | 8.8388 | 8.8388 | 100.0%
DE ANZA | CENTRAL COAST | LOS ALTOS 1105 | 082241105 | LOS ALTOS | 1.7775 | 1.7775 | 100.0%
DE ANZA | CENTRAL COAST | LOS ALTOS 1106 | 082241106 | LOS ALTOS | 10.0178 | 10.0178 | 100.0%
DE ANZA | CENTRAL COAST | LOS ALTOS 1107 | 082241107 | LOS ALTOS | 3.2407 | 3.2407 | 100.0%
CENTRAL COAST | CENTRAL COAST | LOS COCHES 1101 | 182151101 | LOS COCHES | 28.0089 | 30.33 | 92.35%
CENTRAL COAST | CENTRAL COAST | LOS COCHES 1102 | 182151102 | LOS COCHES | 34.4427 | 34.4427 | 100.0%
DE ANZA | CENTRAL COAST | LOS GATOS 1101 | 082021101 | LOS GATOS | 9.0292 | 21.0047 | 42.99%
DE ANZA | CENTRAL COAST | LOS GATOS 1102 | 082021102 | LOS GATOS | 5.0064 | 6.1025 | 82.04%
DE ANZA | CENTRAL COAST | LOS GATOS 1106 | 082021106 | LOS GATOS | 0.85597 | 71.7271 | 1.19%
DE ANZA | CENTRAL COAST | LOS GATOS 1107 | 082021107 | LOS GATOS | 0.69656 | 96.5054 | 0.72%
DE ANZA | CENTRAL COAST | LOS GATOS 1108 | 082021108 | LOS GATOS | 1.7254 | 6.1003 | 28.28%
NORTH VALLEY | NORTHERN | LOS MOLINOS 1101 | 103481101 | LOS MOLINOS | 55.5893 | 55.8366 | 99.56%
NORTH VALLEY | NORTHERN | LOS MOLINOS 1102 | 103481102 | LOS MOLINOS | 52.5747 | 52.5747 | 100.0%
CENTRAL COAST | CENTRAL COAST | LOS OSITOS 2101 | 182082101 | LOS OSITOS | 29.0847 | 29.0847 | 100.0%
CENTRAL COAST | CENTRAL COAST | LOS OSITOS 2102 | 182082102 | LOS OSITOS | 48.1765 | 51.635 | 93.3%
CENTRAL COAST | CENTRAL COAST | LOS OSITOS 2103 | 182082103 | LOS OSITOS | 120.4689 | 165.769 | 72.67%
KERN | CENTRAL VALLEY | LOST HILLS 1101 | 254281101 | LOST HILLS | 0.0059887 | 0.0059887 | 100.0%
HUMBOLDT | NORTHERN | LOW GAP 1101 | 192411101 | LOW GAP | 1.7782 | 73.0958 | 2.43%
DE ANZA | CENTRAL COAST | LOYOLA 0401 | 082160401 | LOYOLA | 8.2372 | 8.2372 | 100.0%
DE ANZA | CENTRAL COAST | LOYOLA 0403 | 082160403 | LOYOLA | 8.8463 | 8.8463 | 100.0%
DE ANZA | CENTRAL COAST | LOYOLA 1101 | 082161101 | LOYOLA | 20.7593 | 20.7593 | 100.0%
DE ANZA | CENTRAL COAST | LOYOLA 1102 | 082161102 | LOYOLA | 50.9123 | 50.9394 | 99.95%
HUMBOLDT | NORTHERN | LUCERNE 1103 | 043351103 | LUCERNE | 26.5036 | 53.512 | 49.53%
HUMBOLDT | NORTHERN | LUCERNE 1106 | 043351106 | LUCERNE | 10.8804 | 47.0178 | 23.14%
SAN JOSE | CENTRAL COAST | MABURY 1101 | 082191101 | MABURY | 4.2311 | 4.2311 | 100.0%
SAN JOSE | CENTRAL COAST | MABURY 1102 | 082191102 | MABURY | 15.0428 | 15.0428 | 100.0%
SAN JOSE | CENTRAL COAST | MABURY 1103 | 082191103 | MABURY | 7.8872 | 7.8872 | 100.0%
SAN JOSE | CENTRAL COAST | MABURY 1104 | 082191104 | MABURY | 13.7381 | 13.7381 | 100.0%
SAN JOSE | CENTRAL COAST | MABURY 1105 | 082191105 | MABURY | 0.85194 | 0.85194 | 100.0%
YOSEMITE | CENTRAL VALLEY | MADERA 1102 | 252761102 | MADERA | 0.020958 | 0.020958 | 100.0%
YOSEMITE | CENTRAL VALLEY | MADERA 1104 | 252761104 | MADERA | 15.2084 | 15.2084 | 100.0%
YOSEMITE | CENTRAL VALLEY | MADERA 1106 | 252761106 | MADERA | 7.4875 | 7.4875 | 100.0%
YOSEMITE | CENTRAL VALLEY | MADERA 1112 | 252761112 | MADERA | 12.2433 | 12.2433 | 100.0%
YOSEMITE | CENTRAL VALLEY | MADERA 1114 | 252761114 | MADERA | 9.7078 | 9.7078 | 100.0%
YOSEMITE | CENTRAL VALLEY | MADERA 1116 | 252761116 | MADERA | 2.8175 | 2.8175 | 100.0%
YOSEMITE | CENTRAL VALLEY | MADERA 1118 | 252761118 | MADERA | 8.6473 | 8.6473 | 100.0%
FRESNO | CENTRAL VALLEY | MADERA 1119 | 252761119 | MADERA | 0.64041 | 109.4186 | 0.59%
YOSEMITE | CENTRAL VALLEY | MADERA 1119 | 252761119 | MADERA | 108.7782 | 109.4186 | 99.41%
SACRAMENTO | NORTHERN | MADISON 1103 | 063171103 | MADISON | 73.7226 | 73.7226 | 100.0%
SACRAMENTO | NORTHERN | MADISON 1105 | 063171105 | MADISON | 83.7676 | 84.1982 | 99.49%
SACRAMENTO | NORTHERN | MADISON 2101 | 063172101 | MADISON | 165.2287 | 170.3539 | 96.99%
KERN | CENTRAL VALLEY | MAGUNDEN 1101 | 252771101 | MAGUNDEN | 17.6914 | 17.6914 | 100.0%
KERN | CENTRAL VALLEY | MAGUNDEN 1104 | 252771104 | MAGUNDEN | 14.0261 | 14.0261 | 100.0%
KERN | CENTRAL VALLEY | MAGUNDEN 1105 | 252771105 | MAGUNDEN | 15.3519 | 15.3519 | 100.0%
KERN | CENTRAL VALLEY | MAGUNDEN 1106 | 252771106 | MAGUNDEN | 15.9885 | 15.9885 | 100.0%
KERN | CENTRAL VALLEY | MAGUNDEN 1108 | 252771108 | MAGUNDEN | 30.5401 | 30.5401 | 100.0%
KERN | CENTRAL VALLEY | MAGUNDEN 2108 | 252772108 | MAGUNDEN | 45.7123 | 45.7123 | 100.0%
KERN | CENTRAL VALLEY | MAGUNDEN 2109 | 252772109 | MAGUNDEN | 14.3673 | 14.3673 | 100.0%
SACRAMENTO | NORTHERN | MAINE PRAIRIE 0401 | 068670401 | MAINE PRAIRIE | 0.062583 | 0.062583 | 100.0%
FRESNO | CENTRAL VALLEY | MALAGA 1101 | 254251101 | MALAGA | 3.3921 | 3.3921 | 100.0%
FRESNO | CENTRAL VALLEY | MALAGA 1102 | 254251102 | MALAGA | 53.4272 | 53.4272 | 100.0%
FRESNO | CENTRAL VALLEY | MALAGA 1103 | 254251103 | MALAGA | 23.9412 | 23.9412 | 100.0%
FRESNO | CENTRAL VALLEY | MALAGA 1104 | 254251104 | MALAGA | 15.7079 | 15.7079 | 100.0%
FRESNO | CENTRAL VALLEY | MALAGA 1105 | 254251105 | MALAGA | 0.64417 | 0.64417 | 100.0%
FRESNO | CENTRAL VALLEY | MALAGA 1106 | 254251106 | MALAGA | 13.8414 | 13.8414 | 100.0%
FRESNO | CENTRAL VALLEY | MALAGA 1107 | 254251107 | MALAGA | 3.1421 | 3.1421 | 100.0%
FRESNO | CENTRAL VALLEY | MALAGA 1108 | 254251108 | MALAGA | 22.1179 | 22.1179 | 100.0%
FRESNO | CENTRAL VALLEY | MALAGA 1109 | 254251109 | MALAGA | 3.3548 | 3.3548 | 100.0%
FRESNO | CENTRAL VALLEY | MALAGA 1110 | 254251110 | MALAGA | 15.8677 | 15.8677 | 100.0%
FRESNO | CENTRAL VALLEY | MALAGA 1111 | 254251111 | MALAGA | 4.9355 | 4.9355 | 100.0%
FRESNO | CENTRAL VALLEY | MANCHESTER 1101 | 253921101 | MANCHESTER | 14.1801 | 14.1801 | 100.0%
FRESNO | CENTRAL VALLEY | MANCHESTER 1102 | 253921102 | MANCHESTER | 13.6504 | 13.6504 | 100.0%
FRESNO | CENTRAL VALLEY | MANCHESTER 1103 | 253921103 | MANCHESTER | 7.1566 | 7.1566 | 100.0%
FRESNO | CENTRAL VALLEY | MANCHESTER 1104 | 253921104 | MANCHESTER | 3.9557 | 3.9557 | 100.0%
FRESNO | CENTRAL VALLEY | MANCHESTER 1105 | 253921105 | MANCHESTER | 9.0567 | 9.0567 | 100.0%
FRESNO | CENTRAL VALLEY | MANCHESTER 1106 | 253921106 | MANCHESTER | 14.9082 | 14.9082 | 100.0%
FRESNO | CENTRAL VALLEY | MANCHESTER 1107 | 253921107 | MANCHESTER | 8.661 | 8.661 | 100.0%
FRESNO | CENTRAL VALLEY | MANCHESTER 1108 | 253921108 | MANCHESTER | 14.6184 | 14.6184 | 100.0%
FRESNO | CENTRAL VALLEY | MANCHESTER 1109 | 253921109 | MANCHESTER | 16.0686 | 16.0686 | 100.0%
FRESNO | CENTRAL VALLEY | MANCHESTER 1110 | 253921110 | MANCHESTER | 13.3965 | 13.3965 | 100.0%
FRESNO | CENTRAL VALLEY | MANCHESTER 1111 | 253921111 | MANCHESTER | 14.3999 | 14.3999 | 100.0%
FRESNO | CENTRAL VALLEY | MANCHESTER 1112 | 253921112 | MANCHESTER | 14.692 | 14.692 | 100.0%
STOCKTON | CENTRAL VALLEY | MANTECA 1701 | 162611701 | MANTECA | 6.139 | 6.139 | 100.0%
STOCKTON | CENTRAL VALLEY | MANTECA 1702 | 162611702 | MANTECA | 13.3883 | 13.3883 | 100.0%
STOCKTON | CENTRAL VALLEY | MANTECA 1703 | 162611703 | MANTECA | 16.2369 | 16.2369 | 100.0%
STOCKTON | CENTRAL VALLEY | MANTECA 1704 | 162611704 | MANTECA | 9.7396 | 9.7396 | 100.0%
STOCKTON | CENTRAL VALLEY | MANTECA 1705 | 162611705 | MANTECA | 48.5917 | 48.5917 | 100.0%
STOCKTON | CENTRAL VALLEY | MANTECA 1706 | 162611706 | MANTECA | 7.8782 | 7.8782 | 100.0%
STOCKTON | CENTRAL VALLEY | MANTECA 1707 | 162611707 | MANTECA | 11.9445 | 11.9445 | 100.0%
STOCKTON | CENTRAL VALLEY | MANTECA 1708 | 162611708 | MANTECA | 7.7319 | 7.7319 | 100.0%
EAST BAY | BAY AREA | MAPLE 0401 | 013520401 | MAPLE | 3.6214 | 3.6214 | 100.0%
HUMBOLDT | NORTHERN | MAPLE CREEK 1101 | 192101101 | MAPLE CREEK | 23.8596 | 33.2366 | 71.79%
KERN | CENTRAL VALLEY | MARICOPA 1101 | 254211101 | MARICOPA | 39.6963 | 39.6963 | 100.0%
KERN | CENTRAL VALLEY | MARICOPA 1102 | 254211102 | MARICOPA | 38.2967 | 38.2967 | 100.0%
SAN FRANCISCO | BAY AREA | MARINA (F) 0401 | 022780401 | MARINA (F) | 0.51308 | 0.51308 | 100.0%
SAN FRANCISCO | BAY AREA | MARINA (F) 0402 | 022780402 | MARINA (F) | 0.48221 | 0.48221 | 100.0%
SAN FRANCISCO | BAY AREA | MARINA (F) 0403 | 022780403 | MARINA (F) | 0.042941 | 0.042941 | 100.0%
SAN FRANCISCO | BAY AREA | MARINA (F) 0404 | 022780404 | MARINA (F) | 0.36713 | 0.36713 | 100.0%
SAN FRANCISCO | BAY AREA | MARINA (F) 0405 | 022780405 | MARINA (F) | 0.13846 | 0.13846 | 100.0%
SAN FRANCISCO | BAY AREA | MARINA (F) 0407 | 022780407 | MARINA (F) | 1.419 | 1.419 | 100.0%
SAN FRANCISCO | BAY AREA | MARINA (F) 0408 | 022780408 | MARINA (F) | 0.54658 | 0.54658 | 100.0%
SAN FRANCISCO | BAY AREA | MARINA (F) 1101 | 022781101 | MARINA (F) | 0.003787 | 0.003787 | 100.0%
SAN FRANCISCO | BAY AREA | MARINA (F) 1102 | 022781102 | MARINA (F) | 0.0014196 | 0.0014196 | 100.0%
SAN FRANCISCO | BAY AREA | MARINA (F) 1103 | 022781103 | MARINA (F) | 0.0014196 | 0.0014196 | 100.0%
YOSEMITE | CENTRAL VALLEY | MARIPOSA 2101 | 254452101 | MARIPOSA | 4.7494 | 264.8514 | 1.79%
YOSEMITE | CENTRAL VALLEY | MARIPOSA 2102 | 254452102 | MARIPOSA | 13.1337 | 260.1676 | 5.05%
STOCKTON | CENTRAL VALLEY | MARTELL 1101 | 163011101 | MARTELL | 12.1538 | 83.782 | 14.51%
STOCKTON | CENTRAL VALLEY | MARTELL 1102 | 163011102 | MARTELL | 5.175 | 12.1224 | 42.69%
STOCKTON | CENTRAL VALLEY | MARTELL 1103 | 163011103 | MARTELL | 9.1093 | 29.6719 | 30.7%
SIERRA | NORTHERN | MARYSVILLE 1102 | 152011102 | MARYSVILLE | 7.4325 | 7.4325 | 100.0%
SIERRA | NORTHERN | MARYSVILLE 1103 | 152011103 | MARYSVILLE | 12.0398 | 12.0398 | 100.0%
SIERRA | NORTHERN | MARYSVILLE 1104 | 152011104 | MARYSVILLE | 2.9789 | 2.9789 | 100.0%
SIERRA | NORTHERN | MARYSVILLE 1105 | 152011105 | MARYSVILLE | 8.6436 | 8.6436 | 100.0%
SIERRA | NORTHERN | MARYSVILLE 1106 | 152011106 | MARYSVILLE | 3.9767 | 3.9767 | 100.0%
SIERRA | NORTHERN | MARYSVILLE 1107 | 152011107 | MARYSVILLE | 8.4984 | 8.4984 | 100.0%
SIERRA | NORTHERN | MARYSVILLE 1108 | 152011108 | MARYSVILLE | 56.3585 | 56.3585 | 100.0%
SACRAMENTO | NORTHERN | MAXWELL 1102 | 062881102 | MAXWELL | 60.2381 | 60.2381 | 100.0%
SACRAMENTO | NORTHERN | MAXWELL 1105 | 062881105 | MAXWELL | 84.9805 | 88.8964 | 95.59%
SACRAMENTO | NORTHERN | MAXWELL 1106 | 062881106 | MAXWELL | 29.6913 | 29.6913 | 100.0%
NORTH VALLEY | NORTHERN | MC ARTHUR 1101 | 103491101 | MC ARTHUR | 112.7699 | 175.2238 | 64.36%
NORTH VALLEY | NORTHERN | MC ARTHUR 1102 | 103491102 | MC ARTHUR | 28.5254 | 30.2798 | 94.21%
FRESNO | CENTRAL VALLEY | MC CALL 1101 | 254121101 | MC CALL | 88.0127 | 88.0127 | 100.0%
FRESNO | CENTRAL VALLEY | MC CALL 1102 | 254121102 | MC CALL | 25.0946 | 25.0946 | 100.0%
FRESNO | CENTRAL VALLEY | MC CALL 1103 | 254121103 | MC CALL | 17.6906 | 17.6906 | 100.0%
FRESNO | CENTRAL VALLEY | MC CALL 1104 | 254121104 | MC CALL | 16.6149 | 16.6149 | 100.0%
FRESNO | CENTRAL VALLEY | MC CALL 1105 | 254121105 | MC CALL | 16.1491 | 16.1491 | 100.0%
FRESNO | CENTRAL VALLEY | MC CALL 1106 | 254121106 | MC CALL | 77.5126 | 77.5126 | 100.0%
FRESNO | CENTRAL VALLEY | MC CALL 1107 | 254121107 | MC CALL | 82.6918 | 82.6918 | 100.0%
FRESNO | CENTRAL VALLEY | MC CALL 1108 | 254121108 | MC CALL | 56.7114 | 56.7114 | 100.0%
KERN | CENTRAL VALLEY | MC FARLAND 1101 | 253181101 | MC FARLAND | 20.3884 | 20.3884 | 100.0%
KERN | CENTRAL VALLEY | MC FARLAND 1102 | 253181102 | MC FARLAND | 42.8206 | 42.8206 | 100.0%
KERN | CENTRAL VALLEY | MC FARLAND 1104 | 253181104 | MC FARLAND | 32.3018 | 32.3018 | 100.0%
KERN | CENTRAL VALLEY | MC FARLAND 1105 | 253181105 | MC FARLAND | 19.6439 | 19.6439 | 100.0%
SAN JOSE | CENTRAL COAST | MC KEE 1103 | 083531103 | MC KEE | 21.4018 | 22.0024 | 97.27%
SAN JOSE | CENTRAL COAST | MC KEE 1104 | 083531104 | MC KEE | 15.5195 | 15.5195 | 100.0%
SAN JOSE | CENTRAL COAST | MC KEE 1105 | 083531105 | MC KEE | 8.3157 | 8.3157 | 100.0%
SAN JOSE | CENTRAL COAST | MC KEE 1106 | 083531106 | MC KEE | 15.2142 | 15.2142 | 100.0%
SAN JOSE | CENTRAL COAST | MC KEE 1107 | 083531107 | MC KEE | 35.2514 | 38.0148 | 92.73%
SAN JOSE | CENTRAL COAST | MC KEE 1108 | 083531108 | MC KEE | 9.8068 | 10.4638 | 93.72%
SAN JOSE | CENTRAL COAST | MC KEE 1109 | 083531109 | MC KEE | 1.7389 | 1.7389 | 100.0%
SAN JOSE | CENTRAL COAST | MC KEE 1110 | 083531110 | MC KEE | 1.6651 | 1.6651 | 100.0%
SAN JOSE | CENTRAL COAST | MC KEE 1111 | 083531111 | MC KEE | 18.0951 | 26.9595 | 67.12%
SAN JOSE | CENTRAL COAST | MC KEE 1112 | 083531112 | MC KEE | 16.8538 | 16.8538 | 100.0%
FRESNO | CENTRAL VALLEY | MC MULLIN 1104 | 254411104 | MC MULLIN | 68.4363 | 68.4363 | 100.0%
FRESNO | CENTRAL VALLEY | MC MULLIN 1105 | 254411105 | MC MULLIN | 57.9907 | 57.9907 | 100.0%
FRESNO | CENTRAL VALLEY | MC MULLIN 1106 | 254411106 | MC MULLIN | 101.3925 | 101.3925 | 100.0%
DIABLO | BAY AREA | MCAVOY TAP 0401 | 018090401 | MCAVOY TAP | 2.0116 | 2.0116 | 100.0%
KERN | CENTRAL VALLEY | MCKITTRICK 1101 | 252781101 | MCKITTRICK | 53.8968 | 53.8968 | 100.0%
DIABLO | BAY AREA | MEADOW LANE 2102 | 014302102 | MEADOW LANE | 0.0056784 | 0.0056784 | 100.0%
DIABLO | BAY AREA | MEADOW LANE 2103 | 014302103 | MEADOW LANE | 18.5243 | 18.5243 | 100.0%
DIABLO | BAY AREA | MEADOW LANE 2104 | 014302104 | MEADOW LANE | 4.1619 | 4.1619 | 100.0%
DIABLO | BAY AREA | MEADOW LANE 2105 | 014302105 | MEADOW LANE | 14.3001 | 14.3001 | 100.0%
DIABLO | BAY AREA | MEADOW LANE 2106 | 014302106 | MEADOW LANE | 22.5992 | 23.4668 | 96.3%
DIABLO | BAY AREA | MEADOW LANE 2107 | 014302107 | MEADOW LANE | 8.4159 | 8.4159 | 100.0%
DIABLO | BAY AREA | MEADOW LANE 2108 | 014302108 | MEADOW LANE | 19.6421 | 19.6421 | 100.0%
DIABLO | BAY AREA | MEADOW LANE 2109 | 014302109 | MEADOW LANE | 0.58409 | 0.58409 | 100.0%
DIABLO | BAY AREA | MEADOW LANE 2110 | 014302110 | MEADOW LANE | 6.696 | 6.696 | 100.0%
HUMBOLDT | NORTHERN | MENDOCINO 1101 | 042951101 | MENDOCINO | 42.4625 | 84.3164 | 50.36%
HUMBOLDT | NORTHERN | MENDOCINO 1102 | 042951102 | MENDOCINO | 0.046465 | 0.046465 | 100.0%
YOSEMITE | CENTRAL VALLEY | MENDOTA 1101 | 252311101 | MENDOTA | 17.9526 | 17.9526 | 100.0%
YOSEMITE | CENTRAL VALLEY | MENDOTA 1102 | 252311102 | MENDOTA | 49.5086 | 49.5086 | 100.0%
YOSEMITE | CENTRAL VALLEY | MENDOTA 1103 | 252311103 | MENDOTA | 15.6799 | 15.6799 | 100.0%
FRESNO | CENTRAL VALLEY | MENDOTA 1104 | 252311104 | MENDOTA | 3.8092 | 68.8613 | 5.53%
YOSEMITE | CENTRAL VALLEY | MENDOTA 1104 | 252311104 | MENDOTA | 65.0521 | 68.8613 | 94.47%
PENINSULA | CENTRAL COAST | MENLO 0401 | 024130401 | MENLO | 6.3869 | 6.3869 | 100.0%
PENINSULA | CENTRAL COAST | MENLO 0402 | 024130402 | MENLO | 7.5493 | 7.5493 | 100.0%
PENINSULA | CENTRAL COAST | MENLO 0403 | 024130403 | MENLO | 8.7299 | 8.7299 | 100.0%
PENINSULA | CENTRAL COAST | MENLO 0404 | 024130404 | MENLO | 7.8532 | 7.8532 | 100.0%
PENINSULA | CENTRAL COAST | MENLO 1101 | 024131101 | MENLO | 1.5088 | 1.5088 | 100.0%
DE ANZA | CENTRAL COAST | MENLO 1102 | 024131102 | MENLO | 2.5939 | 64.4031 | 4.03%
PENINSULA | CENTRAL COAST | MENLO 1102 | 024131102 | MENLO | 32.7003 | 64.4031 | 50.77%
DE ANZA | CENTRAL COAST | MENLO 1103 | 024131103 | MENLO | 6.7926 | 56.5778 | 12.01%
PENINSULA | CENTRAL COAST | MENLO 1103 | 024131103 | MENLO | 10.0128 | 56.5778 | 17.7%
PENINSULA | CENTRAL COAST | MENLO 1104 | 024131104 | MENLO | 16.6225 | 16.6225 | 100.0%
YOSEMITE | CENTRAL VALLEY | MERCED 1108 | 252801108 | MERCED | 19.591 | 19.591 | 100.0%
YOSEMITE | CENTRAL VALLEY | MERCED 1114 | 252801114 | MERCED | 107.0981 | 107.0981 | 100.0%
YOSEMITE | CENTRAL VALLEY | MERCED 1116 | 252801116 | MERCED | 84.0472 | 84.0472 | 100.0%
YOSEMITE | CENTRAL VALLEY | MERCED 2101 | 252802101 | MERCED | 23.7533 | 23.7533 | 100.0%
YOSEMITE | CENTRAL VALLEY | MERCED 2102 | 252802102 | MERCED | 26.1871 | 26.1871 | 100.0%
YOSEMITE | CENTRAL VALLEY | MERCED FALLS 1102 | 252811102 | MERCED FALLS | 70.0457 | 190.2238 | 36.82%
SACRAMENTO | NORTHERN | MERIDIAN 1101 | 062541101 | MERIDIAN | 56.8889 | 57.5572 | 98.84%
SIERRA | NORTHERN | MERIDIAN 1101 | 062541101 | MERIDIAN | 0.66832 | 57.5572 | 1.16%
SACRAMENTO | NORTHERN | MERIDIAN 1102 | 062541102 | MERIDIAN | 70.9086 | 70.9086 | 100.0%
LOS PADRES | CENTRAL COAST | MESA 1101 | 182821101 | MESA | 33.6972 | 81.7683 | 41.21%
LOS PADRES | CENTRAL COAST | MESA 1102 | 182821102 | MESA | 64.6734 | 64.6734 | 100.0%
LOS PADRES | CENTRAL COAST | MESA 1103 | 182821103 | MESA | 65.4882 | 75.4232 | 86.83%
STOCKTON | CENTRAL VALLEY | METTLER 1109 | 163701109 | METTLER | 20.3023 | 20.3023 | 100.0%
STOCKTON | CENTRAL VALLEY | METTLER 1110 | 163701110 | METTLER | 38.8091 | 38.8091 | 100.0%
DIABLO | BAY AREA | MIDDLE RIVER 1101 | 162091101 | MIDDLE RIVER | 5.1719 | 31.3893 | 16.48%
STOCKTON | CENTRAL VALLEY | MIDDLE RIVER 1101 | 162091101 | MIDDLE RIVER | 26.2174 | 31.3893 | 83.52%
STOCKTON | CENTRAL VALLEY | MIDDLE RIVER 1102 | 162091102 | MIDDLE RIVER | 33.1691 | 33.1691 | 100.0%
DIABLO | BAY AREA | MIDDLE RIVER 1103 | 162091103 | MIDDLE RIVER | 0.26556 | 28.2875 | 0.94%
STOCKTON | CENTRAL VALLEY | MIDDLE RIVER 1103 | 162091103 | MIDDLE RIVER | 28.022 | 28.2875 | 99.06%
HUMBOLDT | NORTHERN | MIDDLETOWN 1101 | 043141101 | MIDDLETOWN | 15.7135 | 111.9497 | 14.04%
HUMBOLDT | NORTHERN | MIDDLETOWN 1102 | 043141102 | MIDDLETOWN | 17.6296 | 56.5906 | 31.15%
HUMBOLDT | NORTHERN | MIDDLETOWN 1103 | 043141103 | MIDDLETOWN | 14.8304 | 39.1231 | 37.91%
KERN | CENTRAL VALLEY | MIDWAY 1101 | 252611101 | MIDWAY | 40.0997 | 40.0997 | 100.0%
KERN | CENTRAL VALLEY | MIDWAY 1102 | 252611102 | MIDWAY | 42.0324 | 42.0324 | 100.0%
KERN | CENTRAL VALLEY | MIDWAY 1103 | 252611103 | MIDWAY | 18.9693 | 18.9693 | 100.0%
KERN | CENTRAL VALLEY | MIDWAY 1104 | 252611104 | MIDWAY | 45.2945 | 45.2945 | 100.0%
PENINSULA | CENTRAL COAST | MILLBRAE 0401 | 022690401 | MILLBRAE | 2.8211 | 2.8211 | 100.0%
PENINSULA | CENTRAL COAST | MILLBRAE 0403 | 022690403 | MILLBRAE | 4.8857 | 4.8857 | 100.0%
PENINSULA | CENTRAL COAST | MILLBRAE 0404 | 022690404 | MILLBRAE | 7.0885 | 7.0885 | 100.0%
PENINSULA | CENTRAL COAST | MILLBRAE 1101 | 022691101 | MILLBRAE | 4.0246 | 4.0246 | 100.0%
PENINSULA | CENTRAL COAST | MILLBRAE 1102 | 022691102 | MILLBRAE | 4.7549 | 4.7549 | 100.0%
PENINSULA | CENTRAL COAST | MILLBRAE 1103 | 022691103 | MILLBRAE | 0.18402 | 0.18402 | 100.0%
PENINSULA | CENTRAL COAST | MILLBRAE 1104 | 022691104 | MILLBRAE | 15.8559 | 15.8559 | 100.0%
PENINSULA | CENTRAL COAST | MILLBRAE 1105 | 022691105 | MILLBRAE | 0.26329 | 0.26329 | 100.0%
PENINSULA | CENTRAL COAST | MILLBRAE 1106 | 022691106 | MILLBRAE | 3.6726 | 3.6726 | 100.0%
PENINSULA | CENTRAL COAST | MILLBRAE 1107 | 022691107 | MILLBRAE | 4.7407 | 4.7407 | 100.0%
PENINSULA | CENTRAL COAST | MILLBRAE 1108 | 022691108 | MILLBRAE | 14.1613 | 14.1613 | 100.0%
SAN JOSE | CENTRAL COAST | MILPITAS 1101 | 082831101 | MILPITAS | 4.2762 | 4.2762 | 100.0%
SAN JOSE | CENTRAL COAST | MILPITAS 1103 | 082831103 | MILPITAS | 0.071311 | 0.071311 | 100.0%
SAN JOSE | CENTRAL COAST | MILPITAS 1104 | 082831104 | MILPITAS | 1.4416 | 1.4416 | 100.0%
SAN JOSE | CENTRAL COAST | MILPITAS 1105 | 082831105 | MILPITAS | 4.6362 | 4.6747 | 99.18%
SAN JOSE | CENTRAL COAST | MILPITAS 1106 | 082831106 | MILPITAS | 3.5681 | 3.5681 | 100.0%
SAN JOSE | CENTRAL COAST | MILPITAS 1108 | 082831108 | MILPITAS | 13.2481 | 13.2769 | 99.78%
MISSION | CENTRAL COAST | MILPITAS 1109 | 082831109 | MILPITAS | 0.39219 | 49.6004 | 0.79%
SAN JOSE | CENTRAL COAST | MILPITAS 1109 | 082831109 | MILPITAS | 19.3035 | 49.6004 | 38.92%
SAN JOSE | CENTRAL COAST | MILPITAS 2110 | 082832110 | MILPITAS | 10.3689 | 10.3689 | 100.0%
SAN JOSE | CENTRAL COAST | MILPITAS 2111 | 082832111 | MILPITAS | 1.6378 | 1.6378 | 100.0%
SAN JOSE | CENTRAL COAST | MILPITAS 2112 | 082832112 | MILPITAS | 1.3282 | 1.3282 | 100.0%
SAN JOSE | CENTRAL COAST | MILPITAS 2113 | 082832113 | MILPITAS | 0.11503 | 0.11503 | 100.0%
SAN JOSE | CENTRAL COAST | MILPITAS 2114 | 082832114 | MILPITAS | 0.17119 | 0.17119 | 100.0%
EAST BAY | BAY AREA | MIRA VISTA 0401 | 012330401 | MIRA VISTA | 8.6931 | 8.6931 | 100.0%
EAST BAY | BAY AREA | MIRA VISTA 0403 | 012330403 | MIRA VISTA | 7.0765 | 7.0765 | 100.0%
SONOMA | NORTHERN | MIRABEL 1101 | 042091101 | MIRABEL | 22.5088 | 51.9809 | 43.3%
SONOMA | NORTHERN | MIRABEL 1102 | 042091102 | MIRABEL | 21.9938 | 58.0212 | 37.91%
SAN FRANCISCO | BAY AREA | MISSION (X) 0401 | 022010401 | MISSION (X) | 1.6327 | 1.6327 | 100.0%
SAN FRANCISCO | BAY AREA | MISSION (X) 1102 | 022011102 | MISSION (X) | 0.32609 | 0.32609 | 100.0%
SAN FRANCISCO | BAY AREA | MISSION (X) 1104 | 022011104 | MISSION (X) | 0.0018928 | 0.0018928 | 100.0%
SAN FRANCISCO | BAY AREA | MISSION (X) 1107 | 022011107 | MISSION (X) | 0.39228 | 0.39228 | 100.0%
SAN FRANCISCO | BAY AREA | MISSION (X) 1108 | 022011108 | MISSION (X) | 5.2205 | 5.2205 | 100.0%
SAN FRANCISCO | BAY AREA | MISSION (X) 1109 | 022011109 | MISSION (X) | 1.553 | 1.553 | 100.0%
SAN FRANCISCO | BAY AREA | MISSION (X) 1110 | 022011110 | MISSION (X) | 5.7074 | 5.7074 | 100.0%
SAN FRANCISCO | BAY AREA | MISSION (X) 1113 | 022011113 | MISSION (X) | 2.643 | 2.643 | 100.0%
SAN FRANCISCO | BAY AREA | MISSION (X) 1116 | 022011116 | MISSION (X) | 2.9693 | 2.9693 | 100.0%
SAN FRANCISCO | BAY AREA | MISSION (X) 1118 | 022011118 | MISSION (X) | 0.60099 | 0.60099 | 100.0%
SAN FRANCISCO | BAY AREA | MISSION (X) 1120 | 022011120 | MISSION (X) | 0.0018928 | 0.0018928 | 100.0%
SAN FRANCISCO | BAY AREA | MISSION (X) 1124 | 022011124 | MISSION (X) | 0.70906 | 0.70906 | 100.0%
SAN FRANCISCO | BAY AREA | MISSION (X) 1125 | 022011125 | MISSION (X) | 0.96463 | 0.96463 | 100.0%
SAN FRANCISCO | BAY AREA | MISSION (X) 1215 | 022011215 | MISSION (X) | 0.27583 | 0.27583 | 100.0%
SONOMA | NORTHERN | MOLINO 1101 | 042571101 | MOLINO | 56.6242 | 90.3882 | 62.65%
SONOMA | NORTHERN | MOLINO 1102 | 042571102 | MOLINO | 66.7977 | 178.454 | 37.43%
SONOMA | NORTHERN | MOLINO 1103 | 042571103 | MOLINO | 62.0123 | 62.0123 | 100.0%
SONOMA | NORTHERN | MOLINO 1104 | 042571104 | MOLINO | 58.8179 | 61.3498 | 95.87%
STOCKTON | CENTRAL VALLEY | MONARCH 0401 | 162300401 | MONARCH | 3.1958 | 3.1958 | 100.0%
STOCKTON | CENTRAL VALLEY | MONARCH 0402 | 162300402 | MONARCH | 2.8385 | 2.8385 | 100.0%
STOCKTON | CENTRAL VALLEY | MONARCH 0403 | 162300403 | MONARCH | 4.6105 | 4.6105 | 100.0%
SONOMA | NORTHERN | MONROE 1104 | 043301104 | MONROE | 5.1603 | 5.1603 | 100.0%
SONOMA | NORTHERN | MONROE 1105 | 043301105 | MONROE | 10.6176 | 10.6176 | 100.0%
SONOMA | NORTHERN | MONROE 1106 | 043301106 | MONROE | 14.9553 | 14.9553 | 100.0%
SONOMA | NORTHERN | MONROE 2102 | 043302102 | MONROE | 4.8067 | 4.8067 | 100.0%
SONOMA | NORTHERN | MONROE 2103 | 043302103 | MONROE | 11.0058 | 11.4515 | 96.11%
SONOMA | NORTHERN | MONROE 2107 | 043302107 | MONROE | 9.7306 | 10.3778 | 93.76%
SAN JOSE | CENTRAL COAST | MONTAGUE 2101 | 083892101 | MONTAGUE | 0.8706 | 0.8706 | 100.0%
SAN JOSE | CENTRAL COAST | MONTAGUE 2102 | 083892102 | MONTAGUE | 0.80448 | 0.80448 | 100.0%
SAN JOSE | CENTRAL COAST | MONTAGUE 2103 | 083892103 | MONTAGUE | 0.94316 | 0.94316 | 100.0%
SAN JOSE | CENTRAL COAST | MONTAGUE 2104 | 083892104 | MONTAGUE | 0.83168 | 0.83168 | 100.0%
SAN JOSE | CENTRAL COAST | MONTAGUE 2105 | 083892105 | MONTAGUE | 0.77817 | 0.77817 | 100.0%
SAN JOSE | CENTRAL COAST | MONTAGUE 2106 | 083892106 | MONTAGUE | 0.0037856 | 0.0037856 | 100.0%
SAN JOSE | CENTRAL COAST | MONTAGUE 2108 | 083892108 | MONTAGUE | 1.0888 | 1.0888 | 100.0%
SAN JOSE | CENTRAL COAST | MONTAGUE 2109 | 083892109 | MONTAGUE | 0.81085 | 0.81085 | 100.0%
SONOMA | NORTHERN | MONTE RIO 1111 | 042811111 | MONTE RIO | 6.3972 | 64.6873 | 9.89%
CENTRAL COAST | CENTRAL COAST | MONTEREY 0401 | 182090401 | MONTEREY | 4.7657 | 4.9215 | 96.83%
CENTRAL COAST | CENTRAL COAST | MONTEREY 0402 | 182090402 | MONTEREY | 3.1889 | 3.9043 | 81.68%
CENTRAL COAST | CENTRAL COAST | MONTEREY 0403 | 182090403 | MONTEREY | 0.0028392 | 0.0028392 | 100.0%
NORTH BAY | BAY AREA | MONTICELLO 1101 | 043051101 | MONTICELLO | 15.9604 | 126.2452 | 12.64%
DIABLO | BAY AREA | MORAGA 1101 | 013801101 | MORAGA | 0.90655 | 20.4282 | 4.44%
DIABLO | BAY AREA | MORAGA 1102 | 013801102 | MORAGA | 4.318 | 9.3075 | 46.39%
DIABLO | BAY AREA | MORAGA 1103 | 013801103 | MORAGA | 15.8769 | 18.0807 | 87.81%
DIABLO | BAY AREA | MORAGA 1104 | 013801104 | MORAGA | 7.5656 | 21.7954 | 34.71%
DIABLO | BAY AREA | MORAGA 1105 | 013801105 | MORAGA | 12.065 | 19.8539 | 60.77%
SAN JOSE | CENTRAL COAST | MORGAN HILL 2104 | 083242104 | MORGAN HILL | 15.3435 | 21.3468 | 71.88%
SAN JOSE | CENTRAL COAST | MORGAN HILL 2105 | 083242105 | MORGAN HILL | 27.4102 | 71.8993 | 38.12%
SAN JOSE | CENTRAL COAST | MORGAN HILL 2106 | 083242106 | MORGAN HILL | 39.8318 | 39.9549 | 99.69%
SAN JOSE | CENTRAL COAST | MORGAN HILL 2108 | 083242108 | MORGAN HILL | 13.0229 | 13.0229 | 100.0%
SAN JOSE | CENTRAL COAST | MORGAN HILL 2109 | 083242109 | MORGAN HILL | 24.3342 | 26.7789 | 90.87%
SAN JOSE | CENTRAL COAST | MORGAN HILL 2110 | 083242110 | MORGAN HILL | 29.7448 | 32.349 | 91.95%
SAN JOSE | CENTRAL COAST | MORGAN HILL 2111 | 083242111 | MORGAN HILL | 21.158 | 73.536 | 28.77%
STOCKTON | CENTRAL VALLEY | MORMON 1101 | 163211101 | MORMON | 49.6991 | 49.6991 | 100.0%
STOCKTON | CENTRAL VALLEY | MORMON 1102 | 163211102 | MORMON | 87.465 | 87.465 | 100.0%
STOCKTON | CENTRAL VALLEY | MORMON 1103 | 163211103 | MORMON | 19.1635 | 19.1635 | 100.0%
LOS PADRES | CENTRAL COAST | MORRO BAY 1101 | 183011101 | MORRO BAY | 40.3838 | 46.0694 | 87.66%
LOS PADRES | CENTRAL COAST | MORRO BAY 1102 | 183011102 | MORRO BAY | 33.8544 | 51.6291 | 65.57%
STOCKTON | CENTRAL VALLEY | MOSHER 2104 | 163722104 | MOSHER | 0.014294 | 0.014294 | 100.0%
STOCKTON | CENTRAL VALLEY | MOSHER 2107 | 163722107 | MOSHER | 3.1349 | 3.1349 | 100.0%
STOCKTON | CENTRAL VALLEY | MOSHER 2108 | 163722108 | MOSHER | 1.8782 | 1.8782 | 100.0%
STOCKTON | CENTRAL VALLEY | MOSHER 2110 | 163722110 | MOSHER | 2.1811 | 2.1811 | 100.0%
STOCKTON | CENTRAL VALLEY | MOSHER 2111 | 163722111 | MOSHER | 17.7387 | 17.7387 | 100.0%
SIERRA | NORTHERN | MOUNTAIN QUARRIES 2101 | 152282101 | MOUNTAIN QUARRIES | 0.91209 | 225.5699 | 0.4%
DE ANZA | CENTRAL COAST | MOUNTAIN VIEW 1102 | 082031102 | MOUNTAIN VIEW | 13.5388 | 13.5388 | 100.0%
DE ANZA | CENTRAL COAST | MOUNTAIN VIEW 1103 | 082031103 | MOUNTAIN VIEW | 2.8686 | 2.8686 | 100.0%
DE ANZA | CENTRAL COAST | MOUNTAIN VIEW 1104 | 082031104 | MOUNTAIN VIEW | 8.8511 | 8.8511 | 100.0%
DE ANZA | CENTRAL COAST | MOUNTAIN VIEW 1105 | 082031105 | MOUNTAIN VIEW | 13.4798 | 13.4798 | 100.0%
DE ANZA | CENTRAL COAST | MOUNTAIN VIEW 1106 | 082031106 | MOUNTAIN VIEW | 7.5871 | 7.5871 | 100.0%
DE ANZA | CENTRAL COAST | MOUNTAIN VIEW 1107 | 082031107 | MOUNTAIN VIEW | 19.2646 | 19.2646 | 100.0%
DE ANZA | CENTRAL COAST | MOUNTAIN VIEW 1108 | 082031108 | MOUNTAIN VIEW | 14.6179 | 14.6179 | 100.0%
DE ANZA | CENTRAL COAST | MOUNTAIN VIEW 1109 | 082031109 | MOUNTAIN VIEW | 9.8922 | 9.8922 | 100.0%
DE ANZA | CENTRAL COAST | MOUNTAIN VIEW 1110 | 082031110 | MOUNTAIN VIEW | 9.3391 | 9.3391 | 100.0%
DE ANZA | CENTRAL COAST | MOUNTAIN VIEW 1111 | 082031111 | MOUNTAIN VIEW | 1.7251 | 1.7251 | 100.0%
DE ANZA | CENTRAL COAST | MOUNTAIN VIEW 1112 | 082031112 | MOUNTAIN VIEW | 0.97292 | 0.97292 | 100.0%
DE ANZA | CENTRAL COAST | MOUNTAIN VIEW 1113 | 082031113 | MOUNTAIN VIEW | 3.9661 | 3.9661 | 100.0%
DE ANZA | CENTRAL COAST | MOUNTAIN VIEW 1114 | 082031114 | MOUNTAIN VIEW | 6.6281 | 6.6281 | 100.0%
MISSION | CENTRAL COAST | MT EDEN 1101 | 013761101 | MT EDEN | 6.7241 | 6.7241 | 100.0%
MISSION | CENTRAL COAST | MT EDEN 1102 | 013761102 | MT EDEN | 6.6015 | 6.6015 | 100.0%
MISSION | CENTRAL COAST | MT EDEN 1103 | 013761103 | MT EDEN | 13.1407 | 13.1407 | 100.0%
MISSION | CENTRAL COAST | MT EDEN 1104 | 013761104 | MT EDEN | 14.465 | 14.465 | 100.0%
MISSION | CENTRAL COAST | MT EDEN 1105 | 013761105 | MT EDEN | 7.0075 | 7.0075 | 100.0%
MISSION | CENTRAL COAST | MT EDEN 1106 | 013761106 | MT EDEN | 6.1507 | 6.1507 | 100.0%
MISSION | CENTRAL COAST | MT EDEN 1107 | 013761107 | MT EDEN | 6.8278 | 6.8278 | 100.0%
MISSION | CENTRAL COAST | MT EDEN 1108 | 013761108 | MT EDEN | 23.33 | 23.33 | 100.0%
MISSION | CENTRAL COAST | MT EDEN 1109 | 013761109 | MT EDEN | 16.9324 | 16.9324 | 100.0%
MISSION | CENTRAL COAST | MT EDEN 1110 | 013761110 | MT EDEN | 3.3988 | 3.3988 | 100.0%
MISSION | CENTRAL COAST | MT EDEN 1111 | 013761111 | MT EDEN | 2.9877 | 2.9877 | 100.0%
MISSION | CENTRAL COAST | MT EDEN 1112 | 013761112 | MT EDEN | 16.76 | 16.76 | 100.0%
MISSION | CENTRAL COAST | MT EDEN 1113 | 013761113 | MT EDEN | 2.8468 | 2.8468 | 100.0%
MISSION | CENTRAL COAST | MT EDEN 1114 | 013761114 | MT EDEN | 3.476 | 3.476 | 100.0%
NORTH BAY | BAY AREA | NAPA 1102 | 042021102 | NAPA | 26.3958 | 26.3958 | 100.0%
NORTH BAY | BAY AREA | NAPA 1103 | 042021103 | NAPA | 15.6913 | 15.6913 | 100.0%
NORTH BAY | BAY AREA | NAPA 1105 | 042021105 | NAPA | 14.7933 | 14.7933 | 100.0%
NORTH BAY | BAY AREA | NAPA 1106 | 042021106 | NAPA | 1.1582 | 1.1582 | 100.0%
NORTH BAY | BAY AREA | NAPA 1109 | 042021109 | NAPA | 12.1799 | 12.1799 | 100.0%
NORTH BAY | BAY AREA | NAPA 1110 | 042021110 | NAPA | 13.4805 | 13.4805 | 100.0%
NORTH BAY | BAY AREA | NAPA 1112 | 042021112 | NAPA | 33.0127 | 52.163 | 63.29%
SACRAMENTO | NORTHERN | NAPA 1112 | 042021112 | NAPA | 0.038744 | 52.163 | 0.07%
SIERRA | NORTHERN | NARROWS 2102 | 153132102 | NARROWS | 23.883 | 116.9215 | 20.43%
SIERRA | NORTHERN | NARROWS 2105 | 153132105 | NARROWS | 19.5336 | 195.8247 | 9.98%
SACRAMENTO | NORTHERN | NEW HOPE 1101 | 162081101 | NEW HOPE | 2.0278 | 38.9847 | 5.2%
STOCKTON | CENTRAL VALLEY | NEW HOPE 1101 | 162081101 | NEW HOPE | 36.9569 | 38.9847 | 94.8%
STOCKTON | CENTRAL VALLEY | NEW HOPE 1102 | 162081102 | NEW HOPE | 58.5079 | 58.5079 | 100.0%
MISSION | CENTRAL COAST | NEWARK 1101 | 012221101 | NEWARK | 1.6465 | 1.6465 | 100.0%
MISSION | CENTRAL COAST | NEWARK 1102 | 012221102 | NEWARK | 8.8626 | 8.8626 | 100.0%
MISSION | CENTRAL COAST | NEWARK 1103 | 012221103 | NEWARK | 18.4905 | 18.4905 | 100.0%
MISSION | CENTRAL COAST | NEWARK 1104 | 012221104 | NEWARK | 0.39411 | 0.39411 | 100.0%
MISSION | CENTRAL COAST | NEWARK 1105 | 012221105 | NEWARK | 1.601 | 1.601 | 100.0%
MISSION | CENTRAL COAST | NEWARK 1106 | 012221106 | NEWARK | 17.9436 | 17.9436 | 100.0%
MISSION | CENTRAL COAST | NEWARK 1107 | 012221107 | NEWARK | 21.4373 | 21.4373 | 100.0%
MISSION | CENTRAL COAST | NEWARK 1108 | 012221108 | NEWARK | 1.0684 | 1.0684 | 100.0%
MISSION | CENTRAL COAST | NEWARK 2102 | 012222102 | NEWARK | 2.6806 | 2.6806 | 100.0%
MISSION | CENTRAL COAST | NEWARK 2103 | 012222103 | NEWARK | 14.8704 | 14.8704 | 100.0%
MISSION | CENTRAL COAST | NEWARK 2104 | 012222104 | NEWARK | 5.747 | 5.747 | 100.0%
MISSION | CENTRAL COAST | NEWARK 2105 | 012222105 | NEWARK | 3.0998 | 3.0998 | 100.0%
MISSION | CENTRAL COAST | NEWARK 2107 | 012222107 | NEWARK | 6.9895 | 6.9895 | 100.0%
MISSION | CENTRAL COAST | NEWARK 2108 | 012222108 | NEWARK | 4.9096 | 4.9096 | 100.0%
MISSION | CENTRAL COAST | NEWARK 2109 | 012222109 | NEWARK | 0.0056934 | 0.0056934 | 100.0%
MISSION | CENTRAL COAST | NEWARK 2110 | 012222110 | NEWARK | 3.3535 | 3.3535 | 100.0%
HUMBOLDT | NORTHERN | NEWBURG 1131 | 192151131 | NEWBURG | 33.7497 | 39.5535 | 85.33%
HUMBOLDT | NORTHERN | NEWBURG 1132 | 192151132 | NEWBURG | 21.8414 | 23.1411 | 94.38%
HUMBOLDT | NORTHERN | NEWBURG 1133 | 192151133 | NEWBURG | 14.3538 | 16.7554 | 85.67%
YOSEMITE | CENTRAL VALLEY | NEWHALL 1109 | 254461109 | NEWHALL | 74.0135 | 74.0135 | 100.0%
YOSEMITE | CENTRAL VALLEY | NEWHALL 1111 | 254461111 | NEWHALL | 76.208 | 76.208 | 100.0%
YOSEMITE | CENTRAL VALLEY | NEWMAN 1101 | 162741101 | NEWMAN | 36.4497 | 36.4497 | 100.0%
YOSEMITE | CENTRAL VALLEY | NEWMAN 1102 | 162741102 | NEWMAN | 9.549 | 9.549 | 100.0%
YOSEMITE | CENTRAL VALLEY | NEWMAN 1105 | 162741105 | NEWMAN | 21.2307 | 21.2307 | 100.0%
YOSEMITE | CENTRAL VALLEY | NEWMAN 1106 | 162741106 | NEWMAN | 34.4767 | 34.4767 | 100.0%
KERN | CENTRAL VALLEY | NORCO 1101 | 254691101 | NORCO | 45.792 | 45.792 | 100.0%
KERN | CENTRAL VALLEY | NORCO 1102 | 254691102 | NORCO | 7.5685 | 7.5685 | 100.0%
NORTH VALLEY | NORTHERN | NORD 1103 | 103071103 | NORD | 18.2458 | 18.2458 | 100.0%
NORTH VALLEY | NORTHERN | NORD 1104 | 103071104 | NORD | 50.4664 | 50.4664 | 100.0%
NORTH VALLEY | NORTHERN | NORD 1105 | 103071105 | NORD | 6.9881 | 6.9881 | 100.0%
NORTH VALLEY | NORTHERN | NORD 1106 | 103071106 | NORD | 10.7644 | 10.7644 | 100.0%
SAN FRANCISCO | BAY AREA | NORIEGA 0401 | 022510401 | NORIEGA | 1.5587 | 1.5587 | 100.0%
SAN FRANCISCO | BAY AREA | NORIEGA 0402 | 022510402 | NORIEGA | 1.7261 | 1.7261 | 100.0%
SAN JOSE | CENTRAL COAST | NORTECH 2107 | 082462107 | NORTECH | 0.11207 | 0.11207 | 100.0%
SAN JOSE | CENTRAL COAST | NORTECH 2109 | 082462109 | NORTECH | 0.48179 | 0.48179 | 100.0%
SAN JOSE | CENTRAL COAST | NORTECH 2110 | 082462110 | NORTECH | 7.0756 | 7.0756 | 100.0%
SAN JOSE | CENTRAL COAST | NORTECH 2111 | 082462111 | NORTECH | 0.7129 | 0.7129 | 100.0%
STOCKTON | CENTRAL VALLEY | NORTH BRANCH 1101 | 163231101 | NORTH BRANCH | 27.5416 | 89.3854 | 30.81%
MISSION | CENTRAL COAST | NORTH DUBLIN 2101 | 014052101 | NORTH DUBLIN | 0.62904 | 4.5472 | 13.83%
DIABLO | BAY AREA | NORTH DUBLIN 2103 | 014052103 | NORTH DUBLIN | 0.0040908 | 22.4335 | 0.02%
MISSION | CENTRAL COAST | NORTH DUBLIN 2103 | 014052103 | NORTH DUBLIN | 3.0909 | 22.4335 | 13.78%
NORTH BAY | BAY AREA | NORTH TOWER 1102 | 042041102 | NORTH TOWER | 18.6879 | 18.6879 | 100.0%
NORTH BAY | BAY AREA | NORTH TOWER 1103 | 042041103 | NORTH TOWER | 12.885 | 12.885 | 100.0%
NORTH BAY | BAY AREA | NORTH TOWER 1104 | 042041104 | NORTH TOWER | 19.7188 | 19.7188 | 100.0%
NORTH BAY | BAY AREA | NORTH TOWER 1105 | 042041105 | NORTH TOWER | 0.003687 | 0.003687 | 100.0%
NORTH BAY | BAY AREA | NORTH TOWER 1106 | 042041106 | NORTH TOWER | 0.004679 | 0.004679 | 100.0%
NORTH BAY | BAY AREA | NORTH TOWER 1108 | 042041108 | NORTH TOWER | 13.3403 | 13.3403 | 100.0%
EAST BAY | BAY AREA | NORTH TOWER 2201 | 042042201 | NORTH TOWER | 7.5419 | 18.0304 | 41.83%
NORTH BAY | BAY AREA | NORTH TOWER 2201 | 042042201 | NORTH TOWER | 3.4499 | 18.0304 | 19.13%
NORTH BAY | BAY AREA | NORTH TOWER 2204 | 042042204 | NORTH TOWER | 4.3277 | 4.3277 | 100.0%
NORTH VALLEY | NORTHERN | NOTRE DAME 1101 | 102041101 | NOTRE DAME | 1.5956 | 1.5956 | 100.0%
NORTH VALLEY | NORTHERN | NOTRE DAME 1102 | 102041102 | NOTRE DAME | 10.5922 | 10.5922 | 100.0%
NORTH VALLEY | NORTHERN | NOTRE DAME 1103 | 102041103 | NOTRE DAME | 0.0024996 | 0.0024996 | 100.0%
NORTH VALLEY | NORTHERN | NOTRE DAME 1104 | 102041104 | NOTRE DAME | 11.5002 | 39.4816 | 29.13%
NORTH BAY | BAY AREA | NOVATO 1101 | 042211101 | NOVATO | 0.5657 | 0.5657 | 100.0%
NORTH BAY | BAY AREA | NOVATO 1102 | 042211102 | NOVATO | 0.58638 | 0.58638 | 100.0%
NORTH BAY | BAY AREA | NOVATO 1103 | 042211103 | NOVATO | 4.9487 | 4.9487 | 100.0%
NORTH BAY | BAY AREA | NOVATO 1104 | 042211104 | NOVATO | 20.872 | 24.4312 | 85.43%
EAST BAY | BAY AREA | OAK 0401 | 012600401 | OAK | 1.9568 | 5.4058 | 36.2%
STOCKTON | CENTRAL VALLEY | OAK PARK 0401 | 163270401 | OAK PARK | 2.4605 | 2.4605 | 100.0%
STOCKTON | CENTRAL VALLEY | OAK PARK 0402 | 163270402 | OAK PARK | 0.49917 | 0.49917 | 100.0%
YOSEMITE | CENTRAL VALLEY | OAKHURST 1101 | 254421101 | OAKHURST | 0.77045 | 92.9936 | 0.83%
YOSEMITE | CENTRAL VALLEY | OAKHURST 1102 | 254421102 | OAKHURST | 3.93 | 16.6777 | 23.56%
YOSEMITE | CENTRAL VALLEY | OAKHURST 1103 | 254421103 | OAKHURST | 2.7302 | 131.304 | 2.08%
EAST BAY | BAY AREA | OAKLAND C 1108 | 012011108 | OAKLAND C | 2.0656 | 2.0656 | 100.0%
EAST BAY | BAY AREA | OAKLAND C 1109 | 012011109 | OAKLAND C | 3.7171 | 3.7171 | 100.0%
EAST BAY | BAY AREA | OAKLAND C 1110 | 012011110 | OAKLAND C | 1.25 | 1.25 | 100.0%
EAST BAY | BAY AREA | OAKLAND C 1112 | 012011112 | OAKLAND C | 1.1568 | 1.1568 | 100.0%
EAST BAY | BAY AREA | OAKLAND C 1113 | 012011113 | OAKLAND C | 3.3502 | 3.3502 | 100.0%
EAST BAY | BAY AREA | OAKLAND C 1114 | 012011114 | OAKLAND C | 3.3408 | 3.3408 | 100.0%
EAST BAY | BAY AREA | OAKLAND C 1115 | 012011115 | OAKLAND C | 1.2882 | 1.2882 | 100.0%
EAST BAY | BAY AREA | OAKLAND C 1116 | 012011116 | OAKLAND C | 2.0305 | 2.0305 | 100.0%
EAST BAY | BAY AREA | OAKLAND C 1117 | 012011117 | OAKLAND C | 3.1552 | 3.1552 | 100.0%
EAST BAY | BAY AREA | OAKLAND C 1118 | 012011118 | OAKLAND C | 3.2503 | 3.2503 | 100.0%
EAST BAY | BAY AREA | OAKLAND C 1119 | 012011119 | OAKLAND C | 0.43443 | 0.43443 | 100.0%
EAST BAY | BAY AREA | OAKLAND C 1120 | 012011120 | OAKLAND C | 2.9497 | 2.9497 | 100.0%
EAST BAY | BAY AREA | OAKLAND C 1121 | 012011121 | OAKLAND C | 1.8971 | 1.8971 | 100.0%
EAST BAY | BAY AREA | OAKLAND C 1132 | 012011132 | OAKLAND C | 1.2198 | 1.2198 | 100.0%
EAST BAY | BAY AREA | OAKLAND C 1133 | 012011133 | OAKLAND C | 0.08309 | 0.08309 | 100.0%
EAST BAY | BAY AREA | OAKLAND C 1134 | 012011134 | OAKLAND C | 1.5736 | 1.5736 | 100.0%
EAST BAY | BAY AREA | OAKLAND D 0406 | 012040406 | OAKLAND D | 3.1847 | 3.1847 | 100.0%
EAST BAY | BAY AREA | OAKLAND D 0407 | 012040407 | OAKLAND D | 0.33156 | 0.33156 | 100.0%
EAST BAY | BAY AREA | OAKLAND D 0408 | 012040408 | OAKLAND D | 4.2257 | 4.2257 | 100.0%
EAST BAY | BAY AREA | OAKLAND D 0410 | 012040410 | OAKLAND D | 2.75 | 2.75 | 100.0%
EAST BAY | BAY AREA | OAKLAND D 1101 | 012041101 | OAKLAND D | 0.16486 | 0.16486 | 100.0%
EAST BAY | BAY AREA | OAKLAND D 1102 | 012041102 | OAKLAND D | 2.7275 | 2.7275 | 100.0%
EAST BAY | BAY AREA | OAKLAND D 1103 | 012041103 | OAKLAND D | 0.33887 | 0.33887 | 100.0%
EAST BAY | BAY AREA | OAKLAND D 1104 | 012041104 | OAKLAND D | 5.6732 | 5.6732 | 100.0%
EAST BAY | BAY AREA | OAKLAND D 1105 | 012041105 | OAKLAND D | 8.3304 | 8.3304 | 100.0%
EAST BAY | BAY AREA | OAKLAND D 1106 | 012041106 | OAKLAND D | 9.0807 | 9.0807 | 100.0%
EAST BAY | BAY AREA | OAKLAND D 1107 | 012041107 | OAKLAND D | 2.4968 | 2.4968 | 100.0%
EAST BAY | BAY AREA | OAKLAND D 1110 | 012041110 | OAKLAND D | 5.5061 | 5.5061 | 100.0%
EAST BAY | BAY AREA | OAKLAND D 1111 | 012041111 | OAKLAND D | 7.7959 | 7.7959 | 100.0%
EAST BAY | BAY AREA | OAKLAND D 1112 | 012041112 | OAKLAND D | 9.5404 | 11.9967 | 79.53%
EAST BAY | BAY AREA | OAKLAND D 1115 | 012041115 | OAKLAND D | 2.7842 | 2.7842 | 100.0%
EAST BAY | BAY AREA | OAKLAND D 1116 | 012041116 | OAKLAND D | 2.7965 | 2.7965 | 100.0%
EAST BAY | BAY AREA | OAKLAND D 1117 | 012041117 | OAKLAND D | 0.50103 | 0.50103 | 100.0%
EAST BAY | BAY AREA | OAKLAND D 1130 | 012041130 | OAKLAND D | 6.5156 | 6.5156 | 100.0%
EAST BAY | BAY AREA | OAKLAND D 1131 | 012041131 | OAKLAND D | 7.7502 | 7.7502 | 100.0%
EAST BAY | BAY AREA | OAKLAND D 1132 | 012041132 | OAKLAND D | 2.868 | 2.868 | 100.0%
EAST BAY | BAY AREA | OAKLAND D 1133 | 012041133 | OAKLAND D | 3.0099 | 3.0099 | 100.0%
EAST BAY | BAY AREA | OAKLAND D 1202 | 012041202 | OAKLAND D | 0.23352 | 0.23352 | 100.0%
EAST BAY | BAY AREA | OAKLAND I 0401 | 012080401 | OAKLAND I | 3.1412 | 3.1412 | 100.0%
EAST BAY | BAY AREA | OAKLAND I 0402 | 012080402 | OAKLAND I | 5.1485 | 5.1485 | 100.0%
EAST BAY | BAY AREA | OAKLAND J 0401 | 012090401 | OAKLAND J | 4.628 | 4.628 | 100.0%
EAST BAY | BAY AREA | OAKLAND J 0403 | 012090403 | OAKLAND J | 6.2537 | 6.2537 | 100.0%
EAST BAY | BAY AREA | OAKLAND J 0408 | 012090408 | OAKLAND J | 4.5559 | 4.5559 | 100.0%
EAST BAY | BAY AREA | OAKLAND J 0409 | 012090409 | OAKLAND J | 3.0023 | 3.0023 | 100.0%
EAST BAY | BAY AREA | OAKLAND J 1101 | 012091101 | OAKLAND J | 10.3513 | 10.3513 | 100.0%
EAST BAY | BAY AREA | OAKLAND J 1102 | 012091102 | OAKLAND J | 12.307 | 18.3751 | 66.98%
EAST BAY | BAY AREA | OAKLAND J 1103 | 012091103 | OAKLAND J | 2.7495 | 2.7495 | 100.0%
EAST BAY | BAY AREA | OAKLAND J 1104 | 012091104 | OAKLAND J | 6.735 | 6.735 | 100.0%
EAST BAY | BAY AREA | OAKLAND J 1105 | 012091105 | OAKLAND J | 21.464 | 23.4152 | 91.67%
EAST BAY | BAY AREA | OAKLAND J 1106 | 012091106 | OAKLAND J | 17.7728 | 19.6968 | 90.23%
EAST BAY | BAY AREA | OAKLAND J 1108 | 012091108 | OAKLAND J | 9.1842 | 9.1842 | 100.0%
EAST BAY | BAY AREA | OAKLAND J 1109 | 012091109 | OAKLAND J | 0.040577 | 0.040577 | 100.0%
EAST BAY | BAY AREA | OAKLAND J 1110 | 012091110 | OAKLAND J | 2.0099 | 2.0099 | 100.0%
EAST BAY | BAY AREA | OAKLAND J 1111 | 012091111 | OAKLAND J | 4.5968 | 4.5968 | 100.0%
EAST BAY | BAY AREA | OAKLAND J 1112 | 012091112 | OAKLAND J | 5.5584 | 5.5584 | 100.0%
EAST BAY | BAY AREA | OAKLAND J 1114 | 012091114 | OAKLAND J | 0.0024609 | 0.0024609 | 100.0%
EAST BAY | BAY AREA | OAKLAND J 1115 | 012091115 | OAKLAND J | 3.9779 | 3.9779 | 100.0%
EAST BAY | BAY AREA | OAKLAND J 1116 | 012091116 | OAKLAND J | 18.6525 | 18.6525 | 100.0%
EAST BAY | BAY AREA | OAKLAND J 1117 | 012091117 | OAKLAND J | 13.1101 | 13.1101 | 100.0%
EAST BAY | BAY AREA | OAKLAND J 1118 | 012091118 | OAKLAND J | 11.4677 | 11.7684 | 97.45%
EAST BAY | BAY AREA | OAKLAND K 1101 | 012101101 | OAKLAND K | 4.7237 | 7.2887 | 64.81%
EAST BAY | BAY AREA | OAKLAND K 1103 | 012101103 | OAKLAND K | 4.7243 | 10.7209 | 44.07%
EAST BAY | BAY AREA | OAKLAND L 0405 | 012110405 | OAKLAND L | 0.47391 | 0.47391 | 100.0%
EAST BAY | BAY AREA | OAKLAND L 0406 | 012110406 | OAKLAND L | 0.0042586 | 0.0042586 | 100.0%
EAST BAY | BAY AREA | OAKLAND L 0407 | 012110407 | OAKLAND L | 2.2104 | 2.2104 | 100.0%
EAST BAY | BAY AREA | OAKLAND L 1101 | 012111101 | OAKLAND L | 4.9347 | 4.9347 | 100.0%
EAST BAY | BAY AREA | OAKLAND L 1102 | 012111102 | OAKLAND L | 1.2863 | 1.2863 | 100.0%
EAST BAY | BAY AREA | OAKLAND L 1103 | 012111103 | OAKLAND L | 4.8916 | 4.8916 | 100.0%
EAST BAY | BAY AREA | OAKLAND L 1105 | 012111105 | OAKLAND L | 2.6998 | 2.6998 | 100.0%
EAST BAY | BAY AREA | OAKLAND L 1106 | 012111106 | OAKLAND L | 0.37252 | 0.37252 | 100.0%
EAST BAY | BAY AREA | OAKLAND L 1107 | 012111107 | OAKLAND L | 1.4578 | 1.4578 | 100.0%
EAST BAY | BAY AREA | OAKLAND X 0401 | 012540401 | OAKLAND X | 5.5531 | 5.5531 | 100.0%
EAST BAY | BAY AREA | OAKLAND X 0402 | 012540402 | OAKLAND X | 1.7674 | 1.7674 | 100.0%
EAST BAY | BAY AREA | OAKLAND X 1101 | 012541101 | OAKLAND X | 4.7681 | 5.2745 | 90.4%
EAST BAY | BAY AREA | OAKLAND X 1102 | 012541102 | OAKLAND X | 6.3669 | 6.3669 | 100.0%
EAST BAY | BAY AREA | OAKLAND X 1103 | 012541103 | OAKLAND X | 7.6091 | 7.6091 | 100.0%
EAST BAY | BAY AREA | MISSION (X) 1104 | 012541104 | OAKLAND X | 1.1567 | 14.0806 | 8.21%
EAST BAY | BAY AREA | OAKLAND X 1105 | 012541105 | OAKLAND X | 12.4127 | 14.7273 | 84.28%
EAST BAY | BAY AREA | OAKLAND X 1106 | 012541106 | OAKLAND X | 7.9321 | 23.5039 | 33.75%
EAST BAY | BAY AREA | OAKLAND X 1107 | 012541107 | OAKLAND X | 12.8385 | 12.8385 | 100.0%
EAST BAY | BAY AREA | OAKLAND X 1109 | 012541109 | OAKLAND X | 7.0644 | 7.0644 | 100.0%
EAST BAY | BAY AREA | OAKLAND X 1110 | 012541110 | OAKLAND X | 0.45879 | 0.45879 | 100.0%
EAST BAY | BAY AREA | OAKLAND X 1111 | 012541111 | OAKLAND X | 1.0235 | 1.0235 | 100.0%
EAST BAY | BAY AREA | OAKLAND X 1112 | 012541112 | OAKLAND X | 3.9389 | 3.9389 | 100.0%
EAST BAY | BAY AREA | OAKLAND X 1114 | 012541114 | OAKLAND X | 5.081 | 5.081 | 100.0%
EAST BAY | BAY AREA | OAKLAND X 1115 | 012541115 | OAKLAND X | 12.5525 | 12.5525 | 100.0%
SAN FRANCISCO | BAY AREA | OCEAN 0401 | 022580401 | OCEAN | 3.6726 | 3.6726 | 100.0%
SAN FRANCISCO | BAY AREA | OCEAN 0402 | 022580402 | OCEAN | 2.9691 | 2.9691 | 100.0%
LOS PADRES | CENTRAL COAST | OCEANO 1103 | 182601103 | OCEANO | 15.574 | 16.7699 | 92.87%
LOS PADRES | CENTRAL COAST | OCEANO 1104 | 182601104 | OCEANO | 28.1554 | 114.9661 | 24.49%
LOS PADRES | CENTRAL COAST | OCEANO 1105 | 182601105 | OCEANO | 24.1187 | 24.8424 | 97.09%
LOS PADRES | CENTRAL COAST | OCEANO 1106 | 182601106 | OCEANO | 31.8618 | 33.9984 | 93.72%
LOS PADRES | CENTRAL COAST | OCEANO 1108 | 182601108 | OCEANO | 17.5609 | 53.7554 | 32.67%
CENTRAL COAST | CENTRAL COAST | OILFIELDS 1102 | 182391102 | OILFIELDS | 1.0009 | 1.0009 | 100.0%
CENTRAL COAST | CENTRAL COAST | OILFIELDS 1103 | 182391103 | OILFIELDS | 20.4551 | 143.554 | 14.25%
LOS PADRES | CENTRAL COAST | OILFIELDS 1103 | 182391103 | OILFIELDS | 7.6864 | 143.554 | 5.35%
CENTRAL COAST | CENTRAL COAST | OILFIELDS 1104 | 182391104 | OILFIELDS | 38.0661 | 38.0661 | 100.0%
KERN | CENTRAL VALLEY | OLD RIVER 1101 | 252821101 | OLD RIVER | 41.2914 | 41.2914 | 100.0%
KERN | CENTRAL VALLEY | OLD RIVER 1102 | 252821102 | OLD RIVER | 49.2574 | 49.2574 | 100.0%
KERN | CENTRAL VALLEY | OLD RIVER 1103 | 252821103 | OLD RIVER | 34.4452 | 34.4452 | 100.0%
KERN | CENTRAL VALLEY | OLD RIVER 1104 | 252821104 | OLD RIVER | 60.4293 | 60.4293 | 100.0%
KERN | CENTRAL VALLEY | OLD RIVER 1105 | 252821105 | OLD RIVER | 14.8253 | 14.8253 | 100.0%
NORTH BAY | BAY AREA | OLEMA 1101 | 042291101 | OLEMA | 51.9695 | 121.6052 | 42.74%
SIERRA | NORTHERN | OLETA 1101 | 163541101 | OLETA | 3.4739 | 116.3971 | 2.98%
STOCKTON | CENTRAL VALLEY | OLETA 1101 | 163541101 | OLETA | 22.5925 | 116.3971 | 19.41%
SIERRA | NORTHERN | OLETA 1102 | 163541102 | OLETA | 0.45905 | 99.89 | 0.46%
STOCKTON | CENTRAL VALLEY | OLETA 1102 | 163541102 | OLETA | 42.1268 | 99.89 | 42.17%
SIERRA | NORTHERN | OLIVEHURST 1101 | 152901101 | OLIVEHURST | 22.5565 | 22.5565 | 100.0%
SIERRA | NORTHERN | OLIVEHURST 1102 | 152901102 | OLIVEHURST | 6.0167 | 6.0167 | 100.0%
SIERRA | NORTHERN | OLIVEHURST 1103 | 152901103 | OLIVEHURST | 52.6791 | 52.6791 | 100.0%
SIERRA | NORTHERN | OLIVEHURST 1104 | 152901104 | OLIVEHURST | 11.4898 | 11.4898 | 100.0%
SIERRA | NORTHERN | OLIVEHURST 1105 | 152901105 | OLIVEHURST | 53.9659 | 53.9659 | 100.0%
CENTRAL COAST | CENTRAL COAST | OPAL CLIFFS 0402 | 083450402 | OPAL CLIFFS | 2.4477 | 2.4477 | 100.0%
NORTH VALLEY | NORTHERN | OREGON TRAIL 1102 | 103521102 | OREGON TRAIL | 4.8264 | 49.1927 | 9.81%
NORTH VALLEY | NORTHERN | OREGON TRAIL 1103 | 103521103 | OREGON TRAIL | 3.0963 | 120.4749 | 2.57%
NORTH VALLEY | NORTHERN | OREGON TRAIL 1104 | 103521104 | OREGON TRAIL | 11.5107 | 55.1869 | 20.86%
HUMBOLDT | NORTHERN | ORICK 1101 | 192261101 | ORICK | 8.1581 | 8.1581 | 100.0%
HUMBOLDT | NORTHERN | ORICK 1102 | 192261102 | ORICK | 23.3464 | 23.3464 | 100.0%
DIABLO | BAY AREA | ORINDA 0401 | 012350401 | ORINDA | 2.1583 | 12.0249 | 17.95%
NORTH VALLEY | NORTHERN | ORLAND B 1101 | 102701101 | ORLAND B | 29.1166 | 29.1166 | 100.0%
NORTH VALLEY | NORTHERN | ORLAND B 1102 | 102701102 | ORLAND B | 19.2031 | 19.2031 | 100.0%
NORTH VALLEY | NORTHERN | ORLAND B 1103 | 102701103 | ORLAND B | 106.9503 | 106.9503 | 100.0%
YOSEMITE | CENTRAL VALLEY | ORO LOMA 1102 | 255371102 | ORO LOMA | 1.0702 | 1.0702 | 100.0%
YOSEMITE | CENTRAL VALLEY | Oro Loma 1103 | 255371103 | Oro Loma | 1.096 | 1.096 | 100.0%
YOSEMITE | CENTRAL VALLEY | ORO LOMA 1115 | 255371115 | ORO LOMA | 79.7682 | 79.7682 | 100.0%
YOSEMITE | CENTRAL VALLEY | ORO LOMA 1116 | 255371116 | ORO LOMA | 25.1743 | 25.1743 | 100.0%
YOSEMITE | CENTRAL VALLEY | ORO LOMA 1117 | 255371117 | ORO LOMA | 123.2817 | 123.2817 | 100.0%
YOSEMITE | CENTRAL VALLEY | ORO LOMA 1118 | 255371118 | ORO LOMA | 42.8732 | 42.8732 | 100.0%
FRESNO | CENTRAL VALLEY | OROSI 1101 | 252841101 | OROSI | 55.0216 | 55.0216 | 100.0%
FRESNO | CENTRAL VALLEY | OROSI 1102 | 252841102 | OROSI | 34.6912 | 35.0894 | 98.87%
FRESNO | CENTRAL VALLEY | OROSI 1103 | 252841103 | OROSI | 28.9651 | 28.9651 | 100.0%
FRESNO | CENTRAL VALLEY | OROSI 1104 | 252841104 | OROSI | 60.1049 | 60.1049 | 100.0%
NORTH VALLEY | NORTHERN | OROVILLE 0402 | 102520402 | OROVILLE | 1.6041 | 1.6041 | 100.0%
NORTH VALLEY | NORTHERN | OROVILLE 0403 | 102520403 | OROVILLE | 2.0336 | 2.0336 | 100.0%
NORTH VALLEY | NORTHERN | OROVILLE 1101 | 102521101 | OROVILLE | 26.4011 | 26.4011 | 100.0%
NORTH VALLEY | NORTHERN | OROVILLE 1102 | 102521102 | OROVILLE | 4.9827 | 4.9827 | 100.0%
NORTH VALLEY | NORTHERN | OROVILLE 1103 | 102521103 | OROVILLE | 26.219 | 26.219 | 100.0%
NORTH VALLEY | NORTHERN | OROVILLE 1104 | 102521104 | OROVILLE | 9.8272 | 9.8272 | 100.0%
YOSEMITE | CENTRAL VALLEY | ORTIGA 1105 | 254311105 | ORTIGA | 42.6691 | 42.6691 | 100.0%
YOSEMITE | CENTRAL VALLEY | ORTIGA 1106 | 254311106 | ORTIGA | 54.6702 | 54.6702 | 100.0%
CENTRAL COAST | CENTRAL COAST | OTTER 1101 | 182941101 | OTTER | 4.9251 | 27.142 | 18.15%
CENTRAL COAST | CENTRAL COAST | OTTER 1102 | 182941102 | OTTER | 1.5082 | 54.9154 | 2.75%
CENTRAL COAST | CENTRAL COAST | PACIFIC GROVE 0421 | 182440421 | PACIFIC GROVE | 3.339 | 3.339 | 100.0%
CENTRAL COAST | CENTRAL COAST | PACIFIC GROVE 0422 | 182440422 | PACIFIC GROVE | 6.6444 | 6.9324 | 95.85%
CENTRAL COAST | CENTRAL COAST | PACIFIC GROVE 0423 | 182440423 | PACIFIC GROVE | 1.6898 | 1.6898 | 100.0%
CENTRAL COAST | CENTRAL COAST | PACIFIC GROVE 0424 | 182440424 | PACIFIC GROVE | 8.9319 | 8.9319 | 100.0%
KERN | CENTRAL VALLEY | PACIFIC PIPE GRAPEVI 1101 | 255441101 | PACIFIC PIPE GRAPEVI | 0.014709 | 0.014709 | 100.0%
PENINSULA | CENTRAL COAST | PACIFICA 1101 | 022811101 | PACIFICA | 8.3964 | 9.1541 | 91.72%
PENINSULA | CENTRAL COAST | PACIFICA 1102 | 022811102 | PACIFICA | 17.3439 | 19.997 | 86.73%
PENINSULA | CENTRAL COAST | PACIFICA 1103 | 022811103 | PACIFICA | 14.6176 | 18.8017 | 77.75%
PENINSULA | CENTRAL COAST | PACIFICA 1104 | 022811104 | PACIFICA | 6.461 | 7.1656 | 90.17%
LOS PADRES | CENTRAL COAST | PALMER 1101 | 183031101 | PALMER | 22.8817 | 61.8226 | 37.01%
EAST BAY | BAY AREA | PALO SECO 0401 | 013180401 | PALO SECO | 0.017986 | 4.7396 | 0.38%
KERN | CENTRAL VALLEY | PANAMA 2101 | 253422101 | PANAMA | 38.49 | 38.49 | 100.0%
KERN | CENTRAL VALLEY | PANAMA 2102 | 253422102 | PANAMA | 34.24 | 34.24 | 100.0%
YOSEMITE | CENTRAL VALLEY | PANOCHE 1101 | 253671101 | PANOCHE | 8.6303 | 8.6303 | 100.0%
YOSEMITE | CENTRAL VALLEY | PANOCHE 1102 | 253671102 | PANOCHE | 44.1788 | 44.1788 | 100.0%
CENTRAL COAST | CENTRAL COAST | PANOCHE 1103 | 253671103 | PANOCHE | 40.457 | 122.3155 | 33.08%
YOSEMITE | CENTRAL VALLEY | PANOCHE 1103 | 253671103 | PANOCHE | 38.1203 | 122.3155 | 31.17%
NORTH VALLEY | NORTHERN | PANORAMA 1101 | 103461101 | PANORAMA | 26.2469 | 39.1986 | 66.96%
NORTH VALLEY | NORTHERN | PANORAMA 1102 | 103461102 | PANORAMA | 53.728 | 84.5132 | 63.57%
NORTH VALLEY | NORTHERN | PARADISE 1101 | 102831101 | PARADISE | 3.1963 | 26.785 | 11.93%
NORTH VALLEY | NORTHERN | PARADISE 1102 | 102831102 | PARADISE | 18.6154 | 32.5602 | 57.17%
NORTH VALLEY | NORTHERN | PARADISE 1103 | 102831103 | PARADISE | 3.7903 | 45.2428 | 8.38%
NORTH VALLEY | NORTHERN | PARADISE 1104 | 102831104 | PARADISE | 10.7727 | 51.4698 | 20.93%
NORTH VALLEY | NORTHERN | PARADISE 1105 | 102831105 | PARADISE | 6.7676 | 19.761 | 34.25%
NORTH VALLEY | NORTHERN | PARADISE 1106 | 102831106 | PARADISE | 0.31948 | 24.6901 | 1.29%
NORTH BAY | BAY AREA | PARKWAY 1101 | 042051101 | PARKWAY | 4.4397 | 4.4397 | 100.0%
NORTH BAY | BAY AREA | PARKWAY 1102 | 042051102 | PARKWAY | 0.0028392 | 0.0028392 | 100.0%
NORTH BAY | BAY AREA | PARKWAY 1103 | 042051103 | PARKWAY | 6.8285 | 6.8285 | 100.0%
FRESNO | CENTRAL VALLEY | PARLIER 1102 | 252291102 | PARLIER | 18.7308 | 18.7308 | 100.0%
FRESNO | CENTRAL VALLEY | PARLIER 1103 | 252291103 | PARLIER | 41.0436 | 41.0436 | 100.0%
FRESNO | CENTRAL VALLEY | PARLIER 1104 | 252291104 | PARLIER | 43.1316 | 43.1316 | 100.0%
FRESNO | CENTRAL VALLEY | PARLIER 1105 | 252291105 | PARLIER | 14.1289 | 14.1289 | 100.0%
MISSION | CENTRAL COAST | PARSONS 0401 | 013660401 | PARSONS | 1.3261 | 1.3261 | 100.0%
MISSION | CENTRAL COAST | PARSONS 0402 | 013660402 | PARSONS | 3.46 | 3.46 | 100.0%
LOS PADRES | CENTRAL COAST | PASO ROBLES 1101 | 182611101 | PASO ROBLES | 5.3791 | 5.3791 | 100.0%
LOS PADRES | CENTRAL COAST | PASO ROBLES 1102 | 182611102 | PASO ROBLES | 6.4512 | 6.4512 | 100.0%
LOS PADRES | CENTRAL COAST | PASO ROBLES 1103 | 182611103 | PASO ROBLES | 22.2927 | 62.1961 | 35.84%
LOS PADRES | CENTRAL COAST | PASO ROBLES 1104 | 182611104 | PASO ROBLES | 29.2157 | 66.9221 | 43.66%
LOS PADRES | CENTRAL COAST | PASO ROBLES 1106 | 182611106 | PASO ROBLES | 12.0365 | 12.0365 | 100.0%
LOS PADRES | CENTRAL COAST | PASO ROBLES 1107 | 182611107 | PASO ROBLES | 37.8474 | 38.0343 | 99.51%
LOS PADRES | CENTRAL COAST | PASO ROBLES 1108 | 182611108 | PASO ROBLES | 12.5847 | 12.5847 | 100.0%
CENTRAL COAST | CENTRAL COAST | PAUL SWEET 2101 | 083252101 | PAUL SWEET | 18.6359 | 18.6359 | 100.0%
CENTRAL COAST | CENTRAL COAST | PAUL SWEET 2102 | 083252102 | PAUL SWEET | 13.816 | 18.2095 | 75.87%
CENTRAL COAST | CENTRAL COAST | PAUL SWEET 2103 | 083252103 | PAUL SWEET | 16.9626 | 16.9626 | 100.0%
CENTRAL COAST | CENTRAL COAST | PAUL SWEET 2104 | 083252104 | PAUL SWEET | 23.0663 | 41.5312 | 55.54%
CENTRAL COAST | CENTRAL COAST | PAUL SWEET 2105 | 083252105 | PAUL SWEET | 21.8506 | 29.4169 | 74.28%
CENTRAL COAST | CENTRAL COAST | PAUL SWEET 2106 | 083252106 | PAUL SWEET | 16.6556 | 52.5369 | 31.7%
CENTRAL COAST | CENTRAL COAST | PAUL SWEET 2107 | 083252107 | PAUL SWEET | 40.8018 | 49.1234 | 83.06%
CENTRAL COAST | CENTRAL COAST | PAUL SWEET 2108 | 083252108 | PAUL SWEET | 20.7793 | 20.7793 | 100.0%
CENTRAL COAST | CENTRAL COAST | PAUL SWEET 2109 | 083252109 | PAUL SWEET | 21.0127 | 23.8456 | 88.12%
SACRAMENTO | NORTHERN | PEABODY 2102 | 063642102 | PEABODY | 6.9877 | 6.9877 | 100.0%
SACRAMENTO | NORTHERN | PEABODY 2104 | 063642104 | PEABODY | 6.81 | 6.81 | 100.0%
SACRAMENTO | NORTHERN | PEABODY 2105 | 063642105 | PEABODY | 63.608 | 63.608 | 100.0%
SACRAMENTO | NORTHERN | PEABODY 2106 | 063642106 | PEABODY | 1.9836 | 2.6938 | 73.64%
SACRAMENTO | NORTHERN | PEABODY 2107 | 063642107 | PEABODY | 157.8328 | 157.8328 | 100.0%
SACRAMENTO | NORTHERN | PEABODY 2108 | 063642108 | PEABODY | 3.2862 | 3.6951 | 88.94%
SACRAMENTO | NORTHERN | PEABODY 2109 | 063642109 | PEABODY | 3.6866 | 3.6866 | 100.0%
SACRAMENTO | NORTHERN | PEABODY 2112 | 063642112 | PEABODY | 3.7511 | 3.7511 | 100.0%
SACRAMENTO | NORTHERN | PEABODY 2113 | 063642113 | PEABODY | 9.0745 | 10.162 | 89.3%
NORTH VALLEY | NORTHERN | PEACHTON 1101 | 103241101 | PEACHTON | 68.8546 | 68.8546 | 100.0%
NORTH VALLEY | NORTHERN | PEACHTON 1102 | 103241102 | PEACHTON | 37.382 | 37.382 | 100.0%
NORTH VALLEY | NORTHERN | PEACHTON 1103 | 103241103 | PEACHTON | 60.7758 | 60.7758 | 100.0%
SIERRA | NORTHERN | PEASE 1101 | 153751101 | PEASE | 6.7994 | 6.7994 | 100.0%
SIERRA | NORTHERN | PEASE 1102 | 153751102 | PEASE | 3.9769 | 3.9769 | 100.0%
SIERRA | NORTHERN | PEASE 1103 | 153751103 | PEASE | 97.4145 | 97.4145 | 100.0%
SIERRA | NORTHERN | PEASE 1104 | 153751104 | PEASE | 62.4789 | 62.4789 | 100.0%
SIERRA | NORTHERN | PEASE 1105 | 153751105 | PEASE | 8.2659 | 8.2659 | 100.0%
SONOMA | NORTHERN | PENNGROVE 1101 | 043471101 | PENNGROVE | 21.4378 | 41.8962 | 51.17%
SIERRA | NORTHERN | PENRYN 1103 | 152561103 | PENRYN | 12.681 | 78.6697 | 16.12%
SIERRA | NORTHERN | PENRYN 1105 | 152561105 | PENRYN | 57.2435 | 91.9803 | 62.23%
SIERRA | NORTHERN | PENRYN 1106 | 152561106 | PENRYN | 25.0707 | 26.0544 | 96.22%
SIERRA | NORTHERN | PENRYN 1107 | 152561107 | PENRYN | 47.9325 | 84.6126 | 56.65%
KERN | CENTRAL VALLEY | PENTLAND 1101 | 255311101 | PENTLAND | 0.014886 | 0.014886 | 100.0%
YOSEMITE | CENTRAL VALLEY | PEORIA 1701 | 163781701 | PEORIA | 7.5468 | 84.8671 | 8.89%
STOCKTON | CENTRAL VALLEY | PEORIA 1704 | 163781704 | PEORIA | 17.3205 | 118.5739 | 14.61%
YOSEMITE | CENTRAL VALLEY | PEORIA 1704 | 163781704 | PEORIA | 41.7499 | 118.5739 | 35.21%
YOSEMITE | CENTRAL VALLEY | PEORIA 1705 | 163781705 | PEORIA | 12.4835 | 71.642 | 17.42%
LOS PADRES | CENTRAL COAST | PERRY 1101 | 183071101 | PERRY | 19.3868 | 82.3226 | 23.55%
SONOMA | NORTHERN | PETALUMA A 0411 | 042120411 | PETALUMA A | 3.0612 | 3.0612 | 100.0%
SONOMA | NORTHERN | PETALUMA A 0413 | 042120413 | PETALUMA A | 2.3488 | 2.3488 | 100.0%
SONOMA | NORTHERN | PETALUMA C 1101 | 042631101 | PETALUMA C | 0.50509 | 0.50509 | 100.0%
SONOMA | NORTHERN | PETALUMA C 1102 | 042631102 | PETALUMA C | 4.3819 | 4.3819 | 100.0%
SONOMA | NORTHERN | PETALUMA C 1105 | 042631105 | PETALUMA C | 10.8323 | 10.8323 | 100.0%
SONOMA | NORTHERN | PETALUMA C 1106 | 042631106 | PETALUMA C | 8.9722 | 8.9722 | 100.0%
SONOMA | NORTHERN | PETALUMA C 1108 | 042631108 | PETALUMA C | 42.7254 | 118.6188 | 36.02%
SONOMA | NORTHERN | PETALUMA C 1109 | 042631109 | PETALUMA C | 17.9675 | 66.8811 | 26.86%
SONOMA | NORTHERN | PETALUMA C 1110 | 042631110 | PETALUMA C | 0.25106 | 0.25106 | 100.0%
KERN | CENTRAL VALLEY | PETROL 1101 | 252541101 | PETROL | 0.026925 | 0.026925 | 100.0%
HUMBOLDT | NORTHERN | PHILO 1101 | 042601101 | PHILO | 19.9703 | 93.0357 | 21.47%
HUMBOLDT | NORTHERN | PHILO 1102 | 042601102 | PHILO | 17.7953 | 105.8766 | 16.81%
SAN JOSE | CENTRAL COAST | PIERCY 2109 | 083912109 | PIERCY | 19.9009 | 19.9009 | 100.0%
SAN JOSE | CENTRAL COAST | PIERCY 2110 | 083912110 | PIERCY | 7.8578 | 27.5676 | 28.5%
SAN JOSE | CENTRAL COAST | PIERCY 2111 | 083912111 | PIERCY | 0.11344 | 0.11344 | 100.0%
YOSEMITE | CENTRAL VALLEY | PINECREST 0401 | 163160401 | PINECREST | 0.09688 | 3.1851 | 3.04%
FRESNO | CENTRAL VALLEY | PINEDALE 2101 | 252852101 | PINEDALE | 2.5069 | 2.5069 | 100.0%
FRESNO | CENTRAL VALLEY | PINEDALE 2102 | 252852102 | PINEDALE | 2.8398 | 2.8398 | 100.0%
FRESNO | CENTRAL VALLEY | PINEDALE 2103 | 252852103 | PINEDALE | 1.9729 | 1.9729 | 100.0%
FRESNO | CENTRAL VALLEY | PINEDALE 2105 | 252852105 | PINEDALE | 2.0475 | 2.0475 | 100.0%
FRESNO | CENTRAL VALLEY | PINEDALE 2106 | 252852106 | PINEDALE | 5.3323 | 5.3323 | 100.0%
FRESNO | CENTRAL VALLEY | PINEDALE 2107 | 252852107 | PINEDALE | 1.5712 | 1.5712 | 100.0%
FRESNO | CENTRAL VALLEY | PINEDALE 2109 | 252852109 | PINEDALE | 7.1072 | 7.1072 | 100.0%
FRESNO | CENTRAL VALLEY | PINEDALE 2110 | 252852110 | PINEDALE | 0.19157 | 0.19157 | 100.0%
FRESNO | CENTRAL VALLEY | PINEDALE 2111 | 252852111 | PINEDALE | 0.75046 | 0.75046 | 100.0%
DIABLO | BAY AREA | PIPER BANK 0401 | 018120401 | PIPER BANK | 1.5328 | 1.5328 | 100.0%
NORTH VALLEY | NORTHERN | PIT NO 1 1101 | 103721101 | PIT NO 1 | 24.0907 | 52.9108 | 45.53%
NORTH VALLEY | NORTHERN | PIT NO 3 2101 | 103732101 | PIT NO 3 | 0.85097 | 48.4032 | 1.76%
DIABLO | BAY AREA | PITTSBURG 0401 | 012160401 | PITTSBURG | 1.0557 | 1.0557 | 100.0%
DIABLO | BAY AREA | PITTSBURG 0402 | 012160402 | PITTSBURG | 1.8664 | 1.8664 | 100.0%
SIERRA | NORTHERN | PLACER 1101 | 152461101 | PLACER | 6.3901 | 7.585 | 84.25%
SIERRA | NORTHERN | PLACER 1102 | 152461102 | PLACER | 0.26996 | 2.1394 | 12.62%
SIERRA | NORTHERN | PLACER 1103 | 152461103 | PLACER | 17.1119 | 29.367 | 58.27%
SIERRA | NORTHERN | PLACER 1104 | 152461104 | PLACER | 13.1852 | 13.7125 | 96.15%
SIERRA | NORTHERN | PLACERVILLE 1109 | 153081109 | PLACERVILLE | 0.011323 | 0.017297 | 65.46%
SIERRA | NORTHERN | PLACERVILLE 1110 | 153081110 | PLACERVILLE | 1.1259 | 34.8911 | 3.23%
SIERRA | NORTHERN | PLACERVILLE 1111 | 153081111 | PLACERVILLE | 3.138 | 18.5884 | 16.88%
SIERRA | NORTHERN | PLACERVILLE 1112 | 153081112 | PLACERVILLE | 2.1771 | 29.8434 | 7.3%
SIERRA | NORTHERN | PLACERVILLE 2106 | 153082106 | PLACERVILLE | 0.2773 | 276.6614 | 0.1%
SACRAMENTO | NORTHERN | PLAINFIELD 1101 | 063441101 | PLAINFIELD | 63.2703 | 63.2703 | 100.0%
SACRAMENTO | NORTHERN | PLAINFIELD 1105 | 063441105 | PLAINFIELD | 8.1989 | 8.1989 | 100.0%
SACRAMENTO | NORTHERN | PLAINFIELD 1106 | 063441106 | PLAINFIELD | 31.9757 | 31.9757 | 100.0%
SIERRA | NORTHERN | PLEASANT GROVE 2103 | 152442103 | PLEASANT GROVE | 1.8813 | 1.8813 | 100.0%
SIERRA | NORTHERN | PLEASANT GROVE 2104 | 152442104 | PLEASANT GROVE | 2.4145 | 2.4145 | 100.0%
SIERRA | NORTHERN | PLEASANT GROVE 2107 | 152442107 | PLEASANT GROVE | 0.027703 | 0.027703 | 100.0%
SIERRA | NORTHERN | PLEASANT GROVE 2108 | 152442108 | PLEASANT GROVE | 2.0932 | 2.0932 | 100.0%
SIERRA | NORTHERN | PLEASANT GROVE 2110 | 152442110 | PLEASANT GROVE | 36.3526 | 36.3526 | 100.0%
DIABLO | BAY AREA | PLEASANT HILL 0401 | 013300401 | PLEASANT HILL | 4.5006 | 4.5006 | 100.0%
SIERRA | NORTHERN | PLUMAS 1101 | 153731101 | PLUMAS | 32.0279 | 32.0279 | 100.0%
SIERRA | NORTHERN | PLUMAS 1102 | 153731102 | PLUMAS | 5.9892 | 5.9892 | 100.0%
SIERRA | NORTHERN | PLUMAS 2106 | 153732106 | PLUMAS | 32.0084 | 32.0084 | 100.0%
SIERRA | NORTHERN | PLUMAS 2107 | 153732107 | PLUMAS | 39.6653 | 39.6653 | 100.0%
PENINSULA | CENTRAL COAST | PLYMOUTH 0401 | 022680401 | PLYMOUTH | 0.61285 | 4.7389 | 12.93%
SAN FRANCISCO | BAY AREA | PLYMOUTH 0401 | 022680401 | PLYMOUTH | 4.1261 | 4.7389 | 87.07%
HUMBOLDT | NORTHERN | POINT ARENA 1101 | 043381101 | POINT ARENA | 21.969 | 66.2057 | 33.18%
CENTRAL COAST | CENTRAL COAST | POINT MORETTI 1101 | 082931101 | POINT MORETTI | 6.4342 | 66.177 | 9.72%
PENINSULA | CENTRAL COAST | POINT MORETTI 1101 | 082931101 | POINT MORETTI | 0.29144 | 66.177 | 0.44%
EAST BAY | BAY AREA | POINT PINOLE 1101 | 014261101 | POINT PINOLE | 20.945 | 20.945 | 100.0%
EAST BAY | BAY AREA | POINT PINOLE 1102 | 014261102 | POINT PINOLE | 14.364 | 14.364 | 100.0%
EAST BAY | BAY AREA | POINT PINOLE 1103 | 014261103 | POINT PINOLE | 0.036403 | 0.036403 | 100.0%
SAN FRANCISCO | BAY AREA | PORTOLA 0401 | 022610401 | PORTOLA | 2.4052 | 2.4052 | 100.0%
SAN FRANCISCO | BAY AREA | PORTOLA 0402 | 022610402 | PORTOLA | 3.5208 | 3.5208 | 100.0%
KERN | CENTRAL VALLEY | POSO MOUNTAIN 2101 | 253642101 | POSO MOUNTAIN | 10.4369 | 59.8636 | 17.43%
KERN | CENTRAL VALLEY | POSO MOUNTAIN 2103 | 253642103 | POSO MOUNTAIN | 2.1087 | 20.9723 | 10.05%
KERN | CENTRAL VALLEY | POSO MOUNTAIN 2104 | 253642104 | POSO MOUNTAIN | 4.4863 | 12.6991 | 35.33%
SAN FRANCISCO | BAY AREA | POTRERO PP (A) 1101 | 022031101 | POTRERO PP (A) | 7.3038 | 7.3038 | 100.0%
SAN FRANCISCO | BAY AREA | POTRERO PP (A) 1102 | 022031102 | POTRERO PP (A) | 0.73434 | 0.73434 | 100.0%
SAN FRANCISCO | BAY AREA | POTRERO PP (A) 1103 | 022031103 | POTRERO PP (A) | 1.8875 | 1.8875 | 100.0%
SAN FRANCISCO | BAY AREA | POTRERO PP (A) 1104 | 022031104 | POTRERO PP (A) | 0.84863 | 0.84863 | 100.0%
SAN FRANCISCO | BAY AREA | POTRERO PP (A) 1105 | 022031105 | POTRERO PP (A) | 1.5508 | 1.5508 | 100.0%
SAN FRANCISCO | BAY AREA | POTRERO PP (A) 1107 | 022031107 | POTRERO PP (A) | 0.8885 | 0.8885 | 100.0%
SAN FRANCISCO | BAY AREA | POTRERO PP (A) 1108 | 022031108 | POTRERO PP (A) | 4.271 | 4.271 | 100.0%
SAN FRANCISCO | BAY AREA | POTRERO PP (A) 1109 | 022031109 | POTRERO PP (A) | 5.1573 | 5.1573 | 100.0%
SAN FRANCISCO | BAY AREA | POTRERO PP (A) 1110 | 022031110 | POTRERO PP (A) | 6.151 | 6.151 | 100.0%
SAN FRANCISCO | BAY AREA | POTRERO PP (A) 1112 | 022031112 | POTRERO PP (A) | 1.0166 | 1.0166 | 100.0%
SAN FRANCISCO | BAY AREA | POTRERO PP (A) 1113 | 022031113 | POTRERO PP (A) | 1.8446 | 1.8446 | 100.0%
SAN FRANCISCO | BAY AREA | POTRERO PP (A) 1114 | 022031114 | POTRERO PP (A) | 0.071172 | 0.071172 | 100.0%
SAN FRANCISCO | BAY AREA | POTRERO PP (A) 1115 | 022031115 | POTRERO PP (A) | 0.76004 | 0.76004 | 100.0%
SAN FRANCISCO | BAY AREA | POTRERO PP (A) 1116 | 022031116 | POTRERO PP (A) | 2.2402 | 2.2402 | 100.0%
SAN FRANCISCO | BAY AREA | POTRERO PP (A) 1117 | 022031117 | POTRERO PP (A) | 5.0145 | 5.0145 | 100.0%
SAN FRANCISCO | BAY AREA | POTRERO PP (A) 1118 | 022031118 | POTRERO PP (A) | 4.7671 | 4.7671 | 100.0%
SAN FRANCISCO | BAY AREA | POTRERO PP (A) 1119 | 022031119 | POTRERO PP (A) | 2.556 | 2.556 | 100.0%
SAN FRANCISCO | BAY AREA | POTRERO PP (A) 1121 | 022031121 | POTRERO PP (A) | 0.16599 | 0.16599 | 100.0%
HUMBOLDT | NORTHERN | POTTER VALLEY P H 1105 | 042281105 | POTTER VALLEY P H | 39.5652 | 92.1752 | 42.92%
CENTRAL COAST | CENTRAL COAST | PRUNEDALE 1107 | 182961107 | PRUNEDALE | 46.8266 | 46.8266 | 100.0%
CENTRAL COAST | CENTRAL COAST | PRUNEDALE 1110 | 182961110 | PRUNEDALE | 79.4863 | 79.7331 | 99.69%
NORTH BAY | BAY AREA | PUEBLO 1102 | 043291102 | PUEBLO | 8.3129 | 8.3129 | 100.0%
NORTH BAY | BAY AREA | PUEBLO 1103 | 043291103 | PUEBLO | 8.2312 | 8.2312 | 100.0%
NORTH BAY | BAY AREA | PUEBLO 1104 | 043291104 | PUEBLO | 22.5172 | 52.5565 | 42.84%
NORTH BAY | BAY AREA | PUEBLO 1105 | 043291105 | PUEBLO | 49.5776 | 70.9483 | 69.88%
NORTH BAY | BAY AREA | PUEBLO 2101 | 043292101 | PUEBLO | 11.7546 | 11.7546 | 100.0%
NORTH BAY | BAY AREA | PUEBLO 2102 | 043292102 | PUEBLO | 77.3475 | 99.6631 | 77.61%
NORTH BAY | BAY AREA | PUEBLO 2103 | 043292103 | PUEBLO | 32.0208 | 78.7246 | 40.67%
LOS PADRES | CENTRAL COAST | PURISIMA 1101 | 182971101 | PURISIMA | 44.4907 | 62.7443 | 70.91%
SACRAMENTO | NORTHERN | PUTAH CREEK 1102 | 063681102 | PUTAH CREEK | 22.9343 | 51.4557 | 44.57%
SACRAMENTO | NORTHERN | PUTAH CREEK 1103 | 063681103 | PUTAH CREEK | 32.8747 | 36.7308 | 89.5%
SACRAMENTO | NORTHERN | PUTAH CREEK 1105 | 063681105 | PUTAH CREEK | 82.9588 | 84.8346 | 97.79%
YOSEMITE | CENTRAL VALLEY | RACETRACK 1703 | 163761703 | RACETRACK | 6.5362 | 61.8193 | 10.57%
MISSION | CENTRAL COAST | RADUM 1101 | 013151101 | RADUM | 1.6237 | 1.6237 | 100.0%
MISSION | CENTRAL COAST | RADUM 1102 | 013151102 | RADUM | 1.1482 | 1.1482 | 100.0%
MISSION | CENTRAL COAST | RADUM 1105 | 013151105 | RADUM | 8.787 | 11.8208 | 74.34%
FRESNO | CENTRAL VALLEY | RAINBOW 1105 | 254441105 | RAINBOW | 27.5627 | 27.5627 | 100.0%
FRESNO | CENTRAL VALLEY | RAINBOW 1106 | 254441106 | RAINBOW | 121.8081 | 121.8081 | 100.0%
PENINSULA | CENTRAL COAST | RALSTON 1101 | 024141101 | RALSTON | 5.4654 | 14.3233 | 38.16%
PENINSULA | CENTRAL COAST | RALSTON 1102 | 024141102 | RALSTON | 6.9591 | 10.6797 | 65.16%
FRESNO | CENTRAL VALLEY | RANCHERS COTTON 1000 | 254801000 | RANCHERS COTTON | 0.013579 | 0.013579 | 100.0%
FRESNO | CENTRAL VALLEY | RANCHERS COTTON 1101 | 254801101 | RANCHERS COTTON | 13.6959 | 13.6959 | 100.0%
SAN FRANCISCO | BAY AREA | RANDOLPH 0401 | 022590401 | RANDOLPH | 0.00091431 | 0.00091431 | 100.0%
SAN FRANCISCO | BAY AREA | RANDOLPH 0402 | 022590402 | RANDOLPH | 1.2643 | 1.2643 | 100.0%
SAN FRANCISCO | BAY AREA | RANDOLPH 0403 | 022590403 | RANDOLPH | 3.1223 | 3.1223 | 100.0%
NORTH VALLEY | NORTHERN | RAWSON 1103 | 103531103 | RAWSON | 37.4364 | 40.253 | 93.0%
NORTH VALLEY | NORTHERN | RED BLUFF 1101 | 103541101 | RED BLUFF | 26.7269 | 73.7703 | 36.23%
NORTH VALLEY | NORTHERN | RED BLUFF 1102 | 103541102 | RED BLUFF | 1.4791 | 1.4791 | 100.0%
NORTH VALLEY | NORTHERN | RED BLUFF 1103 | 103541103 | RED BLUFF | 21.114 | 37.8628 | 55.76%
NORTH VALLEY | NORTHERN | RED BLUFF 1104 | 103541104 | RED BLUFF | 27.1498 | 93.6534 | 28.99%
NORTH VALLEY | NORTHERN | RED BLUFF 1105 | 103541105 | RED BLUFF | 24.0606 | 37.7219 | 63.78%
HUMBOLDT | NORTHERN | REDBUD 1101 | 043191101 | REDBUD | 25.0578 | 69.3422 | 36.14%
HUMBOLDT | NORTHERN | REDBUD 1102 | 043191102 | REDBUD | 29.6033 | 58.195 | 50.87%
PENINSULA | CENTRAL COAST | REDWOOD CITY 0402 | 024160402 | REDWOOD CITY | 1.4154 | 1.4154 | 100.0%
PENINSULA | CENTRAL COAST | REDWOOD CITY 0403 | 024160403 | REDWOOD CITY | 2.1143 | 2.1143 | 100.0%
PENINSULA | CENTRAL COAST | REDWOOD CITY 0404 | 024160404 | REDWOOD CITY | 1.6276 | 1.6276 | 100.0%
PENINSULA | CENTRAL COAST | REDWOOD CITY 0405 | 024160405 | REDWOOD CITY | 3.3471 | 3.3471 | 100.0%
PENINSULA | CENTRAL COAST | REDWOOD CITY 0406 | 024160406 | REDWOOD CITY | 6.787 | 6.787 | 100.0%
PENINSULA | CENTRAL COAST | REDWOOD CITY 0408 | 024160408 | REDWOOD CITY | 6.0938 | 6.0938 | 100.0%
PENINSULA | CENTRAL COAST | REDWOOD CITY 0409 | 024160409 | REDWOOD CITY | 4.8919 | 4.8919 | 100.0%
PENINSULA | CENTRAL COAST | REDWOOD CITY 0410 | 024160410 | REDWOOD CITY | 5.9629 | 5.9629 | 100.0%
PENINSULA | CENTRAL COAST | REDWOOD CITY 1101 | 024161101 | REDWOOD CITY | 2.2657 | 2.2657 | 100.0%
PENINSULA | CENTRAL COAST | REDWOOD CITY 1102 | 024161102 | REDWOOD CITY | 1.9733 | 1.9733 | 100.0%
PENINSULA | CENTRAL COAST | REDWOOD CITY 1103 | 024161103 | REDWOOD CITY | 1.7142 | 1.7142 | 100.0%
PENINSULA | CENTRAL COAST | REDWOOD CITY 1104 | 024161104 | REDWOOD CITY | 1.5864 | 1.5864 | 100.0%
PENINSULA | CENTRAL COAST | REDWOOD CITY 1105 | 024161105 | REDWOOD CITY | 6.1257 | 6.1257 | 100.0%
PENINSULA | CENTRAL COAST | REDWOOD CITY 1106 | 024161106 | REDWOOD CITY | 2.4709 | 2.4709 | 100.0%
FRESNO | CENTRAL VALLEY | REEDLEY 1101 | 252341101 | REEDLEY | 26.3085 | 26.3085 | 100.0%
FRESNO | CENTRAL VALLEY | REEDLEY 1104 | 252341104 | REEDLEY | 80.8728 | 82.1647 | 98.43%
FRESNO | CENTRAL VALLEY | REEDLEY 1106 | 252341106 | REEDLEY | 99.5046 | 99.5046 | 100.0%
FRESNO | CENTRAL VALLEY | REEDLEY 1110 | 252341110 | REEDLEY | 42.7618 | 42.7618 | 100.0%
FRESNO | CENTRAL VALLEY | REEDLEY 1112 | 252341112 | REEDLEY | 89.4268 | 90.1282 | 99.22%
KERN | CENTRAL VALLEY | RENFRO 2101 | 254572101 | RENFRO | 30.0217 | 30.0217 | 100.0%
KERN | CENTRAL VALLEY | RENFRO 2102 | 254572102 | RENFRO | 5.1742 | 5.1742 | 100.0%
KERN | CENTRAL VALLEY | RENFRO 2103 | 254572103 | RENFRO | 28.5949 | 28.5949 | 100.0%
KERN | CENTRAL VALLEY | RENFRO 2105 | 254572105 | RENFRO | 8.3615 | 8.3615 | 100.0%
KERN | CENTRAL VALLEY | RENFRO 2107 | 254572107 | RENFRO | 7.0587 | 7.0587 | 100.0%
DIABLO | BAY AREA | RESEARCH 2101 | 014692101 | RESEARCH | 7.6981 | 7.7827 | 98.91%
MISSION | CENTRAL COAST | RESEARCH 2101 | 014692101 | RESEARCH | 0.084641 | 7.7827 | 1.09%
DIABLO | BAY AREA | RESEARCH 2102 | 014692102 | RESEARCH | 18.2976 | 20.6972 | 88.41%
MISSION | CENTRAL COAST | RESEARCH 2102 | 014692102 | RESEARCH | 0.28183 | 20.6972 | 1.36%
CENTRAL COAST | CENTRAL COAST | RESERVATION ROAD 1101 | 182731101 | RESERVATION ROAD | 5.8543 | 31.9636 | 18.32%
CENTRAL COAST | CENTRAL COAST | RESERVATION ROAD 1102 | 182731102 | RESERVATION ROAD | 39.9129 | 60.4949 | 65.98%
FRESNO | CENTRAL VALLEY | RESERVE OIL 1101 | 254181101 | RESERVE OIL | 2.1957 | 2.1957 | 100.0%
NORTH VALLEY | NORTHERN | RICE 1101 | 062831101 | RICE | 0.045361 | 63.2035 | 0.07%
SACRAMENTO | NORTHERN | RICE 1101 | 062831101 | RICE | 63.1582 | 63.2035 | 99.93%
NORTH VALLEY | NORTHERN | RICE 1102 | 062831102 | RICE | 9.6357 | 110.9464 | 8.68%
SACRAMENTO | NORTHERN | RICE 1102 | 062831102 | RICE | 101.3107 | 110.9464 | 91.32%
NORTH VALLEY | NORTHERN | RICE 1103 | 062831103 | RICE | 1.5902 | 54.1118 | 2.94%
SACRAMENTO | NORTHERN | RICE 1103 | 062831103 | RICE | 52.5216 | 54.1118 | 97.06%
EAST BAY | BAY AREA | RICHMOND Q 0401 | 012520401 | RICHMOND Q | 5.9257 | 5.9257 | 100.0%
EAST BAY | BAY AREA | RICHMOND Q 0402 | 012520402 | RICHMOND Q | 3.7028 | 3.7028 | 100.0%
EAST BAY | BAY AREA | RICHMOND R 1118 | 013471118 | RICHMOND R | 3.0538 | 3.0538 | 100.0%
EAST BAY | BAY AREA | RICHMOND R 1119 | 013471119 | RICHMOND R | 3.5794 | 3.5794 | 100.0%
EAST BAY | BAY AREA | RICHMOND R 1120 | 013471120 | RICHMOND R | 2.6219 | 2.6219 | 100.0%
EAST BAY | BAY AREA | RICHMOND R 1121 | 013471121 | RICHMOND R | 4.3203 | 4.3203 | 100.0%
EAST BAY | BAY AREA | RICHMOND R 1122 | 013471122 | RICHMOND R | 3.8574 | 3.8574 | 100.0%
EAST BAY | BAY AREA | RICHMOND R 1123 | 013471123 | RICHMOND R | 1.3549 | 1.3549 | 100.0%
EAST BAY | BAY AREA | RICHMOND R 1124 | 013471124 | RICHMOND R | 6.6973 | 6.6973 | 100.0%
EAST BAY | BAY AREA | RICHMOND R 1125 | 013471125 | RICHMOND R | 4.7911 | 4.7911 | 100.0%
EAST BAY | BAY AREA | RICHMOND R 1126 | 013471126 | RICHMOND R | 13.0938 | 13.0938 | 100.0%
EAST BAY | BAY AREA | RICHMOND R 1127 | 013471127 | RICHMOND R | 20.5631 | 20.5631 | 100.0%
EAST BAY | BAY AREA | RICHMOND R 1128 | 013471128 | RICHMOND R | 7.7644 | 7.7644 | 100.0%
EAST BAY | BAY AREA | RICHMOND R 1129 | 013471129 | RICHMOND R | 14.8296 | 14.8296 | 100.0%
EAST BAY | BAY AREA | RICHMOND R 1130 | 013471130 | RICHMOND R | 15.8926 | 15.8926 | 100.0%
EAST BAY | BAY AREA | RIDGE 0402 | 012840402 | RIDGE | 0.68259 | 2.3911 | 28.55%
SONOMA | NORTHERN | RINCON 1101 | 043321101 | RINCON | 15.3549 | 36.8525 | 41.67%
SONOMA | NORTHERN | RINCON 1102 | 043321102 | RINCON | 15.0202 | 18.1358 | 82.82%
SONOMA | NORTHERN | RINCON 1103 | 043321103 | RINCON | 3.244 | 48.0712 | 6.75%
SONOMA | NORTHERN | RINCON 1104 | 043321104 | RINCON | 11.2751 | 13.6952 | 82.33%
KERN | CENTRAL VALLEY | RIO BRAVO 1101 | 252861101 | RIO BRAVO | 20.8682 | 20.8682 | 100.0%
KERN | CENTRAL VALLEY | RIO BRAVO 1102 | 252861102 | RIO BRAVO | 29.7286 | 29.7286 | 100.0%
KERN | CENTRAL VALLEY | RIO BRAVO 1103 | 252861103 | RIO BRAVO | 27.1016 | 27.1016 | 100.0%
KERN | CENTRAL VALLEY | RIO BRAVO 1106 | 252861106 | RIO BRAVO | 56.6419 | 56.6419 | 100.0%
CENTRAL COAST | CENTRAL COAST | RIO DEL MAR 0401 | 083260401 | RIO DEL MAR | 3.2668 | 3.527 | 92.62%
CENTRAL COAST | CENTRAL COAST | RIO DEL MAR 0402 | 083260402 | RIO DEL MAR | 1.9128 | 3.5979 | 53.16%
HUMBOLDT | NORTHERN | RIO DELL 1101 | 192251101 | RIO DELL | 19.5169 | 19.5169 | 100.0%
HUMBOLDT | NORTHERN | RIO DELL 1102 | 192251102 | RIO DELL | 23.7683 | 73.3255 | 32.41%
STOCKTON | CENTRAL VALLEY | RIPON 1701 | 163801701 | RIPON | 24.9955 | 24.9955 | 100.0%
STOCKTON | CENTRAL VALLEY | RIPON 1702 | 163801702 | RIPON | 21.7684 | 21.7684 | 100.0%
STOCKTON | CENTRAL VALLEY | RIPON 1703 | 163801703 | RIPON | 36.2068 | 36.2068 | 100.0%
STOCKTON | CENTRAL VALLEY | RIPON 1704 | 163801704 | RIPON | 58.651 | 58.651 | 100.0%
NORTH VALLEY | NORTHERN | RISING RIVER 1101 | 103551101 | RISING RIVER | 15.4509 | 59.304 | 26.05%
FRESNO | CENTRAL VALLEY | RIVER ROCK 1000 | 255251000 | RIVER ROCK | 0.0095307 | 0.0095307 | 100.0%
FRESNO | CENTRAL VALLEY | RIVER ROCK 1101 | 255251101 | RIVER ROCK | 1.0002 | 1.0002 | 100.0%
YOSEMITE | CENTRAL VALLEY | RIVERBANK 1711 | 163191711 | RIVERBANK | 36.4124 | 36.4124 | 100.0%
STOCKTON | CENTRAL VALLEY | RIVERBANK 1712 | 163191712 | RIVERBANK | 0.33518 | 49.8711 | 0.67%
YOSEMITE | CENTRAL VALLEY | RIVERBANK 1712 | 163191712 | RIVERBANK | 49.5359 | 49.8711 | 99.33%
STOCKTON | CENTRAL VALLEY | RIVERBANK 1713 | 163191713 | RIVERBANK | 0.69401 | 54.0526 | 1.28%
YOSEMITE | CENTRAL VALLEY | RIVERBANK 1713 | 163191713 | RIVERBANK | 53.3585 | 54.0526 | 98.72%
YOSEMITE | CENTRAL VALLEY | RIVERBANK 1714 | 163191714 | RIVERBANK | 34.0404 | 34.0404 | 100.0%
STOCKTON | CENTRAL VALLEY | RIVERBANK 1715 | 163191715 | RIVERBANK | 14.7165 | 92.3552 | 15.93%
YOSEMITE | CENTRAL VALLEY | RIVERBANK 1715 | 163191715 | RIVERBANK | 77.6387 | 92.3552 | 84.07%
YOSEMITE | CENTRAL VALLEY | RIVERBANK 1716 | 163191716 | RIVERBANK | 26.9171 | 26.9171 | 100.0%
CENTRAL COAST | CENTRAL COAST | ROB ROY 2104 | 083692104 | ROB ROY | 35.8522 | 134.1266 | 26.73%
CENTRAL COAST | CENTRAL COAST | ROB ROY 2105 | 083692105 | ROB ROY | 31.9094 | 71.909 | 44.37%
DIABLO | BAY AREA | ROBLES 0401 | 013580401 | ROBLES | 7.0787 | 7.0787 | 100.0%
SIERRA | NORTHERN | ROCKLIN 1102 | 152061102 | ROCKLIN | 19.1486 | 19.1486 | 100.0%
SIERRA | NORTHERN | ROCKLIN 1103 | 152061103 | ROCKLIN | 5.0806 | 5.0806 | 100.0%
SIERRA | NORTHERN | ROCKLIN 1104 | 152061104 | ROCKLIN | 3.3382 | 3.3382 | 100.0%
CENTRAL COAST | CENTRAL COAST | ROLAND 0401 | 083750401 | ROLAND | 2.8916 | 2.8916 | 100.0%
KERN | CENTRAL VALLEY | ROSEDALE 1101 | 254761101 | ROSEDALE | 12.097 | 12.097 | 100.0%
KERN | CENTRAL VALLEY | ROSEDALE 2102 | 254762102 | ROSEDALE | 3.2925 | 3.2925 | 100.0%
DIABLO | BAY AREA | ROSSMOOR 1101 | 014161101 | ROSSMOOR | 17.5318 | 30.5261 | 57.43%
DIABLO | BAY AREA | ROSSMOOR 1102 | 014161102 | ROSSMOOR | 1.0369 | 1.4978 | 69.23%
DIABLO | BAY AREA | ROSSMOOR 1103 | 014161103 | ROSSMOOR | 2.5637 | 2.5637 | 100.0%
DIABLO | BAY AREA | ROSSMOOR 1104 | 014161104 | ROSSMOOR | 19.2563 | 19.5469 | 98.51%
DIABLO | BAY AREA | ROSSMOOR 1105 | 014161105 | ROSSMOOR | 4.2778 | 4.2778 | 100.0%
DIABLO | BAY AREA | ROSSMOOR 1106 | 014161106 | ROSSMOOR | 16.6527 | 21.0619 | 79.07%
DIABLO | BAY AREA | ROSSMOOR 1107 | 014161107 | ROSSMOOR | 10.6882 | 10.7073 | 99.82%
DIABLO | BAY AREA | ROSSMOOR 1108 | 014161108 | ROSSMOOR | 9.4781 | 20.8692 | 45.42%
STOCKTON | CENTRAL VALLEY | ROUGH AND READY ISLA 1102 | 163081102 | ROUGH AND READY ISLA | 67.41 | 67.41 | 100.0%
HUMBOLDT | NORTHERN | RUSS RANCH 1101 | 192471101 | RUSS RANCH | 0.62876 | 0.62876 | 100.0%
SACRAMENTO | NORTHERN | RUSSELL (SMUD) 2101 | 063142101 | RUSSELL (SMUD) | 5.1219 | 5.1219 | 100.0%
EAST BAY | BAY AREA | RUSSELL 0401 | 013310401 | RUSSELL | 3.3887 | 3.3887 | 100.0%
EAST BAY | BAY AREA | RUSSELL 0402 | 013310402 | RUSSELL | 3.357 | 3.357 | 100.0%
CENTRAL COAST | CENTRAL COAST | SALINAS 1101 | 182011101 | SALINAS | 8.3205 | 8.3205 | 100.0%
CENTRAL COAST | CENTRAL COAST | SALINAS 1102 | 182011102 | SALINAS | 21.1947 | 21.1947 | 100.0%
CENTRAL COAST | CENTRAL COAST | SALINAS 1103 | 182011103 | SALINAS | 10.7921 | 10.7921 | 100.0%
CENTRAL COAST | CENTRAL COAST | SALINAS 1104 | 182011104 | SALINAS | 31.3566 | 31.3566 | 100.0%
CENTRAL COAST | CENTRAL COAST | SALINAS 1105 | 182011105 | SALINAS | 10.9034 | 10.9034 | 100.0%
CENTRAL COAST | CENTRAL COAST | SALINAS 1106 | 182011106 | SALINAS | 18.6293 | 18.6293 | 100.0%
CENTRAL COAST | CENTRAL COAST | SALINAS 1107 | 182011107 | SALINAS | 7.1238 | 7.1238 | 100.0%
CENTRAL COAST | CENTRAL COAST | SALINAS 1108 | 182011108 | SALINAS | 2.8812 | 2.8812 | 100.0%
CENTRAL COAST | CENTRAL COAST | SALINAS 1109 | 182011109 | SALINAS | 20.845 | 20.845 | 100.0%
SONOMA | NORTHERN | SALMON CREEK 1101 | 043161101 | SALMON CREEK | 25.2931 | 47.4181 | 53.34%
STOCKTON | CENTRAL VALLEY | SALT SPRINGS 2101 | 163692101 | SALT SPRINGS | 4.8827 | 21.893 | 22.3%
STOCKTON | CENTRAL VALLEY | SALT SPRINGS 2102 | 163692102 | SALT SPRINGS | 0.064025 | 52.1153 | 0.12%
CENTRAL COAST | CENTRAL COAST | SAN ARDO 1101 | 182191101 | SAN ARDO | 53.3415 | 56.0548 | 95.16%
CENTRAL COAST | CENTRAL COAST | SAN ARDO 1102 | 182191102 | SAN ARDO | 123.7709 | 123.7746 | 100.0%
FRESNO | CENTRAL VALLEY | SAN ARDO 1102 | 182191102 | SAN ARDO | 0.0036788 | 123.7746 | 0.0%
CENTRAL COAST | CENTRAL COAST | SAN BENITO 2101 | 182742101 | SAN BENITO | 44.4044 | 48.9162 | 90.78%
CENTRAL COAST | CENTRAL COAST | SAN BENITO 2102 | 182742102 | SAN BENITO | 14.1064 | 14.1064 | 100.0%
CENTRAL COAST | CENTRAL COAST | SAN BENITO 2103 | 182742103 | SAN BENITO | 0.58989 | 0.58989 | 100.0%
CENTRAL COAST | CENTRAL COAST | SAN BENITO 2104 | 182742104 | SAN BENITO | 24.3556 | 52.2582 | 46.61%
SAN JOSE | CENTRAL COAST | SAN BENITO 2104 | 182742104 | SAN BENITO | 0.050635 | 52.2582 | 0.1%
KERN | CENTRAL VALLEY | SAN BERNARD 1101 | 253191101 | SAN BERNARD | 43.3868 | 44.4488 | 97.61%
KERN | CENTRAL VALLEY | SAN BERNARD 1102 | 253191102 | SAN BERNARD | 12.0496 | 12.0496 | 100.0%
KERN | CENTRAL VALLEY | SAN BERNARD 1104 | 253191104 | SAN BERNARD | 16.3316 | 16.3316 | 100.0%
PENINSULA | CENTRAL COAST | SAN BRUNO 0401 | 022700401 | SAN BRUNO | 3.5965 | 3.5965 | 100.0%
PENINSULA | CENTRAL COAST | SAN BRUNO 0402 | 022700402 | SAN BRUNO | 3.104 | 3.104 | 100.0%
PENINSULA | CENTRAL COAST | SAN BRUNO 0403 | 022700403 | SAN BRUNO | 5.1041 | 5.1041 | 100.0%
PENINSULA | CENTRAL COAST | SAN CARLOS 0401 | 024180401 | SAN CARLOS | 1.6189 | 1.6189 | 100.0%
PENINSULA | CENTRAL COAST | SAN CARLOS 0402 | 024180402 | SAN CARLOS | 4.2696 | 4.2696 | 100.0%
PENINSULA | CENTRAL COAST | SAN CARLOS 0403 | 024180403 | SAN CARLOS | 6.9201 | 6.9201 | 100.0%
PENINSULA | CENTRAL COAST | SAN CARLOS 0404 | 024180404 | SAN CARLOS | 8.6692 | 8.6692 | 100.0%
PENINSULA | CENTRAL COAST | SAN CARLOS 0405 | 024180405 | SAN CARLOS | 8.1727 | 8.1727 | 100.0%
PENINSULA | CENTRAL COAST | SAN CARLOS 0406 | 024180406 | SAN CARLOS | 6.5713 | 6.5713 | 100.0%
PENINSULA | CENTRAL COAST | SAN CARLOS 1101 | 024181101 | SAN CARLOS | 1.5366 | 1.5366 | 100.0%
PENINSULA | CENTRAL COAST | SAN CARLOS 1102 | 024181102 | SAN CARLOS | 0.39051 | 0.39051 | 100.0%
PENINSULA | CENTRAL COAST | SAN CARLOS 1103 | 024181103 | SAN CARLOS | 12.6245 | 16.4047 | 76.96%
PENINSULA | CENTRAL COAST | SAN CARLOS 1104 | 024181104 | SAN CARLOS | 11.402 | 22.0749 | 51.65%
FRESNO | CENTRAL VALLEY | SAN JOAQUIN 1106 | 252361106 | SAN JOAQUIN | 51.8753 | 51.8753 | 100.0%
FRESNO | CENTRAL VALLEY | SAN JOAQUIN 1108 | 252361108 | SAN JOAQUIN | 40.1288 | 40.1288 | 100.0%
FRESNO | CENTRAL VALLEY | SAN JOAQUIN 1112 | 252361112 | SAN JOAQUIN | 41.169 | 42.2601 | 97.42%
YOSEMITE | CENTRAL VALLEY | SAN JOAQUIN 1112 | 252361112 | SAN JOAQUIN | 1.091 | 42.2601 | 2.58%
SAN JOSE | CENTRAL COAST | SAN JOSE A 0403 | 082250403 | SAN JOSE A | 3.9665 | 3.9665 | 100.0%
SAN JOSE | CENTRAL COAST | SAN JOSE A 0404 | 082250404 | SAN JOSE A | 1.7379 | 1.7379 | 100.0%
SAN JOSE | CENTRAL COAST | SAN JOSE A 0405 | 082250405 | SAN JOSE A | 1.8375 | 1.8375 | 100.0%
SAN JOSE | CENTRAL COAST | SAN JOSE A 0407 | 082250407 | SAN JOSE A | 1.8007 | 1.8007 | 100.0%
SAN JOSE | CENTRAL COAST | SAN JOSE A 0408 | 082250408 | SAN JOSE A | 2.4109 | 2.4109 | 100.0%
SAN JOSE | CENTRAL COAST | SAN JOSE A 0410 | 082250410 | SAN JOSE A | 4.598 | 4.598 | 100.0%
SAN JOSE | CENTRAL COAST | SAN JOSE A 1109 | 082251109 | SAN JOSE A | 0.56632 | 0.56632 | 100.0%
SAN JOSE | CENTRAL COAST | SAN JOSE A 1110 | 082251110 | SAN JOSE A | 6.2905 | 6.2905 | 100.0%
SAN JOSE | CENTRAL COAST | SAN JOSE A 1111 | 082251111 | SAN JOSE A | 0.12297 | 0.12297 | 100.0%
SAN JOSE | CENTRAL COAST | SAN JOSE A 1112 | 082251112 | SAN JOSE A | 10.6972 | 10.6972 | 100.0%
SAN JOSE | CENTRAL COAST | SAN JOSE B 1101 | 082261101 | SAN JOSE B | 0.15784 | 0.15784 | 100.0%
SAN JOSE | CENTRAL COAST | SAN JOSE B 1102 | 082261102 | SAN JOSE B | 0.37421 | 0.37421 | 100.0%
SAN JOSE | CENTRAL COAST | SAN JOSE B 1104 | 082261104 | SAN JOSE B | 0.49408 | 0.49408 | 100.0%
SAN JOSE | CENTRAL COAST | SAN JOSE B 1105 | 082261105 | SAN JOSE B | 8.6545 | 8.6545 | 100.0%
SAN JOSE | CENTRAL COAST | SAN JOSE B 1106 | 082261106 | SAN JOSE B | 0.69924 | 0.69924 | 100.0%
SAN JOSE | CENTRAL COAST | SAN JOSE B 1107 | 082261107 | SAN JOSE B | 4.9952 | 4.9952 | 100.0%
SAN JOSE | CENTRAL COAST | SAN JOSE B 1108 | 082261108 | SAN JOSE B | 8.4696 | 8.4696 | 100.0%
SAN JOSE | CENTRAL COAST | SAN JOSE B 1109 | 082261109 | SAN JOSE B | 0.38404 | 0.38404 | 100.0%
SAN JOSE | CENTRAL COAST | SAN JOSE B 1110 | 082261110 | SAN JOSE B | 14.2881 | 14.2881 | 100.0%
SAN JOSE | CENTRAL COAST | SAN JOSE B 1111 | 082261111 | SAN JOSE B | 0.080776 | 0.080776 | 100.0%
SAN JOSE | CENTRAL COAST | SAN JOSE B 1112 | 082261112 | SAN JOSE B | 12.3188 | 12.3188 | 100.0%
SAN JOSE | CENTRAL COAST | SAN JOSE B 1113 | 082261113 | SAN JOSE B | 0.18422 | 0.18422 | 100.0%
SAN JOSE | CENTRAL COAST | SAN JOSE B 1114 | 082261114 | SAN JOSE B | 0.70964 | 0.70964 | 100.0%
SAN JOSE | CENTRAL COAST | SAN JOSE B 1115 | 082261115 | SAN JOSE B | 0.44708 | 0.44708 | 100.0%
SAN JOSE | CENTRAL COAST | SAN JOSE B 1116 | 082261116 | SAN JOSE B | 4.9577 | 4.9577 | 100.0%
SAN JOSE | CENTRAL COAST | SAN JOSE B 1117 | 082261117 | SAN JOSE B | 3.6504 | 3.6504 | 100.0%
CENTRAL COAST | CENTRAL COAST | SAN JUSTO 1101 | 183181101 | SAN JUSTO | 18.7468 | 56.5096 | 33.17%
MISSION | CENTRAL COAST | SAN LEANDRO U 1101 | 013111101 | SAN LEANDRO U | 2.8068 | 2.8068 | 100.0%
MISSION | CENTRAL COAST | SAN LEANDRO U 1102 | 013111102 | SAN LEANDRO U | 8.2058 | 8.2058 | 100.0%
MISSION | CENTRAL COAST | SAN LEANDRO U 1103 | 013111103 | SAN LEANDRO U | 7.0772 | 7.0772 | 100.0%
EAST BAY | BAY AREA | SAN LEANDRO U 1104 | 013111104 | SAN LEANDRO U | 0.0026697 | 6.2083 | 0.04%
MISSION | CENTRAL COAST | SAN LEANDRO U 1104 | 013111104 | SAN LEANDRO U | 6.2056 | 6.2083 | 99.96%
MISSION | CENTRAL COAST | SAN LEANDRO U 1105 | 013111105 | SAN LEANDRO U | 7.7343 | 7.7343 | 100.0%
MISSION | CENTRAL COAST | SAN LEANDRO U 1106 | 013111106 | SAN LEANDRO U | 12.3017 | 12.3017 | 100.0%
MISSION | CENTRAL COAST | SAN LEANDRO U 1107 | 013111107 | SAN LEANDRO U | 15.0037 | 15.0037 | 100.0%
MISSION | CENTRAL COAST | SAN LEANDRO U 1108 | 013111108 | SAN LEANDRO U | 8.4993 | 8.4993 | 100.0%
EAST BAY | BAY AREA | SAN LEANDRO U 1109 | 013111109 | SAN LEANDRO U | 4.6863 | 19.6543 | 23.84%
MISSION | CENTRAL COAST | SAN LEANDRO U 1109 | 013111109 | SAN LEANDRO U | 2.6214 | 19.6543 | 13.34%
MISSION | CENTRAL COAST | SAN LEANDRO U 1110 | 013111110 | SAN LEANDRO U | 20.4926 | 20.4926 | 100.0%
MISSION | CENTRAL COAST | SAN LEANDRO U 1111 | 013111111 | SAN LEANDRO U | 2.3554 | 2.3554 | 100.0%
MISSION | CENTRAL COAST | SAN LEANDRO U 1112 | 013111112 | SAN LEANDRO U | 3.962 | 3.962 | 100.0%
MISSION | CENTRAL COAST | SAN LEANDRO U 1113 | 013111113 | SAN LEANDRO U | 1.9301 | 1.9301 | 100.0%
EAST BAY | BAY AREA | SAN LEANDRO U 1114 | 013111114 | SAN LEANDRO U | 0.9398 | 28.9102 | 3.25%
MISSION | CENTRAL COAST | SAN LEANDRO U 1114 | 013111114 | SAN LEANDRO U | 18.4301 | 28.9102 | 63.75%
MISSION | CENTRAL COAST | SAN LEANDRO U 1115 | 013111115 | SAN LEANDRO U | 1.4816 | 1.4816 | 100.0%
EAST BAY | BAY AREA | SAN LEANDRO U 1116 | 013111116 | SAN LEANDRO U | 1.1106 | 8.0376 | 13.82%
MISSION | CENTRAL COAST | SAN LEANDRO U 1116 | 013111116 | SAN LEANDRO U | 6.927 | 8.0376 | 86.18%
MISSION | CENTRAL COAST | SAN LEANDRO U 1151 | 013111151 | SAN LEANDRO U | 5.9646 | 5.9646 | 100.0%
MISSION | CENTRAL COAST | SAN LORENZO 0401 | 013460401 | SAN LORENZO | 4.3654 | 4.3654 | 100.0%
MISSION | CENTRAL COAST | SAN LORENZO 0402 | 013460402 | SAN LORENZO | 3.8689 | 3.8689 | 100.0%
LOS PADRES | CENTRAL COAST | SAN LUIS OBISPO 1101 | 182631101 | SAN LUIS OBISPO | 11.8322 | 37.9376 | 31.19%
LOS PADRES | CENTRAL COAST | SAN LUIS OBISPO 1102 | 182631102 | SAN LUIS OBISPO | 12.1961 | 12.7837 | 95.4%
LOS PADRES | CENTRAL COAST | SAN LUIS OBISPO 1103 | 182631103 | SAN LUIS OBISPO | 18.7149 | 39.0696 | 47.9%
LOS PADRES | CENTRAL COAST | SAN LUIS OBISPO 1104 | 182631104 | SAN LUIS OBISPO | 21.5256 | 75.5083 | 28.51%
LOS PADRES | CENTRAL COAST | SAN LUIS OBISPO 1105 | 182631105 | SAN LUIS OBISPO | 10.2193 | 11.6649 | 87.61%
LOS PADRES | CENTRAL COAST | SAN LUIS OBISPO 1107 | 182631107 | SAN LUIS OBISPO | 5.1062 | 53.1116 | 9.61%
LOS PADRES | CENTRAL COAST | SAN LUIS OBISPO 1108 | 182631108 | SAN LUIS OBISPO | 13.9796 | 15.7426 | 88.8%
PENINSULA | CENTRAL COAST | SAN MATEO 0404 | 024190404 | SAN MATEO | 5.0977 | 5.0977 | 100.0%
PENINSULA | CENTRAL COAST | SAN MATEO 0407 | 024190407 | SAN MATEO | 3.7485 | 3.7485 | 100.0%
PENINSULA | CENTRAL COAST | SAN MATEO 0408 | 024190408 | SAN MATEO | 5.6147 | 5.6147 | 100.0%
PENINSULA | CENTRAL COAST | SAN MATEO 0409 | 024190409 | SAN MATEO | 3.1259 | 3.1259 | 100.0%
PENINSULA | CENTRAL COAST | SAN MATEO 0410 | 024190410 | SAN MATEO | 5.1458 | 5.1458 | 100.0%
PENINSULA | CENTRAL COAST | SAN MATEO 2101 | 024192101 | SAN MATEO | 10.4934 | 10.4934 | 100.0%
PENINSULA | CENTRAL COAST | SAN MATEO 2102 | 024192102 | SAN MATEO | 13.3937 | 13.3937 | 100.0%
LOS PADRES | CENTRAL COAST | SAN MIGUEL 1104 | 182661104 | SAN MIGUEL | 118.5305 | 142.3782 | 83.25%
LOS PADRES | CENTRAL COAST | SAN MIGUEL 1105 | 182661105 | SAN MIGUEL | 19.051 | 20.3761 | 93.5%
LOS PADRES | CENTRAL COAST | SAN MIGUEL 1106 | 182661106 | SAN MIGUEL | 36.3721 | 74.3379 | 48.93%
LOS PADRES | CENTRAL COAST | SAN MIGUEL 1107 | 182661107 | SAN MIGUEL | 5.7342 | 5.7342 | 100.0%
EAST BAY | BAY AREA | SAN PABLO 1105 | 014371105 | SAN PABLO | 15.6251 | 15.6251 | 100.0%
EAST BAY | BAY AREA | SAN PABLO 1106 | 014371106 | SAN PABLO | 0.64828 | 0.64828 | 100.0%
NORTH BAY | BAY AREA | SAN RAFAEL 1101 | 042011101 | SAN RAFAEL | 14.4641 | 23.5022 | 61.54%
NORTH BAY | BAY AREA | SAN RAFAEL 1102 | 042011102 | SAN RAFAEL | 4.8948 | 4.8948 | 100.0%
NORTH BAY | BAY AREA | SAN RAFAEL 1103 | 042011103 | SAN RAFAEL | 5.7894 | 5.7894 | 100.0%
NORTH BAY | BAY AREA | SAN RAFAEL 1104 | 042011104 | SAN RAFAEL | 13.2424 | 22.9032 | 57.82%
NORTH BAY | BAY AREA | SAN RAFAEL 1105 | 042011105 | SAN RAFAEL | 21.4141 | 23.0486 | 92.91%
NORTH BAY | BAY AREA | SAN RAFAEL 1106 | 042011106 | SAN RAFAEL | 15.5962 | 18.3827 | 84.84%
NORTH BAY | BAY AREA | SAN RAFAEL 1107 | 042011107 | SAN RAFAEL | 6.5712 | 26.7517 | 24.56%
NORTH BAY | BAY AREA | SAN RAFAEL 1108 | 042011108 | SAN RAFAEL | 7.6811 | 46.9749 | 16.35%
NORTH BAY | BAY AREA | SAN RAFAEL 1109 | 042011109 | SAN RAFAEL | 18.9574 | 28.6549 | 66.16%
MISSION | CENTRAL COAST | SAN RAMON 2101 | 014232101 | SAN RAMON | 0.4754 | 1.0718 | 44.35%
MISSION | CENTRAL COAST | SAN RAMON 2102 | 014232102 | SAN RAMON | 0.81152 | 2.3327 | 34.79%
MISSION | CENTRAL COAST | SAN RAMON 2103 | 014232103 | SAN RAMON | 2.7531 | 2.756 | 99.9%
MISSION | CENTRAL COAST | SAN RAMON 2104 | 014232104 | SAN RAMON | 20.6016 | 20.6016 | 100.0%
DIABLO | BAY AREA | SAN RAMON 2105 | 014232105 | SAN RAMON | 0.033723 | 3.4934 | 0.97%
MISSION | CENTRAL COAST | SAN RAMON 2105 | 014232105 | SAN RAMON | 3.4597 | 3.4934 | 99.03%
MISSION | CENTRAL COAST | SAN RAMON 2106 | 014232106 | SAN RAMON | 4.6459 | 5.1584 | 90.06%
MISSION | CENTRAL COAST | SAN RAMON 2107 | 014232107 | SAN RAMON | 12.9232 | 27.6446 | 46.75%
MISSION | CENTRAL COAST | SAN RAMON 2108 | 014232108 | SAN RAMON | 0.89633 | 17.4317 | 5.14%
MISSION | CENTRAL COAST | SAN RAMON 2110 | 014232110 | SAN RAMON | 0.10247 | 0.10247 | 100.0%
MISSION | CENTRAL COAST | SAN RAMON 2111 | 014232111 | SAN RAMON | 9.7156 | 9.7156 | 100.0%
MISSION | CENTRAL COAST | SAN RAMON 2114 | 014232114 | SAN RAMON | 1.7631 | 1.7631 | 100.0%
MISSION | CENTRAL COAST | SAN RAMON 2116 | 014232116 | SAN RAMON | 0.0028392 | 0.0028392 | 100.0%
MISSION | CENTRAL COAST | SAN RAMON 2117 | 014232117 | SAN RAMON | 1.6097 | 2.1774 | 73.92%
MISSION | CENTRAL COAST | SAN RAMON 2118 | 014232118 | SAN RAMON | 0.86293 | 0.86293 | 100.0%
MISSION | CENTRAL COAST | SAN RAMON 2119 | 014232119 | SAN RAMON | 4.1363 | 4.7278 | 87.49%
FRESNO | CENTRAL VALLEY | SAND CREEK 1103 | 254601103 | SAND CREEK | 1.7386 | 151.4976 | 1.15%
FRESNO | CENTRAL VALLEY | SANGER 1104 | 252351104 | SANGER | 9.5846 | 9.5846 | 100.0%
FRESNO | CENTRAL VALLEY | SANGER 1106 | 252351106 | SANGER | 13.8489 | 13.8489 | 100.0%
FRESNO | CENTRAL VALLEY | SANGER 1108 | 252351108 | SANGER | 81.5201 | 81.5201 | 100.0%
FRESNO | CENTRAL VALLEY | SANGER 1110 | 252351110 | SANGER | 47.0527 | 47.0527 | 100.0%
FRESNO | CENTRAL VALLEY | SANGER 1112 | 252351112 | SANGER | 18.1433 | 18.1433 | 100.0%
FRESNO | CENTRAL VALLEY | SANGER 1114 | 252351114 | SANGER | 63.1468 | 63.1468 | 100.0%
FRESNO | CENTRAL VALLEY | SANGER 1116 | 252351116 | SANGER | 14.0119 | 14.0119 | 100.0%
FRESNO | CENTRAL VALLEY | SANGER 1118 | 252351118 | SANGER | 26.4119 | 26.4119 | 100.0%
LOS PADRES | CENTRAL COAST | SANTA MARIA 1105 | 182671105 | SANTA MARIA | 29.3738 | 29.3738 | 100.0%
LOS PADRES | CENTRAL COAST | SANTA MARIA 1106 | 182671106 | SANTA MARIA | 16.9587 | 16.9587 | 100.0%
LOS PADRES | CENTRAL COAST | SANTA MARIA 1107 | 182671107 | SANTA MARIA | 4.962 | 4.962 | 100.0%
LOS PADRES | CENTRAL COAST | SANTA MARIA 1108 | 182671108 | SANTA MARIA | 21.8223 | 94.7826 | 23.02%
LOS PADRES | CENTRAL COAST | SANTA MARIA 1109 | 182671109 | SANTA MARIA | 46.662 | 46.662 | 100.0%
LOS PADRES | CENTRAL COAST | SANTA MARIA 1110 | 182671110 | SANTA MARIA | 32.3579 | 32.3579 | 100.0%
LOS PADRES | CENTRAL COAST | SANTA MARIA 1111 | 182671111 | SANTA MARIA | 9.1132 | 9.1132 | 100.0%
LOS PADRES | CENTRAL COAST | SANTA MARIA 1112 | 182671112 | SANTA MARIA | 10.8635 | 10.8635 | 100.0%
YOSEMITE | CENTRAL VALLEY | SANTA NELLA 1101 | 254051101 | SANTA NELLA | 38.5251 | 38.5251 | 100.0%
YOSEMITE | CENTRAL VALLEY | SANTA NELLA 1104 | 254051104 | SANTA NELLA | 74.1108 | 74.1108 | 100.0%
YOSEMITE | CENTRAL VALLEY | SANTA RITA 1102 | 253541102 | SANTA RITA | 85.0383 | 85.0383 | 100.0%
YOSEMITE | CENTRAL VALLEY | SANTA RITA 1105 | 253541105 | SANTA RITA | 59.561 | 59.561 | 100.0%
SONOMA | NORTHERN | SANTA ROSA A 1101 | 042151101 | SANTA ROSA A | 4.6357 | 4.6357 | 100.0%
SONOMA | NORTHERN | SANTA ROSA A 1102 | 042151102 | SANTA ROSA A | 11.9047 | 11.9047 | 100.0%
SONOMA | NORTHERN | SANTA ROSA A 1103 | 042151103 | SANTA ROSA A | 11.1047 | 11.1047 | 100.0%
SONOMA | NORTHERN | SANTA ROSA A 1104 | 042151104 | SANTA ROSA A | 13.3702 | 55.9956 | 23.88%
SONOMA | NORTHERN | SANTA ROSA A 1105 | 042151105 | SANTA ROSA A | 9.4573 | 9.4573 | 100.0%
SONOMA | NORTHERN | SANTA ROSA A 1106 | 042151106 | SANTA ROSA A | 9.9568 | 9.9568 | 100.0%
SONOMA | NORTHERN | SANTA ROSA A 1107 | 042151107 | SANTA ROSA A | 3.2719 | 6.1463 | 53.23%
SONOMA | NORTHERN | SANTA ROSA A 1108 | 042151108 | SANTA ROSA A | 7.041 | 7.1672 | 98.24%
SONOMA | NORTHERN | SANTA ROSA A 1109 | 042151109 | SANTA ROSA A | 5.9154 | 5.9154 | 100.0%
SONOMA | NORTHERN | SANTA ROSA A 1110 | 042151110 | SANTA ROSA A | 24.6063 | 24.6063 | 100.0%
SONOMA | NORTHERN | SANTA ROSA A 1111 | 042151111 | SANTA ROSA A | 20.2031 | 26.0525 | 77.55%
SONOMA | NORTHERN | SANTA ROSA A 1112 | 042151112 | SANTA ROSA A | 12.7592 | 12.7592 | 100.0%
LOS PADRES | CENTRAL COAST | SANTA YNEZ 1101 | 182721101 | SANTA YNEZ | 39.0423 | 73.4398 | 53.16%
LOS PADRES | CENTRAL COAST | SANTA YNEZ 1102 | 182721102 | SANTA YNEZ | 13.3411 | 19.2882 | 69.17%
LOS PADRES | CENTRAL COAST | SANTA YNEZ 1104 | 182721104 | SANTA YNEZ | 42.5354 | 85.8762 | 49.53%
DIABLO | BAY AREA | SARANAP 0401 | 013560401 | SARANAP | 2.4554 | 2.4554 | 100.0%
DE ANZA | CENTRAL COAST | SARATOGA 1103 | 083371103 | SARATOGA | 5.8545 | 10.3855 | 56.37%
DE ANZA | CENTRAL COAST | SARATOGA 1104 | 083371104 | SARATOGA | 15.1025 | 18.092 | 83.48%
DE ANZA | CENTRAL COAST | SARATOGA 1105 | 083371105 | SARATOGA | 6.5804 | 16.5979 | 39.65%
DE ANZA | CENTRAL COAST | SARATOGA 1106 | 083371106 | SARATOGA | 11.2135 | 26.7129 | 41.98%
DE ANZA | CENTRAL COAST | SARATOGA 1107 | 083371107 | SARATOGA | 10.924 | 45.5954 | 23.96%
DE ANZA | CENTRAL COAST | SARATOGA 1108 | 083371108 | SARATOGA | 18.5721 | 18.5721 | 100.0%
DE ANZA | CENTRAL COAST | SARATOGA 1109 | 083371109 | SARATOGA | 25.2605 | 25.2605 | 100.0%
DE ANZA | CENTRAL COAST | SARATOGA 1110 | 083371110 | SARATOGA | 3.2501 | 19.9703 | 16.27%
SAN JOSE | CENTRAL COAST | SARATOGA 1110 | 083371110 | SARATOGA | 16.7201 | 19.9703 | 83.73%
DE ANZA | CENTRAL COAST | SARATOGA 1111 | 083371111 | SARATOGA | 6.1817 | 23.9617 | 25.8%
SAN JOSE | CENTRAL COAST | SARATOGA 1111 | 083371111 | SARATOGA | 17.78 | 23.9617 | 74.2%
DE ANZA | CENTRAL COAST | SARATOGA 1112 | 083371112 | SARATOGA | 7.012 | 8.4289 | 83.19%
SAN JOSE | CENTRAL COAST | SARATOGA 1112 | 083371112 | SARATOGA | 1.4169 | 8.4289 | 16.81%
DE ANZA | CENTRAL COAST | SARATOGA 1113 | 083371113 | SARATOGA | 25.013 | 25.5852 | 97.76%
SAN JOSE | CENTRAL COAST | SARATOGA 1113 | 083371113 | SARATOGA | 0.57222 | 25.5852 | 2.24%
DE ANZA | CENTRAL COAST | SARATOGA 1114 | 083371114 | SARATOGA | 10.9431 | 21.1264 | 51.8%
SAN JOSE | CENTRAL COAST | SARATOGA 1114 | 083371114 | SARATOGA | 10.1834 | 21.1264 | 48.2%
DE ANZA | CENTRAL COAST | SARATOGA 1115 | 083371115 | SARATOGA | 9.7586 | 12.6374 | 77.22%
NORTH BAY | BAY AREA | SAUSALITO 0401 | 042490401 | SAUSALITO | 1.992 | 1.992 | 100.0%
NORTH BAY | BAY AREA | SAUSALITO 0402 | 042490402 | SAUSALITO | 2.9366 | 2.9366 | 100.0%
NORTH BAY | BAY AREA | SAUSALITO 1101 | 042491101 | SAUSALITO | 5.476 | 6.7499 | 81.13%
NORTH BAY | BAY AREA | SAUSALITO 1102 | 042491102 | SAUSALITO | 8.7023 | 17.7058 | 49.15%
KERN | CENTRAL VALLEY | SCE MCFARLAND 1101 | 258111101 | SCE MCFARLAND | 0.49799 | 0.49799 | 100.0%
KERN | CENTRAL VALLEY | SCE TEJON TIE 1101 | 258191101 | SCE TEJON TIE | 0.040725 | 0.040725 | 100.0%
FRESNO | CENTRAL VALLEY | SCHINDLER 1104 | 252891104 | SCHINDLER | 0.0068367 | 0.0068367 | 100.0%
FRESNO | CENTRAL VALLEY | SCHINDLER 1105 | 252891105 | SCHINDLER | 41.9678 | 41.9678 | 100.0%
FRESNO | CENTRAL VALLEY | SCHINDLER 1107 | 252891107 | SCHINDLER | 1.428 | 1.428 | 100.0%
FRESNO | CENTRAL VALLEY | SCHINDLER 1108 | 252891108 | SCHINDLER | 2.3085 | 2.3085 | 100.0%
FRESNO | CENTRAL VALLEY | SCHINDLER 1109 | 252891109 | SCHINDLER | 1.6673 | 1.6673 | 100.0%
FRESNO | CENTRAL VALLEY | SCHINDLER 1110 | 252891110 | SCHINDLER | 55.4377 | 55.4377 | 100.0%
FRESNO | CENTRAL VALLEY | SCHINDLER 1111 | 252891111 | SCHINDLER | 40.8325 | 40.8325 | 100.0%
FRESNO | CENTRAL VALLEY | SCHINDLER 1112 | 252891112 | SCHINDLER | 55.56 | 55.56 | 100.0%
FRESNO | CENTRAL VALLEY | SCHINDLER 1114 | 252891114 | SCHINDLER | 58.942 | 58.942 | 100.0%
FRESNO | CENTRAL VALLEY | SCHINDLER 1116 | 252891116 | SCHINDLER | 29.829 | 29.829 | 100.0%
CENTRAL COAST | CENTRAL COAST | SEACLIFF 0401 | 083500401 | SEACLIFF | 1.3396 | 9.2333 | 14.51%
CENTRAL COAST | CENTRAL COAST | SEACLIFF 0402 | 083500402 | SEACLIFF | 1.4826 | 1.5515 | 95.56%
KERN | CENTRAL VALLEY | SEMITROPIC 1104 | 252901104 | SEMITROPIC | 15.9386 | 15.9386 | 100.0%
KERN | CENTRAL VALLEY | SEMITROPIC 1106 | 252901106 | SEMITROPIC | 27.3893 | 27.3893 | 100.0%
KERN | CENTRAL VALLEY | SEMITROPIC 1108 | 252901108 | SEMITROPIC | 11.4126 | 11.4126 | 100.0%
KERN | CENTRAL VALLEY | SEMITROPIC 1110 | 252901110 | SEMITROPIC | 48.7016 | 48.7016 | 100.0%
KERN | CENTRAL VALLEY | SEMITROPIC 1112 | 252901112 | SEMITROPIC | 26.5899 | 26.5899 | 100.0%
PENINSULA | CENTRAL COAST | SERRAMONTE 1103 | 022861103 | SERRAMONTE | 12.4524 | 12.4524 | 100.0%
PENINSULA | CENTRAL COAST | SERRAMONTE 1104 | 022861104 | SERRAMONTE | 12.5996 | 12.5996 | 100.0%
SAN FRANCISCO | BAY AREA | SF E 0401 | 022070401 | SF E | 3.5229 | 3.5229 | 100.0%
SAN FRANCISCO | BAY AREA | SF E 0405 | 022070405 | SF E | 2.2025 | 2.2025 | 100.0%
SAN FRANCISCO | BAY AREA | SF E 0406 | 022070406 | SF E | 1.4367 | 1.4367 | 100.0%
SAN FRANCISCO | BAY AREA | SF E 0407 | 022070407 | SF E | 0.93598 | 0.93598 | 100.0%
SAN FRANCISCO | BAY AREA | SF E 0408 | 022070408 | SF E | 2.7869 | 2.7869 | 100.0%
SAN FRANCISCO | BAY AREA | SF E 0409 | 022070409 | SF E | 2.0502 | 2.0502 | 100.0%
SAN FRANCISCO | BAY AREA | SF E 0410 | 022070410 | SF E | 1.8694 | 1.8694 | 100.0%
SAN FRANCISCO | BAY AREA | SF E 1101 | 022071101 | SF E | 1.1291 | 1.1291 | 100.0%
SAN FRANCISCO | BAY AREA | SF E 1103 | 022071103 | SF E | 3.425 | 3.425 | 100.0%
SAN FRANCISCO | BAY AREA | SF E 1105 | 022071105 | SF E | 2.4175 | 2.4175 | 100.0%
SAN FRANCISCO | BAY AREA | SF E 1107 | 022071107 | SF E | 3.5229 | 3.5229 | 100.0%
SAN FRANCISCO | BAY AREA | SF G 0401 | 022090401 | SF G | 0.67382 | 0.67382 | 100.0%
SAN FRANCISCO | BAY AREA | SF G 0402 | 022090402 | SF G | 1.5602 | 1.5602 | 100.0%
SAN FRANCISCO | BAY AREA | SF G 0403 | 022090403 | SF G | 0.71169 | 0.71169 | 100.0%
SAN FRANCISCO | BAY AREA | SF G 0404 | 022090404 | SF G | 0.95589 | 0.95589 | 100.0%
SAN FRANCISCO | BAY AREA | SF G 0405 | 022090405 | SF G | 1.4693 | 1.4693 | 100.0%
SAN FRANCISCO | BAY AREA | SF G 0406 | 022090406 | SF G | 1.2761 | 1.2761 | 100.0%
SAN FRANCISCO | BAY AREA | SF G 0407 | 022090407 | SF G | 1.3553 | 1.3553 | 100.0%
SAN FRANCISCO | BAY AREA | SF G 0408 | 022090408 | SF G | 1.3067 | 1.3067 | 100.0%
SAN FRANCISCO | BAY AREA | SF G 0409 | 022090409 | SF G | 0.99067 | 0.99067 | 100.0%
SAN FRANCISCO | BAY AREA | SF G 0410 | 022090410 | SF G | 0.58157 | 0.58157 | 100.0%
SAN FRANCISCO | BAY AREA | SF G 0412 | 022090412 | SF G | 1.1 | 1.1 | 100.0%
SAN FRANCISCO | BAY AREA | SF G 0413 | 022090413 | SF G | 0.97877 | 0.97877 | 100.0%
SAN FRANCISCO | BAY AREA | SF G 0414 | 022090414 | SF G | 0.90879 | 0.90879 | 100.0%
SAN FRANCISCO | BAY AREA | SF G 1101 | 022091101 | SF G | 1.021 | 1.021 | 100.0%
SAN FRANCISCO | BAY AREA | SF G 1102 | 022091102 | SF G | 0.55437 | 0.55437 | 100.0%
PENINSULA | CENTRAL COAST | SF H 0401 | 022100401 | SF H | 0.19903 | 4.5159 | 4.41%
SAN FRANCISCO | BAY AREA | SF H 0401 | 022100401 | SF H | 4.3169 | 4.5159 | 95.59%
PENINSULA | CENTRAL COAST | SF H 0402 | 022100402 | SF H | 0.90242 | 4.2417 | 21.28%
SAN FRANCISCO | BAY AREA | SF H 0402 | 022100402 | SF H | 3.3392 | 4.2417 | 78.72%
PENINSULA | CENTRAL COAST | SF H 0403 | 022100403 | SF H | 0.91356 | 1.0827 | 84.38%
SAN FRANCISCO | BAY AREA | SF H 0403 | 022100403 | SF H | 0.16914 | 1.0827 | 15.62%
PENINSULA | CENTRAL COAST | SF H 0404 | 022100404 | SF H | 0.28681 | 2.7069 | 10.6%
SAN FRANCISCO | BAY AREA | SF H 0404 | 022100404 | SF H | 2.4201 | 2.7069 | 89.4%
PENINSULA | CENTRAL COAST | SF H 0405 | 022100405 | SF H | 0.11214 | 2.4472 | 4.58%
SAN FRANCISCO | BAY AREA | SF H 0405 | 022100405 | SF H | 2.335 | 2.4472 | 95.42%
PENINSULA | CENTRAL COAST | SF H 1101 | 022101101 | SF H | 3.2652 | 6.9665 | 46.87%
SAN FRANCISCO | BAY AREA | SF H 1101 | 022101101 | SF H | 3.7013 | 6.9665 | 53.13%
SAN FRANCISCO | BAY AREA | SF H 1102 | 022101102 | SF H | 6.8916 | 6.8916 | 100.0%
PENINSULA | CENTRAL COAST | SF H 1103 | 022101103 | SF H | 0.78493 | 8.5077 | 9.23%
SAN FRANCISCO | BAY AREA | SF H 1103 | 022101103 | SF H | 7.7228 | 8.5077 | 90.77%
SAN FRANCISCO | BAY AREA | SF H 1104 | 022101104 | SF H | 0.64703 | 0.64703 | 100.0%
PENINSULA | CENTRAL COAST | SF H 1105 | 022101105 | SF H | 5.7293 | 10.4724 | 54.71%
SAN FRANCISCO | BAY AREA | SF H 1105 | 022101105 | SF H | 4.7431 | 10.4724 | 45.29%
PENINSULA | CENTRAL COAST | SF H 1106 | 022101106 | SF H | 0.74112 | 9.0544 | 8.19%
SAN FRANCISCO | BAY AREA | SF H 1106 | 022101106 | SF H | 8.3133 | 9.0544 | 91.81%
PENINSULA | CENTRAL COAST | SF H 1107 | 022101107 | SF H | 0.79647 | 8.0766 | 9.86%
SAN FRANCISCO | BAY AREA | SF H 1107 | 022101107 | SF H | 7.2802 | 8.0766 | 90.14%
PENINSULA | CENTRAL COAST | SF H 1108 | 022101108 | SF H | 0.35975 | 13.3433 | 2.7%
SAN FRANCISCO | BAY AREA | SF H 1108 | 022101108 | SF H | 12.9836 | 13.3433 | 97.3%
SAN FRANCISCO | BAY AREA | SF H 1109 | 022101109 | SF H | 4.7472 | 4.7472 | 100.0%
PENINSULA | CENTRAL COAST | SF H 1110 | 022101110 | SF H | 6.9343 | 6.9343 | 100.0%
PENINSULA | CENTRAL COAST | SF H 1111 | 022101111 | SF H | 0.39773 | 3.9594 | 10.05%
SAN FRANCISCO | BAY AREA | SF H 1111 | 022101111 | SF H | 3.5617 | 3.9594 | 89.95%
SAN FRANCISCO | BAY AREA | SF H 1112 | 022101112 | SF H | 0.0041523 | 0.0041523 | 100.0%
SAN FRANCISCO | BAY AREA | SF J 0402 | 022220402 | SF J | 0.89257 | 0.89257 | 100.0%
SAN FRANCISCO | BAY AREA | SF J 0404 | 022220404 | SF J | 0.52032 | 0.52032 | 100.0%
SAN FRANCISCO | BAY AREA | SF J 0406 | 022220406 | SF J | 0.49914 | 0.49914 | 100.0%
SAN FRANCISCO | BAY AREA | SF J 0407 | 022220407 | SF J | 0.0028392 | 0.0028392 | 100.0%
SAN FRANCISCO | BAY AREA | SF J 0409 | 022220409 | SF J | 0.1503 | 0.1503 | 100.0%
SAN FRANCISCO | BAY AREA | SF K 0401 | 022130401 | SF K | 2.3904 | 2.3904 | 100.0%
SAN FRANCISCO | BAY AREA | SF K 0402 | 022130402 | SF K | 3.3161 | 3.3161 | 100.0%
SAN FRANCISCO | BAY AREA | SF K 0403 | 022130403 | SF K | 2.4927 | 2.4927 | 100.0%
SAN FRANCISCO | BAY AREA | SF K 0404 | 022130404 | SF K | 1.0281 | 1.0281 | 100.0%
SAN FRANCISCO | BAY AREA | SF K 0405 | 022130405 | SF K | 2.726 | 2.726 | 100.0%
SAN FRANCISCO | BAY AREA | SF K 0406 | 022130406 | SF K | 1.7153 | 1.7153 | 100.0%
SAN FRANCISCO | BAY AREA | SF K 0407 | 022130407 | SF K | 1.2834 | 1.2834 | 100.0%
SAN FRANCISCO | BAY AREA | SF K 0408 | 022130408 | SF K | 1.3542 | 1.3542 | 100.0%
SAN FRANCISCO | BAY AREA | SF K 0409 | 022130409 | SF K | 2.3816 | 2.3816 | 100.0%
SAN FRANCISCO | BAY AREA | SF K 0410 | 022130410 | SF K | 2.0285 | 2.0285 | 100.0%
SAN FRANCISCO | BAY AREA | SF K 0411 | 022130411 | SF K | 2.2664 | 2.2664 | 100.0%
SAN FRANCISCO | BAY AREA | SF K 1101 | 022131101 | SF K | 7.7971 | 7.7971 | 100.0%
SAN FRANCISCO | BAY AREA | SF L 0401 | 022260401 | SF L | 2.472 | 2.472 | 100.0%
SAN FRANCISCO | BAY AREA | SF L 0402 | 022260402 | SF L | 0.0019875 | 0.0019875 | 100.0%
SAN FRANCISCO | BAY AREA | SF L 0403 | 022260403 | SF L | 0.21878 | 0.21878 | 100.0%
SAN FRANCISCO | BAY AREA | SF L 0404 | 022260404 | SF L | 0.79746 | 0.79746 | 100.0%
SAN FRANCISCO | BAY AREA | SF L 0405 | 022260405 | SF L | 2.2968 | 2.2968 | 100.0%
SAN FRANCISCO | BAY AREA | SF L 0406 | 022260406 | SF L | 2.2154 | 2.2154 | 100.0%
SAN FRANCISCO | BAY AREA | SF L 0407 | 022260407 | SF L | 0.54321 | 0.54321 | 100.0%
SAN FRANCISCO | BAY AREA | SF L 0408 | 022260408 | SF L | 2.441 | 2.441 | 100.0%
SAN FRANCISCO | BAY AREA | SF L 0409 | 022260409 | SF L | 0.15 | 0.15 | 100.0%
SAN FRANCISCO | BAY AREA | SF L 1101 | 022261101 | SF L | 2.3783 | 2.3783 | 100.0%
SAN FRANCISCO | BAY AREA | SF L 1102 | 022261102 | SF L | 7.9547 | 7.9547 | 100.0%
SAN FRANCISCO | BAY AREA | SF L 1103 | 022261103 | SF L | 1.9652 | 1.9652 | 100.0%
SAN FRANCISCO | BAY AREA | SF M 0401 | 022270401 | SF M | 3.7297 | 3.7297 | 100.0%
SAN FRANCISCO | BAY AREA | SF M 0402 | 022270402 | SF M | 1.9342 | 1.9342 | 100.0%
SAN FRANCISCO | BAY AREA | SF M 0403 | 022270403 | SF M | 3.6837 | 3.6837 | 100.0%
SAN FRANCISCO | BAY AREA | SF M 0404 | 022270404 | SF M | 3.5557 | 3.5557 | 100.0%
SAN FRANCISCO | BAY AREA | SF M 0405 | 022270405 | SF M | 2.3408 | 2.3408 | 100.0%
SAN FRANCISCO | BAY AREA | SF M 0406 | 022270406 | SF M | 2.9109 | 2.9109 | 100.0%
SAN FRANCISCO | BAY AREA | SF N 0401 | 022280401 | SF N | 3.1225 | 3.1225 | 100.0%
SAN FRANCISCO | BAY AREA | SF N 0402 | 022280402 | SF N | 1.0053 | 1.0053 | 100.0%
SAN FRANCISCO | BAY AREA | SF N 0403 | 022280403 | SF N | 2.4675 | 2.4675 | 100.0%
SAN FRANCISCO | BAY AREA | SF N 0405 | 022280405 | SF N | 1.0691 | 1.0691 | 100.0%
SAN FRANCISCO | BAY AREA | SF N 0406 | 022280406 | SF N | 0.8049 | 0.8049 | 100.0%
SAN FRANCISCO | BAY AREA | SF N 0408 | 022280408 | SF N | 3.1089 | 3.1089 | 100.0%
SIERRA | NORTHERN | SHADY GLEN 1101 | 152431101 | SHADY GLEN | 6.0242 | 46.7555 | 12.88%
SIERRA | NORTHERN | SHADY GLEN 1102 | 152431102 | SHADY GLEN | 1.8537 | 42.013 | 4.41%
KERN | CENTRAL VALLEY | SHAFTER 1101 | 253651101 | SHAFTER | 0.025858 | 0.025858 | 100.0%
KERN | CENTRAL VALLEY | SHAFTER 1102 | 253651102 | SHAFTER | 27.279 | 27.279 | 100.0%
KERN | CENTRAL VALLEY | SHAFTER 1103 | 253651103 | SHAFTER | 40.2759 | 40.2759 | 100.0%
KERN | CENTRAL VALLEY | SHAFTER 1104 | 253651104 | SHAFTER | 9.6899 | 9.6899 | 100.0%
KERN | CENTRAL VALLEY | shafter 1111 | 253651111 | shafter | 15.5678 | 15.5678 | 100.0%
KERN | CENTRAL VALLEY | shafter 1112 | 253651112 | shafter | 54.5925 | 54.5925 | 100.0%
YOSEMITE | CENTRAL VALLEY | SHARON 1101 | 255331101 | SHARON | 1.5203 | 1.5203 | 100.0%
FRESNO | CENTRAL VALLEY | SHEPHERD 2109 | 252062109 | SHEPHERD | 7.9146 | 7.9146 | 100.0%
FRESNO | CENTRAL VALLEY | SHEPHERD 2110 | 252062110 | SHEPHERD | 2.6841 | 2.6841 | 100.0%
FRESNO | CENTRAL VALLEY | SHEPHERD 2111 | 252062111 | SHEPHERD | 39.6975 | 57.9333 | 68.52%
FRESNO | CENTRAL VALLEY | SHEPHERD 2112 | 252062112 | SHEPHERD | 4.1117 | 4.1117 | 100.0%
SIERRA | NORTHERN | SHINGLE SPRINGS 1103 | 153651103 | SHINGLE SPRINGS | 5.967 | 13.6298 | 43.78%
SIERRA | NORTHERN | SHINGLE SPRINGS 1104 | 153651104 | SHINGLE SPRINGS | 16.4079 | 59.743 | 27.46%
SIERRA | NORTHERN | SHINGLE SPRINGS 2105 | 153652105 | SHINGLE SPRINGS | 2.3622 | 33.3587 | 7.08%
SIERRA | NORTHERN | SHINGLE SPRINGS 2108 | 153652108 | SHINGLE SPRINGS | 14.2496 | 29.4245 | 48.43%
SIERRA | NORTHERN | SHINGLE SPRINGS 2109 | 153652109 | SHINGLE SPRINGS | 0.91025 | 215.1722 | 0.42%
SIERRA | NORTHERN | SHINGLE SPRINGS 2110 | 153652110 | SHINGLE SPRINGS | 2.444 | 65.3276 | 3.74%
DIABLO | BAY AREA | SHORE ACRES BANK 0401 | 018100401 | SHORE ACRES BANK | 5.1223 | 5.1223 | 100.0%
SAN FRANCISCO | BAY AREA | SILVER 0401 | 022670401 | SILVER | 5.0178 | 5.0178 | 100.0%
NORTH BAY | BAY AREA | SILVERADO 2102 | 043432102 | SILVERADO | 53.2032 | 108.6443 | 48.97%
NORTH BAY | BAY AREA | SILVERADO 2103 | 043432103 | SILVERADO | 21.872 | 33.5927 | 65.11%
NORTH BAY | BAY AREA | SILVERADO 2104 | 043432104 | SILVERADO | 27.541 | 145.7473 | 18.9%
NORTH BAY | BAY AREA | SILVERADO 2105 | 043432105 | SILVERADO | 26.8615 | 64.8779 | 41.4%
LOS PADRES | CENTRAL COAST | SISQUOC 1101 | 182811101 | SISQUOC | 33.2982 | 33.2982 | 100.0%
KERN | CENTRAL VALLEY | SISQUOC 1102 | 182811102 | SISQUOC | 12.5776 | 118.6014 | 10.6%
LOS PADRES | CENTRAL COAST | SISQUOC 1102 | 182811102 | SISQUOC | 54.1692 | 118.6014 | 45.67%
LOS PADRES | CENTRAL COAST | SISQUOC 1103 | 182811103 | SISQUOC | 22.4126 | 49.9537 | 44.87%
LOS PADRES | CENTRAL COAST | SISQUOC 1104 | 182811104 | SISQUOC | 32.4166 | 32.4166 | 100.0%
SONOMA | NORTHERN | SKAGGS ISLAND 1101 | 043341101 | SKAGGS ISLAND | 0.048217 | 0.048217 | 100.0%
SIERRA | NORTHERN | SMARTVILLE 1101 | 153791101 | SMARTVILLE | 0.30694 | 15.8711 | 1.93%
KERN | CENTRAL VALLEY | SMYRNA 1101 | 253551101 | SMYRNA | 47.1753 | 47.1753 | 100.0%
KERN | CENTRAL VALLEY | SMYRNA 1102 | 253551102 | SMYRNA | 66.5734 | 66.5734 | 100.0%
KERN | CENTRAL VALLEY | SMYRNA 1103 | 253551103 | SMYRNA | 47.697 | 47.697 | 100.0%
FRESNO | CENTRAL VALLEY | SMYRNA 1104 | 253551104 | SMYRNA | 20.24 | 41.8496 | 48.36%
KERN | CENTRAL VALLEY | SMYRNA 1104 | 253551104 | SMYRNA | 21.6095 | 41.8496 | 51.64%
FRESNO | CENTRAL VALLEY | SMYRNA 1105 | 253551105 | SMYRNA | 23.4525 | 51.5867 | 45.46%
KERN | CENTRAL VALLEY | SMYRNA 1105 | 253551105 | SMYRNA | 28.1341 | 51.5867 | 54.54%
PENINSULA | CENTRAL COAST | SNEATH LANE 1101 | 022721101 | SNEATH LANE | 7.1393 | 9.4057 | 75.9%
PENINSULA | CENTRAL COAST | SNEATH LANE 1102 | 022721102 | SNEATH LANE | 9.2775 | 10.5218 | 88.17%
PENINSULA | CENTRAL COAST | SNEATH LANE 1106 | 022721106 | SNEATH LANE | 8.9831 | 11.6106 | 77.37%
PENINSULA | CENTRAL COAST | SNEATH LANE 1107 | 022721107 | SNEATH LANE | 9.5938 | 10.5901 | 90.59%
FRESNO | CENTRAL VALLEY | SO. CAL. EDISON #2 1101 | 258851101 | SO. CAL. EDISON #2 | 0.14233 | 1.1763 | 12.1%
YOSEMITE | CENTRAL VALLEY | SO. CAL. EDISON #2 1101 | 258851101 | SO. CAL. EDISON #2 | 0.15593 | 1.1763 | 13.26%
FRESNO | CENTRAL VALLEY | SO. CAL. EDISON #3 1101 | 258861101 | SO. CAL. EDISON #3 | 0.19506 | 6.3503 | 3.07%
YOSEMITE | CENTRAL VALLEY | SO. CAL. EDISON #3 1101 | 258861101 | SO. CAL. EDISON #3 | 0.22738 | 6.3503 | 3.58%
FRESNO | CENTRAL VALLEY | SO. CAL. EDISON 1001 | 258881001 | SO. CAL. EDISON | 1.9697 | 1.9697 | 100.0%
DIABLO | BAY AREA | SOBRANTE 1101 | 014671101 | SOBRANTE | 6.4882 | 21.4654 | 30.23%
DIABLO | BAY AREA | SOBRANTE 1102 | 014671102 | SOBRANTE | 0.40071 | 27.6774 | 1.45%
DIABLO | BAY AREA | SOBRANTE 1103 | 014671103 | SOBRANTE | 0.82552 | 5.1781 | 15.94%
EAST BAY | BAY AREA | SOLANO 0401 | 013140401 | SOLANO | 2.4266 | 2.4266 | 100.0%
EAST BAY | BAY AREA | SOLANO 0402 | 013140402 | SOLANO | 6.3123 | 6.3123 | 100.0%
CENTRAL COAST | CENTRAL COAST | SOLEDAD 1114 | 182051114 | SOLEDAD | 17.5442 | 18.6104 | 94.27%
CENTRAL COAST | CENTRAL COAST | SOLEDAD 2101 | 182052101 | SOLEDAD | 42.6615 | 47.3511 | 90.1%
CENTRAL COAST | CENTRAL COAST | SOLEDAD 2102 | 182052102 | SOLEDAD | 71.1954 | 99.9627 | 71.22%
SONOMA | NORTHERN | SONOMA 1102 | 042721102 | SONOMA | 12.3298 | 18.271 | 67.48%
SONOMA | NORTHERN | SONOMA 1103 | 042721103 | SONOMA | 12.6853 | 25.9333 | 48.92%
SONOMA | NORTHERN | SONOMA 1104 | 042721104 | SONOMA | 35.9354 | 56.4105 | 63.7%
NORTH BAY | BAY AREA | SONOMA 1105 | 042721105 | SONOMA | 2.0712 | 62.4971 | 3.31%
SONOMA | NORTHERN | SONOMA 1105 | 042721105 | SONOMA | 47.4252 | 62.4971 | 75.88%
SONOMA | NORTHERN | SONOMA 1106 | 042721106 | SONOMA | 10.1842 | 11.0257 | 92.37%
NORTH BAY | BAY AREA | SONOMA 1107 | 042721107 | SONOMA | 2.7586 | 52.4197 | 5.26%
SONOMA | NORTHERN | SONOMA 1107 | 042721107 | SONOMA | 45.6554 | 52.4197 | 87.1%
CENTRAL COAST | CENTRAL COAST | SOQUEL 0402 | 083300402 | SOQUEL | 6.9868 | 6.9868 | 100.0%
MISSION | CENTRAL COAST | SOTO 0401 | 013260401 | SOTO | 4.7355 | 4.7355 | 100.0%
MISSION | CENTRAL COAST | SOTO 0402 | 013260402 | SOTO | 2.0394 | 2.0394 | 100.0%
NORTH VALLEY | NORTHERN | SPANISH CREEK 4401 | 103104401 | SPANISH CREEK | 1.4056 | 7.9241 | 17.74%
SIERRA | NORTHERN | SPAULDING 1101 | 152251101 | SPAULDING | 3.6708 | 24.4555 | 15.01%
CENTRAL COAST | CENTRAL COAST | SPENCE 1121 | 182201121 | SPENCE | 15.4075 | 15.4075 | 100.0%
CENTRAL COAST | CENTRAL COAST | SPENCE 1122 | 182201122 | SPENCE | 43.2655 | 52.4433 | 82.5%
CENTRAL COAST | CENTRAL COAST | SPENCE 1123 | 182201123 | SPENCE | 31.2099 | 33.5587 | 93.0%
YOSEMITE | CENTRAL VALLEY | SPRING GAP 1701 | 162831701 | SPRING GAP | 2.0284 | 43.0939 | 4.71%
EAST BAY | BAY AREA | SPRUCE 0402 | 013340402 | SPRUCE | 2.1576 | 3.5869 | 60.15%
NORTH BAY | BAY AREA | STAFFORD 1101 | 043201101 | STAFFORD | 18.4586 | 22.0432 | 83.74%
NORTH BAY | BAY AREA | STAFFORD 1102 | 043201102 | STAFFORD | 20.6304 | 45.3007 | 45.54%
SONOMA | NORTHERN | STAFFORD 1102 | 043201102 | STAFFORD | 0.31153 | 45.3007 | 0.69%
STOCKTON | CENTRAL VALLEY | STAGG 1101 | 162421101 | STAGG | 17.4729 | 17.4729 | 100.0%
STOCKTON | CENTRAL VALLEY | STAGG 1103 | 162421103 | STAGG | 6.045 | 6.045 | 100.0%
STOCKTON | CENTRAL VALLEY | STAGG 1105 | 162421105 | STAGG | 12.954 | 12.954 | 100.0%
STOCKTON | CENTRAL VALLEY | STAGG 1106 | 162421106 | STAGG | 1.8583 | 1.8583 | 100.0%
STOCKTON | CENTRAL VALLEY | STAGG 2104 | 162422104 | STAGG | 8.2436 | 8.2436 | 100.0%
STOCKTON | CENTRAL VALLEY | STAGG 2105 | 162422105 | STAGG | 4.5145 | 4.5145 | 100.0%
STOCKTON | CENTRAL VALLEY | STAGG 2106 | 162422106 | STAGG | 5.4577 | 5.4577 | 100.0%
STOCKTON | CENTRAL VALLEY | STAGG 2107 | 162422107 | STAGG | 6.0359 | 6.0359 | 100.0%
STOCKTON | CENTRAL VALLEY | STAGG 2108 | 162422108 | STAGG | 5.8278 | 5.8278 | 100.0%
DE ANZA | CENTRAL COAST | STELLING 1102 | 083481102 | STELLING | 0.69175 | 0.69175 | 100.0%
DE ANZA | CENTRAL COAST | STELLING 1103 | 083481103 | STELLING | 2.8459 | 2.8459 | 100.0%
DE ANZA | CENTRAL COAST | STELLING 1104 | 083481104 | STELLING | 14.4892 | 14.4892 | 100.0%
DE ANZA | CENTRAL COAST | STELLING 1105 | 083481105 | STELLING | 0.40031 | 0.40031 | 100.0%
DE ANZA | CENTRAL COAST | STELLING 1106 | 083481106 | STELLING | 0.0079249 | 0.0079249 | 100.0%
DE ANZA | CENTRAL COAST | STELLING 1107 | 083481107 | STELLING | 5.9372 | 5.9372 | 100.0%
DE ANZA | CENTRAL COAST | STELLING 1108 | 083481108 | STELLING | 31.7178 | 31.7178 | 100.0%
DE ANZA | CENTRAL COAST | STELLING 1109 | 083481109 | STELLING | 15.587 | 16.4665 | 94.66%
DE ANZA | CENTRAL COAST | STELLING 1110 | 083481110 | STELLING | 16.9508 | 54.4099 | 31.15%
DE ANZA | CENTRAL COAST | STELLING 1111 | 083481111 | STELLING | 26.7695 | 26.7695 | 100.0%
DE ANZA | CENTRAL COAST | STELLING 1112 | 083481112 | STELLING | 2.1859 | 2.1859 | 100.0%
DE ANZA | CENTRAL COAST | STELLING 1113 | 083481113 | STELLING | 17.1435 | 17.1435 | 100.0%
NORTH VALLEY | NORTHERN | STILLWATER 1101 | 103561101 | STILLWATER | 0.70939 | 36.8613 | 1.92%
NORTH VALLEY | NORTHERN | STILLWATER 1102 | 103561102 | STILLWATER | 0.12857 | 78.9205 | 0.16%
KERN | CENTRAL VALLEY | STOCKDALE 1105 | 254071105 | STOCKDALE | 5.1213 | 5.1213 | 100.0%
KERN | CENTRAL VALLEY | STOCKDALE 1106 | 254071106 | STOCKDALE | 5.5999 | 5.5999 | 100.0%
KERN | CENTRAL VALLEY | STOCKDALE 1108 | 254071108 | STOCKDALE | 3.8508 | 3.8508 | 100.0%
KERN | CENTRAL VALLEY | STOCKDALE 1109 | 254071109 | STOCKDALE | 5.8431 | 5.8431 | 100.0%
KERN | CENTRAL VALLEY | STOCKDALE 1110 | 254071110 | STOCKDALE | 6.3109 | 6.3109 | 100.0%
KERN | CENTRAL VALLEY | STOCKDALE 1111 | 254071111 | STOCKDALE | 8.6445 | 8.6445 | 100.0%
KERN | CENTRAL VALLEY | STOCKDALE 2105 | 254072105 | STOCKDALE | 4.845 | 4.845 | 100.0%
KERN | CENTRAL VALLEY | STOCKDALE 2106 | 254072106 | STOCKDALE | 8.9268 | 8.9268 | 100.0%
KERN | CENTRAL VALLEY | STOCKDALE 2107 | 254072107 | STOCKDALE | 1.8394 | 1.8394 | 100.0%
KERN | CENTRAL VALLEY | STOCKDALE 2108 | 254072108 | STOCKDALE | 2.9474 | 2.9474 | 100.0%
KERN | CENTRAL VALLEY | STOCKDALE 2109 | 254072109 | STOCKDALE | 8.4605 | 8.4605 | 100.0%
KERN | CENTRAL VALLEY | STOCKDALE 2110 | 254072110 | STOCKDALE | 8.981 | 8.981 | 100.0%
KERN | CENTRAL VALLEY | STOCKDALE 2111 | 254072111 | STOCKDALE | 2.8758 | 2.8758 | 100.0%
KERN | CENTRAL VALLEY | STOCKDALE 2112 | 254072112 | STOCKDALE | 31.2827 | 31.2827 | 100.0%
KERN | CENTRAL VALLEY | STOCKDALE 2113 | 254072113 | STOCKDALE | 15.7494 | 15.7494 | 100.0%
KERN | CENTRAL VALLEY | STOCKDALE 2114 | 254072114 | STOCKDALE | 10.4969 | 10.4969 | 100.0%
KERN | CENTRAL VALLEY | STOCKDALE 2115 | 254072115 | STOCKDALE | 0.44608 | 0.44608 | 100.0%
STOCKTON | CENTRAL VALLEY | STOCKTON A 0402 | 162370402 | STOCKTON A | 3.6844 | 3.6844 | 100.0%
STOCKTON | CENTRAL VALLEY | STOCKTON A 0404 | 162370404 | STOCKTON A | 3.7685 | 3.7685 | 100.0%
STOCKTON | CENTRAL VALLEY | STOCKTON A 0405 | 162370405 | STOCKTON A | 0.3858 | 0.3858 | 100.0%
STOCKTON | CENTRAL VALLEY | STOCKTON A 0406 | 162370406 | STOCKTON A | 1.071 | 1.071 | 100.0%
STOCKTON | CENTRAL VALLEY | STOCKTON A 0408 | 162370408 | STOCKTON A | 0.018238 | 0.018238 | 100.0%
STOCKTON | CENTRAL VALLEY | STOCKTON A 0409 | 162370409 | STOCKTON A | 0.14007 | 0.14007 | 100.0%
STOCKTON | CENTRAL VALLEY | STOCKTON A 0410 | 162370410 | STOCKTON A | 4.0328 | 4.0328 | 100.0%
STOCKTON | CENTRAL VALLEY | STOCKTON A 0411 | 162370411 | STOCKTON A | 2.1851 | 2.1851 | 100.0%
STOCKTON | CENTRAL VALLEY | STOCKTON A 1101 | 162371101 | STOCKTON A | 4.0671 | 4.0671 | 100.0%
STOCKTON | CENTRAL VALLEY | STOCKTON A 1102 | 162371102 | STOCKTON A | 6.6862 | 6.6862 | 100.0%
STOCKTON | CENTRAL VALLEY | STOCKTON A 1103 | 162371103 | STOCKTON A | 0.20775 | 0.20775 | 100.0%
STOCKTON | CENTRAL VALLEY | STOCKTON A 1104 | 162371104 | STOCKTON A | 15.8967 | 15.8967 | 100.0%
STOCKTON | CENTRAL VALLEY | STOCKTON A 1105 | 162371105 | STOCKTON A | 8.9051 | 8.9051 | 100.0%
STOCKTON | CENTRAL VALLEY | STOCKTON A 1106 | 162371106 | STOCKTON A | 17.9775 | 17.9775 | 100.0%
STOCKTON | CENTRAL VALLEY | STOCKTON A 1107 | 162371107 | STOCKTON A | 16.3521 | 16.3521 | 100.0%
STOCKTON | CENTRAL VALLEY | STOCKTON A 1108 | 162371108 | STOCKTON A | 9.2744 | 9.2744 | 100.0%
STOCKTON | CENTRAL VALLEY | STOCKTON A 1109 | 162371109 | STOCKTON A | 11.8797 | 11.8797 | 100.0%
STOCKTON | CENTRAL VALLEY | STOCKTON A 1110 | 162371110 | STOCKTON A | 10.0788 | 10.0788 | 100.0%
STOCKTON | CENTRAL VALLEY | STOCKTON A 1111 | 162371111 | STOCKTON A | 0.068431 | 0.068431 | 100.0%
STOCKTON | CENTRAL VALLEY | STOCKTON ACRES 0401 | 163220401 | STOCKTON ACRES | 2.3559 | 2.3559 | 100.0%
STOCKTON | CENTRAL VALLEY | STOCKTON ACRES 0402 | 163220402 | STOCKTON ACRES | 3.0089 | 3.0089 | 100.0%
SAN JOSE | CENTRAL COAST | STONE 1101 | 083701101 | STONE | 19.9978 | 19.9978 | 100.0%
SAN JOSE | CENTRAL COAST | STONE 1104 | 083701104 | STONE | 5.7989 | 5.7989 | 100.0%
SAN JOSE | CENTRAL COAST | STONE 1107 | 083701107 | STONE | 16.16 | 16.16 | 100.0%
SAN JOSE | CENTRAL COAST | STONE 1108 | 083701108 | STONE | 4.3718 | 4.3718 | 100.0%
SAN JOSE | CENTRAL COAST | STONE 1109 | 083701109 | STONE | 8.3822 | 8.3822 | 100.0%
SAN JOSE | CENTRAL COAST | STONE 1110 | 083701110 | STONE | 11.7968 | 11.7968 | 100.0%
FRESNO | CENTRAL VALLEY | STONE CORRAL 1108 | 252921108 | STONE CORRAL | 73.7012 | 76.3795 | 96.49%
FRESNO | CENTRAL VALLEY | STONE CORRAL 1109 | 252921109 | STONE CORRAL | 16.577 | 16.577 | 100.0%
FRESNO | CENTRAL VALLEY | STONE CORRAL 1110 | 252921110 | STONE CORRAL | 61 | 62.9179 | 96.95%
YOSEMITE | CENTRAL VALLEY | STOREY 1104 | 254611104 | STOREY | 76.3714 | 76.3714 | 100.0%
YOSEMITE | CENTRAL VALLEY | STOREY 1105 | 254611105 | STOREY | 14.6082 | 14.6082 | 100.0%
YOSEMITE | CENTRAL VALLEY | STOREY 1106 | 254611106 | STOREY | 14.2829 | 14.2829 | 100.0%
YOSEMITE | CENTRAL VALLEY | STOREY 1107 | 254611107 | STOREY | 12.4357 | 12.4357 | 100.0%
YOSEMITE | CENTRAL VALLEY | STOREY 1108 | 254611108 | STOREY | 77.4236 | 77.4236 | 100.0%
YOSEMITE | CENTRAL VALLEY | STOREY 1109 | 254611109 | STOREY | 175.4128 | 175.4128 | 100.0%
YOSEMITE | CENTRAL VALLEY | STOREY 1111 | 254611111 | STOREY | 30.6213 | 30.6213 | 100.0%
FRESNO | CENTRAL VALLEY | STROUD 1101 | 253661101 | STROUD | 31.5904 | 31.5904 | 100.0%
FRESNO | CENTRAL VALLEY | STROUD 1102 | 253661102 | STROUD | 31.8059 | 31.8059 | 100.0%
FRESNO | CENTRAL VALLEY | STROUD 1104 | 253661104 | STROUD | 31.1093 | 31.1093 | 100.0%
EAST BAY | BAY AREA | STUART 0401 | 013840401 | STUART | 2.9743 | 2.9743 | 100.0%
EAST BAY | BAY AREA | STUART 0402 | 013840402 | STUART | 3.6465 | 3.6465 | 100.0%
EAST BAY | BAY AREA | STUART 0403 | 013840403 | STUART | 3.1637 | 3.1637 | 100.0%
EAST BAY | BAY AREA | STUART 0404 | 013840404 | STUART | 1.0362 | 1.0362 | 100.0%
EAST BAY | BAY AREA | STUART 0405 | 013840405 | STUART | 2.4063 | 2.4063 | 100.0%
EAST BAY | BAY AREA | STUART 0406 | 013840406 | STUART | 2.873 | 2.873 | 100.0%
SACRAMENTO | NORTHERN | SUISUN 1101 | 062131101 | SUISUN | 6.9185 | 6.9185 | 100.0%
SACRAMENTO | NORTHERN | SUISUN 1102 | 062131102 | SUISUN | 9.7259 | 9.7259 | 100.0%
SACRAMENTO | NORTHERN | SUISUN 1103 | 062131103 | SUISUN | 2.4735 | 2.4735 | 100.0%
SACRAMENTO | NORTHERN | SUISUN 1104 | 062131104 | SUISUN | 4.805 | 4.805 | 100.0%
SACRAMENTO | NORTHERN | SUISUN 1105 | 062131105 | SUISUN | 5.3749 | 5.3749 | 100.0%
SACRAMENTO | NORTHERN | SUISUN 1106 | 062131106 | SUISUN | 5.0276 | 5.0276 | 100.0%
SACRAMENTO | NORTHERN | SUISUN 1107 | 062131107 | SUISUN | 9.6738 | 9.6738 | 100.0%
SACRAMENTO | NORTHERN | SUISUN 1108 | 062131108 | SUISUN | 6.5885 | 6.5885 | 100.0%
SACRAMENTO | NORTHERN | SUISUN 1109 | 062131109 | SUISUN | 8.0601 | 8.0601 | 100.0%
SACRAMENTO | NORTHERN | SUISUN 1110 | 062131110 | SUISUN | 2.9058 | 2.9058 | 100.0%
SACRAMENTO | NORTHERN | SUISUN 1111 | 062131111 | SUISUN | 0.62732 | 0.62732 | 100.0%
SACRAMENTO | NORTHERN | SUISUN 1112 | 062131112 | SUISUN | 2.8415 | 2.8415 | 100.0%
PENINSULA | CENTRAL COAST | SULLIVAN 0402 | 022850402 | SULLIVAN | 3.4014 | 3.4014 | 100.0%
SIERRA | NORTHERN | SUMMIT 1101 | 152591101 | SUMMIT | 7.9599 | 17.0408 | 46.71%
MISSION | CENTRAL COAST | SUNOL 1101 | 014241101 | SUNOL | 22.1326 | 55.3524 | 39.98%
SAN JOSE | CENTRAL COAST | SWIFT 2102 | 083392102 | SWIFT | 2.6071 | 3.0294 | 86.06%
SAN JOSE | CENTRAL COAST | SWIFT 2106 | 083392106 | SWIFT | 21.3633 | 21.3633 | 100.0%
SAN JOSE | CENTRAL COAST | SWIFT 2107 | 083392107 | SWIFT | 10.1169 | 12.1077 | 83.56%
SAN JOSE | CENTRAL COAST | SWIFT 2108 | 083392108 | SWIFT | 4.8891 | 4.8891 | 100.0%
SAN JOSE | CENTRAL COAST | SWIFT 2109 | 083392109 | SWIFT | 5.2976 | 5.4219 | 97.71%
SAN JOSE | CENTRAL COAST | SWIFT 2110 | 083392110 | SWIFT | 4.9109 | 87.5373 | 5.61%
SAN JOSE | CENTRAL COAST | SWIFT 2111 | 083392111 | SWIFT | 8.54 | 8.54 | 100.0%
NORTH VALLEY | NORTHERN | SYCAMORE CREEK 1101 | 102971101 | SYCAMORE CREEK | 4.7532 | 4.7532 | 100.0%
NORTH VALLEY | NORTHERN | SYCAMORE CREEK 1102 | 102971102 | SYCAMORE CREEK | 7.5414 | 7.5414 | 100.0%
NORTH VALLEY | NORTHERN | SYCAMORE CREEK 1103 | 102971103 | SYCAMORE CREEK | 3.5687 | 3.5687 | 100.0%
NORTH VALLEY | NORTHERN | SYCAMORE CREEK 1104 | 102971104 | SYCAMORE CREEK | 8.1079 | 8.1079 | 100.0%
NORTH VALLEY | NORTHERN | SYCAMORE CREEK 1105 | 102971105 | SYCAMORE CREEK | 15.0768 | 15.0768 | 100.0%
NORTH VALLEY | NORTHERN | SYCAMORE CREEK 1107 | 102971107 | SYCAMORE CREEK | 5.9945 | 5.9945 | 100.0%
NORTH VALLEY | NORTHERN | SYCAMORE CREEK 1109 | 102971109 | SYCAMORE CREEK | 13.3102 | 13.3309 | 99.84%
NORTH VALLEY | NORTHERN | SYCAMORE CREEK 1110 | 102971110 | SYCAMORE CREEK | 8.3758 | 8.3758 | 100.0%
NORTH VALLEY | NORTHERN | SYCAMORE CREEK 1111 | 102971111 | SYCAMORE CREEK | 12.2812 | 65.3942 | 18.78%
KERN | CENTRAL VALLEY | TAFT 1101 | 252081101 | TAFT | 14.287 | 14.287 | 100.0%
KERN | CENTRAL VALLEY | TAFT 1102 | 252081102 | TAFT | 0.052525 | 0.052525 | 100.0%
KERN | CENTRAL VALLEY | TAFT 1103 | 252081103 | TAFT | 17.5477 | 17.5477 | 100.0%
KERN | CENTRAL VALLEY | TAFT 1104 | 252081104 | TAFT | 11.0238 | 11.0238 | 100.0%
KERN | CENTRAL VALLEY | TAFT 1106 | 252081106 | TAFT | 16.9026 | 16.9026 | 100.0%
KERN | CENTRAL VALLEY | TAFT 1108 | 252081108 | TAFT | 9.1792 | 9.1792 | 100.0%
SIERRA | NORTHERN | TAMARACK 1101 | 152291101 | TAMARACK | 0.96101 | 17.9418 | 5.36%
SIERRA | NORTHERN | TAMARACK 1102 | 152291102 | TAMARACK | 7.9031 | 7.9031 | 100.0%
YOSEMITE | CENTRAL VALLEY | TAR FLAT 0401 | 163240401 | TAR FLAT | 0.38278 | 3.7001 | 10.35%
YOSEMITE | CENTRAL VALLEY | TAR FLAT 0402 | 163240402 | TAR FLAT | 1.1929 | 6.6152 | 18.03%
SAN FRANCISCO | BAY AREA | TARAVAL 0401 | 022500401 | TARAVAL | 1.8151 | 1.8151 | 100.0%
SAN FRANCISCO | BAY AREA | TARAVAL 0402 | 022500402 | TARAVAL | 3.0478 | 3.0478 | 100.0%
SAN FRANCISCO | BAY AREA | TARAVAL 0403 | 022500403 | TARAVAL | 3.4694 | 3.4694 | 100.0%
DIABLO | BAY AREA | TASSAJARA 2103 | 014662103 | TASSAJARA | 19.2226 | 19.6689 | 97.73%
DIABLO | BAY AREA | TASSAJARA 2104 | 014662104 | TASSAJARA | 3.7735 | 9.7206 | 38.82%
DIABLO | BAY AREA | TASSAJARA 2106 | 014662106 | TASSAJARA | 2.6715 | 3.114 | 85.79%
DIABLO | BAY AREA | TASSAJARA 2107 | 014662107 | TASSAJARA | 8.5416 | 8.5416 | 100.0%
DIABLO | BAY AREA | TASSAJARA 2108 | 014662108 | TASSAJARA | 20.0383 | 21.5268 | 93.09%
DIABLO | BAY AREA | TASSAJARA 2109 | 014662109 | TASSAJARA | 0.13619 | 1.9406 | 7.02%
MISSION | CENTRAL COAST | TASSAJARA 2109 | 014662109 | TASSAJARA | 0.80752 | 1.9406 | 41.61%
DIABLO | BAY AREA | TASSAJARA 2112 | 014662112 | TASSAJARA | 8.0994 | 19.2296 | 42.12%
MISSION | CENTRAL COAST | TASSAJARA 2113 | 014662113 | TASSAJARA | 1.0722 | 4.8693 | 22.02%
KERN | CENTRAL VALLEY | TECUYA 1101 | 254511101 | TECUYA | 0.032529 | 0.032529 | 100.0%
KERN | CENTRAL VALLEY | TEJON 1102 | 252931102 | TEJON | 29.49 | 62.566 | 47.13%
KERN | CENTRAL VALLEY | TEJON 1103 | 252931103 | TEJON | 41.7228 | 43.4916 | 95.93%
KERN | CENTRAL VALLEY | TEJON 1105 | 252931105 | TEJON | 28.6401 | 28.6401 | 100.0%
KERN | CENTRAL VALLEY | TEJON 1106 | 252931106 | TEJON | 24.701 | 24.701 | 100.0%
KERN | CENTRAL VALLEY | TEMBLOR 1104 | 252551104 | TEMBLOR | 46.6817 | 46.6817 | 100.0%
KERN | CENTRAL VALLEY | TEMBLOR 2103 | 252552103 | TEMBLOR | 30.5053 | 30.5053 | 100.0%
LOS PADRES | CENTRAL COAST | TEMPLETON 2108 | 183052108 | TEMPLETON | 30.8522 | 36.2132 | 85.2%
LOS PADRES | CENTRAL COAST | TEMPLETON 2109 | 183052109 | TEMPLETON | 213.3591 | 213.3591 | 100.0%
LOS PADRES | CENTRAL COAST | TEMPLETON 2110 | 183052110 | TEMPLETON | 44.8218 | 178.3579 | 25.13%
LOS PADRES | CENTRAL COAST | TEMPLETON 2111 | 183052111 | TEMPLETON | 17.128 | 63.5618 | 26.95%
LOS PADRES | CENTRAL COAST | TEMPLETON 2112 | 183052112 | TEMPLETON | 35.5849 | 37.7264 | 94.32%
LOS PADRES | CENTRAL COAST | TEMPLETON 2113 | 183052113 | TEMPLETON | 126.1155 | 325.0202 | 38.8%
STOCKTON | CENTRAL VALLEY | TERMINOUS 1102 | 163021102 | TERMINOUS | 22.5739 | 22.5739 | 100.0%
STOCKTON | CENTRAL VALLEY | TERMINOUS 1103 | 163021103 | TERMINOUS | 31.8694 | 31.8694 | 100.0%
KERN | CENTRAL VALLEY | TEVIS 2101 | 255322101 | TEVIS | 24.3226 | 24.3226 | 100.0%
KERN | CENTRAL VALLEY | TEVIS 2102 | 255322102 | TEVIS | 2.2804 | 2.2804 | 100.0%
KERN | CENTRAL VALLEY | TEVIS 2103 | 255322103 | TEVIS | 3.2758 | 3.2758 | 100.0%
KERN | CENTRAL VALLEY | TEVIS 2104 | 255322104 | TEVIS | 19.993 | 19.993 | 100.0%
KERN | CENTRAL VALLEY | TEVIS 2105 | 255322105 | TEVIS | 1.9546 | 1.9546 | 100.0%
KERN | CENTRAL VALLEY | TEXACO EMIDIO 1101 | 255421101 | TEXACO EMIDIO | 0.0087222 | 0.0087222 | 100.0%
DIABLO | BAY AREA | TIDEWATER 2104 | 014652104 | TIDEWATER | 25.9065 | 25.9065 | 100.0%
DIABLO | BAY AREA | TIDEWATER 2105 | 014652105 | TIDEWATER | 14.0492 | 14.0492 | 100.0%
DIABLO | BAY AREA | TIDEWATER 2106 | 014652106 | TIDEWATER | 28.504 | 33.3178 | 85.55%
DIABLO | BAY AREA | TIDEWATER 2107 | 014652107 | TIDEWATER | 16.3135 | 16.3135 | 100.0%
DIABLO | BAY AREA | TIDEWATER 2108 | 014652108 | TIDEWATER | 9.5661 | 9.5661 | 100.0%
DIABLO | BAY AREA | TIDEWATER 2109 | 014652109 | TIDEWATER | 31.593 | 31.593 | 100.0%
DIABLO | BAY AREA | TIDEWATER 2110 | 014652110 | TIDEWATER | 10.1621 | 10.1621 | 100.0%
FRESNO | CENTRAL VALLEY | TIVY VALLEY 1106 | 252941106 | TIVY VALLEY | 26.653 | 26.653 | 100.0%
FRESNO | CENTRAL VALLEY | TIVY VALLEY 1107 | 252941107 | TIVY VALLEY | 56.6508 | 174.8104 | 32.41%
SACRAMENTO | NORTHERN | TOKAY 1101 | 168881101 | TOKAY | 5.3534 | 11.2862 | 47.43%
STOCKTON | CENTRAL VALLEY | TOKAY 1101 | 168881101 | TOKAY | 5.9328 | 11.2862 | 52.57%
STOCKTON | CENTRAL VALLEY | TRACY 0402 | 162880402 | TRACY | 2.9166 | 2.9166 | 100.0%
STOCKTON | CENTRAL VALLEY | TRACY 0405 | 162880405 | TRACY | 3.234 | 3.234 | 100.0%
STOCKTON | CENTRAL VALLEY | TRACY 1102 | 162881102 | TRACY | 33.2642 | 33.2642 | 100.0%
STOCKTON | CENTRAL VALLEY | TRACY 1103 | 162881103 | TRACY | 4.4342 | 4.4342 | 100.0%
STOCKTON | CENTRAL VALLEY | TRACY 1104 | 162881104 | TRACY | 5.4721 | 5.4721 | 100.0%
STOCKTON | CENTRAL VALLEY | TRACY 1105 | 162881105 | TRACY | 3.9786 | 3.9786 | 100.0%
STOCKTON | CENTRAL VALLEY | TRACY 1106 | 162881106 | TRACY | 36.6449 | 36.6449 | 100.0%
STOCKTON | CENTRAL VALLEY | TRACY 1107 | 162881107 | TRACY | 5.5156 | 5.5156 | 100.0%
STOCKTON | CENTRAL VALLEY | TRACY 1109 | 162881109 | TRACY | 6.3734 | 6.3734 | 100.0%
STOCKTON | CENTRAL VALLEY | TRACY 1110 | 162881110 | TRACY | 9.2059 | 9.2059 | 100.0%
STOCKTON | CENTRAL VALLEY | TRACY 1111 | 162881111 | TRACY | 7.4227 | 7.4227 | 100.0%
STOCKTON | CENTRAL VALLEY | TRACY 1112 | 162881112 | TRACY | 4.6611 | 4.6611 | 100.0%
CENTRAL COAST | CENTRAL COAST | TRES PINOS 1111 | 183221111 | TRES PINOS | 32.963 | 32.9694 | 99.98%
NORTH VALLEY | NORTHERN | TRES VIAS 1101 | 103251101 | TRES VIAS | 98.2311 | 98.2311 | 100.0%
SAN JOSE | CENTRAL COAST | TRIMBLE 1103 | 083801103 | TRIMBLE | 2.7442 | 2.7442 | 100.0%
SAN JOSE | CENTRAL COAST | TRIMBLE 1104 | 083801104 | TRIMBLE | 0.409 | 0.409 | 100.0%
SAN JOSE | CENTRAL COAST | TRIMBLE 1105 | 083801105 | TRIMBLE | 1.689 | 1.689 | 100.0%
SAN JOSE | CENTRAL COAST | TRIMBLE 1106 | 083801106 | TRIMBLE | 0.64065 | 0.64065 | 100.0%
SAN JOSE | CENTRAL COAST | TRIMBLE 1107 | 083801107 | TRIMBLE | 1.0451 | 1.0451 | 100.0%
SAN JOSE | CENTRAL COAST | TRIMBLE 1109 | 083801109 | TRIMBLE | 0.020342 | 0.020342 | 100.0%
SAN JOSE | CENTRAL COAST | TRIMBLE 1110 | 083801110 | TRIMBLE | 0.65934 | 0.65934 | 100.0%
SAN JOSE | CENTRAL COAST | TRIMBLE 2114 | 083802114 | TRIMBLE | 0.0028393 | 0.0028393 | 100.0%
SAN JOSE | CENTRAL COAST | TRIMBLE 2115 | 083802115 | TRIMBLE | 0.31299 | 0.31299 | 100.0%
SAN JOSE | CENTRAL COAST | TRIMBLE 2116 | 083802116 | TRIMBLE | 3.3837 | 3.3837 | 100.0%
SAN JOSE | CENTRAL COAST | TRIMBLE 2118 | 083802118 | TRIMBLE | 0.9309 | 0.9309 | 100.0%
HUMBOLDT | NORTHERN | TRINIDAD 1101 | 192231101 | TRINIDAD | 26.4809 | 26.4809 | 100.0%
HUMBOLDT | NORTHERN | TRINIDAD 1102 | 192231102 | TRINIDAD | 20.2461 | 20.2461 | 100.0%
SIERRA | NORTHERN | TUDOR 1101 | 153711101 | TUDOR | 42.045 | 42.045 | 100.0%
SIERRA | NORTHERN | TUDOR 1102 | 153711102 | TUDOR | 26.0896 | 26.0896 | 100.0%
FRESNO | CENTRAL VALLEY | TULARE LAKE 1104 | 252951104 | TULARE LAKE | 14.9388 | 14.9388 | 100.0%
FRESNO | CENTRAL VALLEY | TULARE LAKE 1106 | 252951106 | TULARE LAKE | 51.173 | 51.173 | 100.0%
FRESNO | CENTRAL VALLEY | TULARE LAKE 2108 | 252952108 | TULARE LAKE | 57.0492 | 57.0492 | 100.0%
NORTH BAY | BAY AREA | TULUCAY 1101 | 042301101 | TULUCAY | 13.4257 | 17.1775 | 78.16%
KERN | CENTRAL VALLEY | TUPMAN 1103 | 254561103 | TUPMAN | 52.0014 | 52.0014 | 100.0%
KERN | CENTRAL VALLEY | TUPMAN 1104 | 254561104 | TUPMAN | 65.126 | 65.126 | 100.0%
KERN | CENTRAL VALLEY | TUPMAN 1105 | 254561105 | TUPMAN | 10.3064 | 10.3064 | 100.0%
KERN | CENTRAL VALLEY | TUPMAN 1106 | 254561106 | TUPMAN | 36.6605 | 36.6605 | 100.0%
KERN | CENTRAL VALLEY | TWISSELMAN 1101 | 254401101 | TWISSELMAN | 0.015971 | 0.015971 | 100.0%
FRESNO | CENTRAL VALLEY | TWISSELMAN 1102 | 254401102 | TWISSELMAN | 4.2502 | 37.5958 | 11.3%
KERN | CENTRAL VALLEY | TWISSELMAN 1102 | 254401102 | TWISSELMAN | 33.3456 | 37.5958 | 88.7%
KERN | CENTRAL VALLEY | TWISSELMAN 1104 | 254401104 | TWISSELMAN | 0.015916 | 0.015916 | 100.0%
KERN | CENTRAL VALLEY | TWISSELMAN 2105 | 254402105 | TWISSELMAN | 84.8726 | 84.8726 | 100.0%
NORTH VALLEY | NORTHERN | TYLER 1103 | 103571103 | TYLER | 7.2345 | 7.2345 | 100.0%
NORTH VALLEY | NORTHERN | TYLER 1104 | 103571104 | TYLER | 24.0284 | 24.0284 | 100.0%
NORTH VALLEY | NORTHERN | TYLER 1105 | 103571105 | TYLER | 50.5466 | 110.5446 | 45.73%
HUMBOLDT | NORTHERN | UKIAH 1111 | 042771111 | UKIAH | 16.0349 | 38.4391 | 41.72%
HUMBOLDT | NORTHERN | UKIAH 1113 | 042771113 | UKIAH | 8.2443 | 15.8698 | 51.95%
HUMBOLDT | NORTHERN | UKIAH 1114 | 042771114 | UKIAH | 49.3931 | 102.6738 | 48.11%
HUMBOLDT | NORTHERN | UKIAH 1115 | 042771115 | UKIAH | 7.9673 | 24.8508 | 32.06%
HUMBOLDT | NORTHERN | UPPER LAKE 1101 | 042871101 | UPPER LAKE | 36.2542 | 87.6724 | 41.35%
SACRAMENTO | NORTHERN | VACA DIXON 1101 | 063591101 | VACA DIXON | 8.5304 | 9.7169 | 87.79%
SACRAMENTO | NORTHERN | VACA DIXON 1102 | 063591102 | VACA DIXON | 1.9545 | 1.9545 | 100.0%
SACRAMENTO | NORTHERN | VACA DIXON 1103 | 063591103 | VACA DIXON | 126.6931 | 126.6931 | 100.0%
SACRAMENTO | NORTHERN | VACA DIXON 1104 | 063591104 | VACA DIXON | 7.511 | 7.511 | 100.0%
SACRAMENTO | NORTHERN | VACA DIXON 1105 | 063591105 | VACA DIXON | 67.7531 | 91.8459 | 73.77%
SACRAMENTO | NORTHERN | VACA DIXON 1106 | 063591106 | VACA DIXON | 11.1913 | 11.1913 | 100.0%
SACRAMENTO | NORTHERN | VACA DIXON 1109 | 063591109 | VACA DIXON | 2.1233 | 2.1233 | 100.0%
SACRAMENTO | NORTHERN | VACAVILLE 1102 | 063601102 | VACAVILLE | 1.0034 | 1.0034 | 100.0%
SACRAMENTO | NORTHERN | VACAVILLE 1103 | 063601103 | VACAVILLE | 11.1542 | 11.1542 | 100.0%
SACRAMENTO | NORTHERN | VACAVILLE 1104 | 063601104 | VACAVILLE | 2.2106 | 17.9023 | 12.35%
SACRAMENTO | NORTHERN | VACAVILLE 1105 | 063601105 | VACAVILLE | 3.6194 | 3.6194 | 100.0%
SACRAMENTO | NORTHERN | VACAVILLE 1106 | 063601106 | VACAVILLE | 1.7547 | 1.7547 | 100.0%
SACRAMENTO | NORTHERN | VACAVILLE 1107 | 063601107 | VACAVILLE | 1.238 | 1.238 | 100.0%
SACRAMENTO | NORTHERN | VACAVILLE 1108 | 063601108 | VACAVILLE | 19.0737 | 48.5485 | 39.29%
SACRAMENTO | NORTHERN | VACAVILLE 1109 | 063601109 | VACAVILLE | 3.3221 | 3.9183 | 84.78%
SACRAMENTO | NORTHERN | VACAVILLE 1110 | 063601110 | VACAVILLE | 2.3774 | 2.3774 | 100.0%
SACRAMENTO | NORTHERN | VACAVILLE 1111 | 063601111 | VACAVILLE | 6.459 | 17.5585 | 36.79%
SACRAMENTO | NORTHERN | VACAVILLE 1112 | 063601112 | VACAVILLE | 3.1283 | 3.3113 | 94.48%
NORTH BAY | BAY AREA | VALLEJO B 0411 | 042450411 | VALLEJO B | 4.1027 | 4.1027 | 100.0%
NORTH BAY | BAY AREA | VALLEJO B 0412 | 042450412 | VALLEJO B | 6.6366 | 6.6366 | 100.0%
NORTH BAY | BAY AREA | VALLEJO B 0413 | 042450413 | VALLEJO B | 6.4393 | 6.4393 | 100.0%
NORTH BAY | BAY AREA | VALLEJO B 0414 | 042450414 | VALLEJO B | 4.6036 | 4.6036 | 100.0%
NORTH BAY | BAY AREA | VALLEJO B 0415 | 042450415 | VALLEJO B | 7.6722 | 7.6722 | 100.0%
NORTH BAY | BAY AREA | VALLEJO B 1101 | 042451101 | VALLEJO B | 16.3797 | 16.3797 | 100.0%
NORTH BAY | BAY AREA | VALLEJO B 1102 | 042451102 | VALLEJO B | 2.5274 | 2.5274 | 100.0%
NORTH BAY | BAY AREA | VALLEJO C 0401 | 042550401 | VALLEJO C | 2.8009 | 2.8009 | 100.0%
YOSEMITE | CENTRAL VALLEY | VALLEY HOME 1702 | 162981702 | VALLEY HOME | 56.2904 | 56.2904 | 100.0%
STOCKTON | CENTRAL VALLEY | VALLEY HOME 1703 | 162981703 | VALLEY HOME | 9.8278 | 122.5216 | 8.02%
YOSEMITE | CENTRAL VALLEY | VALLEY HOME 1703 | 162981703 | VALLEY HOME | 112.6938 | 122.5216 | 91.98%
STOCKTON | CENTRAL VALLEY | VALLEY HOME 1704 | 162981704 | VALLEY HOME | 18.7476 | 43.8306 | 42.77%
YOSEMITE | CENTRAL VALLEY | VALLEY HOME 1704 | 162981704 | VALLEY HOME | 25.083 | 43.8306 | 57.23%
EAST BAY | BAY AREA | VALLEY VIEW 1103 | 014341103 | VALLEY VIEW | 17.5812 | 18.1436 | 96.9%
EAST BAY | BAY AREA | VALLEY VIEW 1105 | 014341105 | VALLEY VIEW | 14.6937 | 18.6977 | 78.59%
EAST BAY | BAY AREA | VALLEY VIEW 1106 | 014341106 | VALLEY VIEW | 12.0928 | 20.8706 | 57.94%
MISSION | CENTRAL COAST | VASCO 1101 | 013751101 | VASCO | 2.6608 | 2.6608 | 100.0%
MISSION | CENTRAL COAST | VASCO 1102 | 013751102 | VASCO | 12.594 | 51.591 | 24.41%
MISSION | CENTRAL COAST | VASCO 1103 | 013751103 | VASCO | 43.6312 | 51.1752 | 85.26%
DE ANZA | CENTRAL COAST | VASONA 1101 | 083771101 | VASONA | 10.4243 | 10.4243 | 100.0%
DE ANZA | CENTRAL COAST | VASONA 1102 | 083771102 | VASONA | 15.289 | 15.4113 | 99.21%
DE ANZA | CENTRAL COAST | VASONA 1103 | 083771103 | VASONA | 15.4454 | 15.4454 | 100.0%
DE ANZA | CENTRAL COAST | VASONA 1104 | 083771104 | VASONA | 3.7186 | 3.7186 | 100.0%
DE ANZA | CENTRAL COAST | VASONA 1105 | 083771105 | VASONA | 11.5778 | 11.5778 | 100.0%
DE ANZA | CENTRAL COAST | VASONA 1108 | 083771108 | VASONA | 10.9608 | 10.9608 | 100.0%
STOCKTON | CENTRAL VALLEY | VICTOR 1101 | 163281101 | VICTOR | 18.2247 | 18.2247 | 100.0%
STOCKTON | CENTRAL VALLEY | VICTOR 1102 | 163281102 | VICTOR | 82.8885 | 82.8885 | 100.0%
CENTRAL COAST | CENTRAL COAST | VIEJO 2201 | 182852201 | VIEJO | 3.4588 | 18.5411 | 18.65%
CENTRAL COAST | CENTRAL COAST | VIEJO 2202 | 182852202 | VIEJO | 32.1987 | 46.7801 | 68.83%
CENTRAL COAST | CENTRAL COAST | VIEJO 2203 | 182852203 | VIEJO | 10.9851 | 13.8519 | 79.3%
CENTRAL COAST | CENTRAL COAST | VIEJO 2204 | 182852204 | VIEJO | 20.3599 | 24.5868 | 82.81%
STOCKTON | CENTRAL VALLEY | VIERRA 1701 | 162701701 | VIERRA | 12.1255 | 12.1255 | 100.0%
STOCKTON | CENTRAL VALLEY | VIERRA 1702 | 162701702 | VIERRA | 6.5187 | 6.5187 | 100.0%
STOCKTON | CENTRAL VALLEY | VIERRA 1703 | 162701703 | VIERRA | 6.1846 | 6.1846 | 100.0%
STOCKTON | CENTRAL VALLEY | VIERRA 1706 | 162701706 | VIERRA | 8.0314 | 8.0314 | 100.0%
STOCKTON | CENTRAL VALLEY | VIERRA 1707 | 162701707 | VIERRA | 50.9958 | 50.9958 | 100.0%
NORTH VALLEY | NORTHERN | VINA 1101 | 103581101 | VINA | 10.7305 | 10.7305 | 100.0%
MISSION | CENTRAL COAST | VINEYARD 2104 | 014502104 | VINEYARD | 3.8538 | 3.8538 | 100.0%
MISSION | CENTRAL COAST | VINEYARD 2105 | 014502105 | VINEYARD | 3.966 | 3.966 | 100.0%
MISSION | CENTRAL COAST | VINEYARD 2106 | 014502106 | VINEYARD | 5.5719 | 5.5719 | 100.0%
MISSION | CENTRAL COAST | VINEYARD 2107 | 014502107 | VINEYARD | 10.9295 | 14.0346 | 77.88%
MISSION | CENTRAL COAST | VINEYARD 2108 | 014502108 | VINEYARD | 8.1211 | 13.4259 | 60.49%
MISSION | CENTRAL COAST | VINEYARD 2109 | 014502109 | VINEYARD | 4.6734 | 4.6734 | 100.0%
MISSION | CENTRAL COAST | VINEYARD 2110 | 014502110 | VINEYARD | 5.4228 | 11.2593 | 48.16%
EAST BAY | BAY AREA | VIRGINIA 0401 | 013780401 | VIRGINIA | 4.0342 | 4.0342 | 100.0%
NORTH VALLEY | NORTHERN | VOLTA 1101 | 102541101 | VOLTA | 1.6714 | 153.9655 | 1.09%
NORTH VALLEY | NORTHERN | VOLTA 1102 | 102541102 | VOLTA | 0.81117 | 129.8959 | 0.62%
FRESNO | CENTRAL VALLEY | WAHTOKE 1106 | 254531106 | WAHTOKE | 13.9785 | 13.9785 | 100.0%
FRESNO | CENTRAL VALLEY | WAHTOKE 1107 | 254531107 | WAHTOKE | 20.2658 | 20.2658 | 100.0%
FRESNO | CENTRAL VALLEY | WAHTOKE 1108 | 254531108 | WAHTOKE | 108.5702 | 108.5702 | 100.0%
FRESNO | CENTRAL VALLEY | WAHTOKE 1109 | 254531109 | WAHTOKE | 7.6426 | 7.6426 | 100.0%
FRESNO | CENTRAL VALLEY | WAHTOKE 1110 | 254531110 | WAHTOKE | 50.0314 | 50.0314 | 100.0%
FRESNO | CENTRAL VALLEY | WAHTOKE 1111 | 254531111 | WAHTOKE | 19.4125 | 19.4125 | 100.0%
EAST BAY | BAY AREA | WALDO 0401 | 013350401 | WALDO | 4.0902 | 5.6378 | 72.55%
EAST BAY | BAY AREA | WALDO 0402 | 013350402 | WALDO | 2.1793 | 5.126 | 42.51%
EAST BAY | BAY AREA | WALL 0401 | 013740401 | WALL | 5.369 | 5.369 | 100.0%
DIABLO | BAY AREA | WALNUT CREEK 0403 | 012200403 | WALNUT CREEK | 0.51331 | 0.51331 | 100.0%
DIABLO | BAY AREA | WALNUT CREEK 0404 | 012200404 | WALNUT CREEK | 6.4343 | 6.4343 | 100.0%
MISSION | CENTRAL COAST | WARD 0401 | 012980401 | WARD | 4.4328 | 4.4328 | 100.0%
KERN | CENTRAL VALLEY | WASCO 1101 | 252961101 | WASCO | 12.0901 | 12.0901 | 100.0%
KERN | CENTRAL VALLEY | WASCO 1102 | 252961102 | WASCO | 7.8557 | 7.8557 | 100.0%
KERN | CENTRAL VALLEY | WASCO 1104 | 252961104 | WASCO | 12.4815 | 12.4815 | 100.0%
STOCKTON | CENTRAL VALLEY | WATERLOO 1101 | 163151101 | WATERLOO | 57.9342 | 57.9342 | 100.0%
STOCKTON | CENTRAL VALLEY | WATERLOO 1102 | 163151102 | WATERLOO | 21.7155 | 21.7155 | 100.0%
PENINSULA | CENTRAL COAST | WATERSHED 0402 | 024240402 | WATERSHED | 1.1589 | 1.1893 | 97.45%
CENTRAL COAST | CENTRAL COAST | WATSONVILLE 0411 | 083330411 | WATSONVILLE | 2.2204 | 2.2204 | 100.0%
CENTRAL COAST | CENTRAL COAST | WATSONVILLE 0413 | 083330413 | WATSONVILLE | 1.2148 | 1.2148 | 100.0%
CENTRAL COAST | CENTRAL COAST | WATSONVILLE 0414 | 083330414 | WATSONVILLE | 1.2757 | 1.2757 | 100.0%
CENTRAL COAST | CENTRAL COAST | WATSONVILLE 2101 | 083332101 | WATSONVILLE | 102.3806 | 102.3806 | 100.0%
DIABLO | BAY AREA | WAYNE 0401 | 013810401 | WAYNE | 2.4607 | 2.6122 | 94.2%
STOCKTON | CENTRAL VALLEY | WEBER 1101 | 163481101 | WEBER | 11.2776 | 11.2776 | 100.0%
STOCKTON | CENTRAL VALLEY | WEBER 1102 | 163481102 | WEBER | 32.1861 | 32.1861 | 100.0%
STOCKTON | CENTRAL VALLEY | WEBER 1103 | 163481103 | WEBER | 9.8552 | 9.8552 | 100.0%
STOCKTON | CENTRAL VALLEY | WEBER 1105 | 163481105 | WEBER | 30.6729 | 30.6729 | 100.0%
STOCKTON | CENTRAL VALLEY | WEBER 1107 | 163481107 | WEBER | 0.0049429 | 0.0049429 | 100.0%
STOCKTON | CENTRAL VALLEY | WEBER 1108 | 163481108 | WEBER | 14.0382 | 14.0382 | 100.0%
STOCKTON | CENTRAL VALLEY | WEBER 1109 | 163481109 | WEBER | 61.0282 | 61.0282 | 100.0%
STOCKTON | CENTRAL VALLEY | WEBER 1110 | 163481110 | WEBER | 5.0784 | 5.0784 | 100.0%
STOCKTON | CENTRAL VALLEY | WEBER 1112 | 163481112 | WEBER | 0.025366 | 0.025366 | 100.0%
STOCKTON | CENTRAL VALLEY | WEBER 1113 | 163481113 | WEBER | 2.121 | 2.121 | 100.0%
STOCKTON | CENTRAL VALLEY | WEBER 1114 | 163481114 | WEBER | 9.8398 | 9.8398 | 100.0%
KERN | CENTRAL VALLEY | WEEDPATCH 1101 | 252971101 | WEEDPATCH | 20.3548 | 20.3548 | 100.0%
KERN | CENTRAL VALLEY | WEEDPATCH 1102 | 252971102 | WEEDPATCH | 18.8521 | 18.8521 | 100.0%
KERN | CENTRAL VALLEY | WEEDPATCH 1103 | 252971103 | WEEDPATCH | 17.9455 | 17.9455 | 100.0%
KERN | CENTRAL VALLEY | WEEDPATCH 1105 | 252971105 | WEEDPATCH | 0.95993 | 0.95993 | 100.0%
KERN | CENTRAL VALLEY | WEEDPATCH 1106 | 252971106 | WEEDPATCH | 63.6802 | 63.6802 | 100.0%
KERN | CENTRAL VALLEY | WELLFIELD 1102 | 254291102 | WELLFIELD | 37.7628 | 37.7628 | 100.0%
KERN | CENTRAL VALLEY | WELLFIELD 1103 | 254291103 | WELLFIELD | 0.30989 | 0.30989 | 100.0%
KERN | CENTRAL VALLEY | WELLFIELD 1104 | 254291104 | WELLFIELD | 5.2659 | 5.2659 | 100.0%
FRESNO | CENTRAL VALLEY | WEST FRESNO 1101 | 253731101 | WEST FRESNO | 16.1704 | 16.1704 | 100.0%
FRESNO | CENTRAL VALLEY | WEST FRESNO 1102 | 253731102 | WEST FRESNO | 4.2183 | 4.2183 | 100.0%
FRESNO | CENTRAL VALLEY | WEST FRESNO 1103 | 253731103 | WEST FRESNO | 5.8602 | 5.8602 | 100.0%
FRESNO | CENTRAL VALLEY | WEST FRESNO 1104 | 253731104 | WEST FRESNO | 13.5864 | 13.5864 | 100.0%
FRESNO | CENTRAL VALLEY | WEST FRESNO 1105 | 253731105 | WEST FRESNO | 6.0549 | 6.0549 | 100.0%
FRESNO | CENTRAL VALLEY | WEST FRESNO 1106 | 253731106 | WEST FRESNO | 5.8956 | 5.8956 | 100.0%
FRESNO | CENTRAL VALLEY | WEST FRESNO 1107 | 253731107 | WEST FRESNO | 4.3645 | 4.3645 | 100.0%
FRESNO | CENTRAL VALLEY | WEST FRESNO 1108 | 253731108 | WEST FRESNO | 2.7878 | 2.7878 | 100.0%
FRESNO | CENTRAL VALLEY | WEST FRESNO 1109 | 253731109 | WEST FRESNO | 20.4883 | 20.4883 | 100.0%
FRESNO | CENTRAL VALLEY | WEST FRESNO 1110 | 253731110 | WEST FRESNO | 5.851 | 5.851 | 100.0%
FRESNO | CENTRAL VALLEY | WEST FRESNO 1111 | 253731111 | WEST FRESNO | 33.9698 | 33.9698 | 100.0%
FRESNO | CENTRAL VALLEY | WEST FRESNO 1112 | 253731112 | WEST FRESNO | 23.7133 | 23.7133 | 100.0%
STOCKTON | CENTRAL VALLEY | WEST LANE 1101 | 163621101 | WEST LANE | 10.3192 | 10.3192 | 100.0%
STOCKTON | CENTRAL VALLEY | WEST LANE 1102 | 163621102 | WEST LANE | 14.5321 | 14.5321 | 100.0%
STOCKTON | CENTRAL VALLEY | WEST LANE 1103 | 163621103 | WEST LANE | 4.9849 | 4.9849 | 100.0%
STOCKTON | CENTRAL VALLEY | WEST POINT 1102 | 163201102 | WEST POINT | 0.55754 | 230.7234 | 0.24%
SACRAMENTO | NORTHERN | WEST SACRAMENTO 1104 | 063131104 | WEST SACRAMENTO | 11.9436 | 11.9436 | 100.0%
SACRAMENTO | NORTHERN | WEST SACRAMENTO 1105 | 063131105 | WEST SACRAMENTO | 6.3021 | 6.3021 | 100.0%
SACRAMENTO | NORTHERN | WEST SACRAMENTO 1106 | 063131106 | WEST SACRAMENTO | 3.9233 | 3.9233 | 100.0%
SACRAMENTO | NORTHERN | WEST SACRAMENTO 1107 | 063131107 | WEST SACRAMENTO | 18.8778 | 18.8778 | 100.0%
SACRAMENTO | NORTHERN | WEST SACRAMENTO 1108 | 063131108 | WEST SACRAMENTO | 8.7305 | 8.7305 | 100.0%
SACRAMENTO | NORTHERN | WEST SACRAMENTO 1109 | 063131109 | WEST SACRAMENTO | 38.6711 | 38.6711 | 100.0%
SACRAMENTO | NORTHERN | WEST SACRAMENTO 1110 | 063131110 | WEST SACRAMENTO | 8.5097 | 8.5097 | 100.0%
SACRAMENTO | NORTHERN | WEST SACRAMENTO 1111 | 063131111 | WEST SACRAMENTO | 0.0056785 | 0.0056785 | 100.0%
PENINSULA | CENTRAL COAST | WESTLAKE 0401 | 022600401 | WESTLAKE | 0.81293 | 0.81293 | 100.0%
PENINSULA | CENTRAL COAST | WESTLAKE 0403 | 022600403 | WESTLAKE | 1.7636 | 1.7636 | 100.0%
STOCKTON | CENTRAL VALLEY | WESTLEY 1101 | 162671101 | WESTLEY | 60.4472 | 86.0745 | 70.23%
YOSEMITE | CENTRAL VALLEY | WESTLEY 1101 | 162671101 | WESTLEY | 25.6273 | 86.0745 | 29.77%
YOSEMITE | CENTRAL VALLEY | WESTLEY 1102 | 162671102 | WESTLEY | 0.068008 | 0.068008 | 100.0%
STOCKTON | CENTRAL VALLEY | WESTLEY 1103 | 162671103 | WESTLEY | 23.3141 | 102.7709 | 22.69%
YOSEMITE | CENTRAL VALLEY | WESTLEY 1103 | 162671103 | WESTLEY | 78.9339 | 102.7709 | 76.81%
KERN | CENTRAL VALLEY | WESTPARK 1101 | 253701101 | WESTPARK | 11.3901 | 11.3901 | 100.0%
KERN | CENTRAL VALLEY | WESTPARK 1102 | 253701102 | WESTPARK | 3.8495 | 3.8495 | 100.0%
KERN | CENTRAL VALLEY | WESTPARK 1103 | 253701103 | WESTPARK | 15.817 | 15.817 | 100.0%
KERN | CENTRAL VALLEY | WESTPARK 1104 | 253701104 | WESTPARK | 10.3663 | 10.3663 | 100.0%
KERN | CENTRAL VALLEY | WESTPARK 1105 | 253701105 | WESTPARK | 2.3294 | 2.3294 | 100.0%
KERN | CENTRAL VALLEY | WESTPARK 1106 | 253701106 | WESTPARK | 2.756 | 2.756 | 100.0%
KERN | CENTRAL VALLEY | WESTPARK 1107 | 253701107 | WESTPARK | 5.3614 | 5.3614 | 100.0%
KERN | CENTRAL VALLEY | WESTPARK 1108 | 253701108 | WESTPARK | 20.9429 | 20.9429 | 100.0%
KERN | CENTRAL VALLEY | WESTPARK 1109 | 253701109 | WESTPARK | 10.075 | 10.075 | 100.0%
KERN | CENTRAL VALLEY | WESTPARK 1110 | 253701110 | WESTPARK | 12.9797 | 12.9797 | 100.0%
KERN | CENTRAL VALLEY | WESTPARK 1111 | 253701111 | WESTPARK | 5.2123 | 5.2123 | 100.0%
KERN | CENTRAL VALLEY | WESTPARK 1112 | 253701112 | WESTPARK | 7.2417 | 7.2417 | 100.0%
SIERRA | NORTHERN | WHEATLAND 1101 | 152811101 | WHEATLAND | 0.0034811 | 0.0034811 | 100.0%
SIERRA | NORTHERN | WHEATLAND 1102 | 152811102 | WHEATLAND | 30.3627 | 30.3627 | 100.0%
SIERRA | NORTHERN | WHEATLAND 1104 | 152811104 | WHEATLAND | 114.1135 | 114.1135 | 100.0%
SIERRA | NORTHERN | WHEATLAND 1105 | 152811105 | WHEATLAND | 65.5359 | 75.4858 | 86.82%
KERN | CENTRAL VALLEY | WHEELER RIDGE 1101 | 253481101 | WHEELER RIDGE | 69.6948 | 69.6948 | 100.0%
KERN | CENTRAL VALLEY | WHEELER RIDGE 1102 | 253481102 | WHEELER RIDGE | 34.0154 | 34.0154 | 100.0%
KERN | CENTRAL VALLEY | WHEELER RIDGE 1103 | 253481103 | WHEELER RIDGE | 39.6893 | 39.6893 | 100.0%
DE ANZA | CENTRAL COAST | WHISMAN 1101 | 083631101 | WHISMAN | 5.1426 | 5.1426 | 100.0%
DE ANZA | CENTRAL COAST | WHISMAN 1102 | 083631102 | WHISMAN | 1.7811 | 1.7811 | 100.0%
DE ANZA | CENTRAL COAST | WHISMAN 1103 | 083631103 | WHISMAN | 2.7892 | 2.7892 | 100.0%
DE ANZA | CENTRAL COAST | WHISMAN 1104 | 083631104 | WHISMAN | 0.0028615 | 0.0028615 | 100.0%
DE ANZA | CENTRAL COAST | WHISMAN 1105 | 083631105 | WHISMAN | 1.4119 | 1.4119 | 100.0%
DE ANZA | CENTRAL COAST | WHISMAN 1106 | 083631106 | WHISMAN | 7.2263 | 7.2263 | 100.0%
DE ANZA | CENTRAL COAST | WHISMAN 1107 | 083631107 | WHISMAN | 0.12868 | 0.12868 | 100.0%
DE ANZA | CENTRAL COAST | WHISMAN 1108 | 083631108 | WHISMAN | 7.3921 | 7.3921 | 100.0%
DE ANZA | CENTRAL COAST | WHISMAN 1110 | 083631110 | WHISMAN | 1.9964 | 1.9964 | 100.0%
DE ANZA | CENTRAL COAST | WHISMAN 1111 | 083631111 | WHISMAN | 2.1859 | 2.1859 | 100.0%
DIABLO | BAY AREA | WHITNEY 0402 | 013240402 | WHITNEY | 1.7935 | 1.7935 | 100.0%
SACRAMENTO | NORTHERN | WILKINS SLOUGH 1101 | 062771101 | WILKINS SLOUGH | 60.4157 | 60.4157 | 100.0%
SACRAMENTO | NORTHERN | WILKINS SLOUGH 1102 | 062771102 | WILKINS SLOUGH | 54.6174 | 54.6174 | 100.0%
SACRAMENTO | NORTHERN | WILKINS SLOUGH 1103 | 062771103 | WILKINS SLOUGH | 33.572 | 34.535 | 97.21%
SIERRA | NORTHERN | WILKINS SLOUGH 1103 | 062771103 | WILKINS SLOUGH | 0.963 | 34.535 | 2.79%
SACRAMENTO | NORTHERN | WILLIAMS 1101 | 062051101 | WILLIAMS | 22.6184 | 22.6184 | 100.0%
SACRAMENTO | NORTHERN | WILLIAMS 1102 | 062051102 | WILLIAMS | 91.9947 | 91.9947 | 100.0%
HUMBOLDT | NORTHERN | WILLITS 1102 | 042661102 | WILLITS | 6.4705 | 11.2231 | 57.65%
HUMBOLDT | NORTHERN | WILLITS 1103 | 042661103 | WILLITS | 13.9389 | 158.0006 | 8.82%
HUMBOLDT | NORTHERN | WILLITS 1104 | 042661104 | WILLITS | 8.6081 | 95.2635 | 9.04%
HUMBOLDT | NORTHERN | WILLOW CREEK 1101 | 192171101 | WILLOW CREEK | 10.3754 | 57.7192 | 17.98%
HUMBOLDT | NORTHERN | WILLOW CREEK 1103 | 192171103 | WILLOW CREEK | 1.1597 | 86.2701 | 1.34%
DIABLO | BAY AREA | WILLOW PASS 1101 | 013911101 | WILLOW PASS | 5.81 | 7.0171 | 82.8%
DIABLO | BAY AREA | WILLOW PASS 1102 | 013911102 | WILLOW PASS | 5.4931 | 5.4931 | 100.0%
DIABLO | BAY AREA | WILLOW PASS 2107 | 013912107 | WILLOW PASS | 6.1503 | 6.806 | 90.37%
DIABLO | BAY AREA | WILLOW PASS 2108 | 013912108 | WILLOW PASS | 18.0205 | 18.2181 | 98.92%
NORTH VALLEY | NORTHERN | WILLOWS A 1101 | 102741101 | WILLOWS A | 4.2742 | 4.2742 | 100.0%
NORTH VALLEY | NORTHERN | WILLOWS A 1103 | 102741103 | WILLOWS A | 10.8267 | 10.8267 | 100.0%
NORTH VALLEY | NORTHERN | WILLOWS A 1104 | 102741104 | WILLOWS A | 8.3432 | 8.3432 | 100.0%
YOSEMITE | CENTRAL VALLEY | WILSON 1101 | 254301101 | WILSON | 16.4209 | 16.4209 | 100.0%
YOSEMITE | CENTRAL VALLEY | WILSON 1102 | 254301102 | WILSON | 38.911 | 38.911 | 100.0%
YOSEMITE | CENTRAL VALLEY | WILSON 1103 | 254301103 | WILSON | 129.8089 | 129.8089 | 100.0%
SACRAMENTO | NORTHERN | WINTERS 1101 | 063321101 | WINTERS | 13.2286 | 13.2286 | 100.0%
SACRAMENTO | NORTHERN | WINTERS 1102 | 063321102 | WINTERS | 39.3206 | 39.3206 | 100.0%
SIERRA | NORTHERN | WISE 1101 | 152271101 | WISE | 7.7801 | 13.4403 | 57.89%
SIERRA | NORTHERN | WISE 1102 | 152271102 | WISE | 5.5195 | 118.6631 | 4.65%
DE ANZA | CENTRAL COAST | WOLFE 1104 | 083671104 | WOLFE | 6.7931 | 6.7931 | 100.0%
DE ANZA | CENTRAL COAST | WOLFE 1105 | 083671105 | WOLFE | 7.3071 | 7.3071 | 100.0%
DE ANZA | CENTRAL COAST | WOLFE 1106 | 083671106 | WOLFE | 9.122 | 9.122 | 100.0%
DE ANZA | CENTRAL COAST | WOLFE 1107 | 083671107 | WOLFE | 10.6732 | 10.6732 | 100.0%
DE ANZA | CENTRAL COAST | WOLFE 1109 | 083671109 | WOLFE | 8.8816 | 8.8816 | 100.0%
DE ANZA | CENTRAL COAST | WOLFE 1110 | 083671110 | WOLFE | 2.0121 | 2.0121 | 100.0%
DE ANZA | CENTRAL COAST | WOLFE 1113 | 083671113 | WOLFE | 17.2821 | 17.2821 | 100.0%
DE ANZA | CENTRAL COAST | WOLFE 1114 | 083671114 | WOLFE | 2.9092 | 2.9092 | 100.0%
EAST BAY | BAY AREA | WOOD 0401 | 013380401 | WOOD | 3.1768 | 3.3289 | 95.43%
NORTH BAY | BAY AREA | WOODACRE 1101 | 043021101 | WOODACRE | 7.5213 | 42.4622 | 17.71%
NORTH BAY | BAY AREA | WOODACRE 1102 | 043021102 | WOODACRE | 0.41575 | 33.0049 | 1.26%
FRESNO | CENTRAL VALLEY | WOODCHUCK 2101 | 254912101 | WOODCHUCK | 5.4824 | 5.4824 | 100.0%
SACRAMENTO | NORTHERN | WOODLAND 1101 | 062031101 | WOODLAND | 7.2629 | 7.2629 | 100.0%
SACRAMENTO | NORTHERN | WOODLAND 1102 | 062031102 | WOODLAND | 13.3644 | 13.3644 | 100.0%
SACRAMENTO | NORTHERN | WOODLAND 1103 | 062031103 | WOODLAND | 1.2376 | 1.2376 | 100.0%
SACRAMENTO | NORTHERN | WOODLAND 1104 | 062031104 | WOODLAND | 5.8817 | 5.8817 | 100.0%
SACRAMENTO | NORTHERN | WOODLAND 1105 | 062031105 | WOODLAND | 5.0935 | 5.0935 | 100.0%
SACRAMENTO | NORTHERN | WOODLAND 1106 | 062031106 | WOODLAND | 28.2688 | 28.2688 | 100.0%
SACRAMENTO | NORTHERN | WOODLAND 1107 | 062031107 | WOODLAND | 11.1159 | 11.1159 | 100.0%
SACRAMENTO | NORTHERN | WOODLAND 1108 | 062031108 | WOODLAND | 21.2356 | 21.2356 | 100.0%
SACRAMENTO | NORTHERN | WOODLAND 1109 | 062031109 | WOODLAND | 10.4644 | 10.4644 | 100.0%
SACRAMENTO | NORTHERN | WOODLAND 1110 | 062031110 | WOODLAND | 10.8972 | 10.8972 | 100.0%
SACRAMENTO | NORTHERN | WOODLAND 1111 | 062031111 | WOODLAND | 0.21721 | 0.21721 | 100.0%
SACRAMENTO | NORTHERN | WOODLAND 1112 | 062031112 | WOODLAND | 12.6969 | 12.6969 | 100.0%
SACRAMENTO | NORTHERN | WOODLAND 1113 | 062031113 | WOODLAND | 21.1536 | 21.1536 | 100.0%
PENINSULA | CENTRAL COAST | WOODSIDE 1101 | 024251101 | WOODSIDE | 18.9019 | 63.0087 | 30.0%
PENINSULA | CENTRAL COAST | WOODSIDE 1102 | 024251102 | WOODSIDE | 17.0185 | 17.0782 | 99.65%
PENINSULA | CENTRAL COAST | WOODSIDE 1104 | 024251104 | WOODSIDE | 21.5916 | 36.4519 | 59.23%
PENINSULA | CENTRAL COAST | WOODSIDE 1105 | 024251105 | WOODSIDE | 6.4224 | 6.4224 | 100.0%
FRESNO | CENTRAL VALLEY | WOODWARD 2101 | 255292101 | WOODWARD | 7.1537 | 7.3082 | 97.89%
YOSEMITE | CENTRAL VALLEY | WOODWARD 2101 | 255292101 | WOODWARD | 0.15443 | 7.3082 | 2.11%
FRESNO | CENTRAL VALLEY | WOODWARD 2102 | 255292102 | WOODWARD | 1.6189 | 1.6189 | 100.0%
FRESNO | CENTRAL VALLEY | WOODWARD 2104 | 255292104 | WOODWARD | 3.3913 | 3.3913 | 100.0%
FRESNO | CENTRAL VALLEY | WOODWARD 2105 | 255292105 | WOODWARD | 0.36357 | 0.36357 | 100.0%
FRESNO | CENTRAL VALLEY | WOODWARD 2106 | 255292106 | WOODWARD | 0.52006 | 0.52006 | 100.0%
FRESNO | CENTRAL VALLEY | WOODWARD 2107 | 255292107 | WOODWARD | 9.7345 | 9.7345 | 100.0%
FRESNO | CENTRAL VALLEY | WOODWARD 2108 | 255292108 | WOODWARD | 32.3374 | 111.2503 | 29.07%
YOSEMITE | CENTRAL VALLEY | WOODWARD 2108 | 255292108 | WOODWARD | 50.7114 | 111.2503 | 45.58%
FRESNO | CENTRAL VALLEY | WOODWARD 2109 | 255292109 | WOODWARD | 2.0778 | 2.0778 | 100.0%
YOSEMITE | CENTRAL VALLEY | WRIGHT 1110 | 254641110 | WRIGHT | 90.1038 | 90.1038 | 100.0%
NORTH VALLEY | NORTHERN | WYANDOTTE 1102 | 102911102 | WYANDOTTE | 19.2006 | 23.3722 | 82.15%
NORTH VALLEY | NORTHERN | WYANDOTTE 1103 | 102911103 | WYANDOTTE | 13.0558 | 97.7119 | 13.36%
NORTH VALLEY | NORTHERN | WYANDOTTE 1105 | 102911105 | WYANDOTTE | 7.1437 | 23.967 | 29.81%
NORTH VALLEY | NORTHERN | WYANDOTTE 1106 | 102911106 | WYANDOTTE | 92.495 | 93.4537 | 98.97%
NORTH VALLEY | NORTHERN | WYANDOTTE 1107 | 102911107 | WYANDOTTE | 41.1628 | 142.7459 | 28.84%
NORTH VALLEY | NORTHERN | WYANDOTTE 1109 | 102911109 | WYANDOTTE | 67.3503 | 121.0105 | 55.66%
NORTH VALLEY | NORTHERN | WYANDOTTE 1110 | 102911110 | WYANDOTTE | 27.4298 | 39.9637 | 68.64%
SAN FRANCISCO | BAY AREA | YOSEMITE 0401 | 022490401 | YOSEMITE | 3.5573 | 3.5573 | 100.0%
SAN FRANCISCO | BAY AREA | YOSEMITE 0402 | 022490402 | YOSEMITE | 2.3949 | 2.3949 | 100.0%
SAN FRANCISCO | BAY AREA | YOSEMITE 0403 | 022490403 | YOSEMITE | 0.00223 | 0.00223 | 100.0%
LOS PADRES | CENTRAL COAST | ZACA 1101 | 182681101 | ZACA | 8.0753 | 26.1433 | 30.89%
LOS PADRES | CENTRAL COAST | ZACA 1102 | 182681102 | ZACA | 16.8696 | 78.5334 | 21.48%
SACRAMENTO | NORTHERN | ZAMORA 1105 | 063191105 | ZAMORA | 45.3273 | 45.3273 | 100.0%
SACRAMENTO | NORTHERN | ZAMORA 1106 | 063191106 | ZAMORA | 52.3648 | 52.3648 | 100.0%
SACRAMENTO | NORTHERN | ZAMORA 1107 | 063191107 | ZAMORA | 77.5394 | 77.5394 | 100.0%
EAST BAY | BAY AREA | BOSTON 0401 | 13320401 | BOSTON | 4.3624 | 4.5615 | 95.64%

## Tier 2 circuits
DIVISION | REGION | CIRCUIT NAME | CIRCUITID | SUB NAME | CIRCUIT MILE IN AREA | TOTAL CIRCUIT MILE | PERCENTAGE OF TOTAL MILES
DIABLO | BAY AREA | ALHAMBRA 1102 | 014101102 | ALHAMBRA | 0.12843 | 14.1199 | 0.91%
DIABLO | BAY AREA | ALHAMBRA 1105 | 014101105 | ALHAMBRA | 35.6386 | 44.9545 | 79.28%
EAST BAY | BAY AREA | ALHAMBRA 1105 | 014101105 | ALHAMBRA | 1.9224 | 44.9545 | 4.28%
NORTH VALLEY | NORTHERN | ALLEGHANY 1101 | 152101101 | ALLEGHANY | 2.7167 | 95.3358 | 2.85%
SIERRA | NORTHERN | ALLEGHANY 1101 | 152101101 | ALLEGHANY | 24.027 | 95.3358 | 25.2%
NORTH BAY | BAY AREA | ALTO 1120 | 042031120 | ALTO | 3.8692 | 18.7099 | 20.68%
NORTH BAY | BAY AREA | ALTO 1122 | 042031122 | ALTO | 3.1967 | 17.6887 | 18.07%
NORTH BAY | BAY AREA | ALTO 1123 | 042031123 | ALTO | 0.48508 | 20.6209 | 2.35%
NORTH BAY | BAY AREA | ALTO 1125 | 042031125 | ALTO | 10.8462 | 44.6602 | 24.29%
NORTH VALLEY | NORTHERN | ANDERSON 1101 | 103261101 | ANDERSON | 11.1818 | 20.0456 | 55.78%
NORTH VALLEY | NORTHERN | ANDERSON 1103 | 103261103 | ANDERSON | 7.2161 | 31.5987 | 22.84%
NORTH VALLEY | NORTHERN | ANITA 1106 | 102841106 | ANITA | 0.37614 | 89.6476 | 0.42%
HUMBOLDT | NORTHERN | ANNAPOLIS 1101 | 042861101 | ANNAPOLIS | 42.3167 | 51.2483 | 82.57%
SONOMA | NORTHERN | ANNAPOLIS 1101 | 042861101 | ANNAPOLIS | 8.9316 | 51.2483 | 17.43%
KERN | CENTRAL VALLEY | ANTELOPE 1101 | 252021101 | ANTELOPE | 0.89935 | 39.7914 | 2.26%
NORTH VALLEY | NORTHERN | ANTLER 1101 | 103271101 | ANTLER | 53.2723 | 62.8558 | 84.75%
SIERRA | NORTHERN | APPLE HILL 1103 | 153661103 | APPLE HILL | 46.6746 | 71.718 | 65.08%
SIERRA | NORTHERN | APPLE HILL 1104 | 153661104 | APPLE HILL | 35.5969 | 96.1815 | 37.01%
SIERRA | NORTHERN | APPLE HILL 2102 | 153662102 | APPLE HILL | 227.3128 | 348.1481 | 65.29%
STOCKTON | CENTRAL VALLEY | APPLE HILL 2102 | 153662102 | APPLE HILL | 0.79969 | 348.1481 | 0.23%
SACRAMENTO | NORTHERN | ARBUCKLE 1104 | 062081104 | ARBUCKLE | 1.8958 | 93.3348 | 2.03%
HUMBOLDT | NORTHERN | ARCATA 1121 | 192021121 | ARCATA | 6.7819 | 28.8963 | 23.47%
HUMBOLDT | NORTHERN | ARCATA 1122 | 192021122 | ARCATA | 20.5992 | 67.9866 | 30.3%
EAST BAY | BAY AREA | ARLINGTON 0401 | 013700401 | ARLINGTON | 0.77713 | 3.9641 | 19.6%
KERN | CENTRAL VALLEY | ARVIN 1101 | 253801101 | ARVIN | 0.10287 | 28.7954 | 0.36%
LOS PADRES | CENTRAL COAST | ATASCADERO 1101 | 182541101 | ATASCADERO | 31.8104 | 63.3166 | 50.24%
LOS PADRES | CENTRAL COAST | ATASCADERO 1102 | 182541102 | ATASCADERO | 0.95404 | 12.0886 | 7.89%
LOS PADRES | CENTRAL COAST | ATASCADERO 1103 | 182541103 | ATASCADERO | 57.3819 | 132.6119 | 43.27%
FRESNO | CENTRAL VALLEY | AUBERRY 1101 | 254151101 | AUBERRY | 210.3482 | 245.6196 | 85.64%
FRESNO | CENTRAL VALLEY | AUBERRY 1102 | 254151102 | AUBERRY | 127.727 | 128.0535 | 99.74%
SIERRA | NORTHERN | AUBURN 1101 | 152161101 | AUBURN | 3.1184 | 4.9032 | 63.6%
SIERRA | NORTHERN | AUBURN 1102 | 152161102 | AUBURN | 3.0238 | 8.813 | 34.31%
FRESNO | CENTRAL VALLEY | BALCH NO 1 1101 | 252501101 | BALCH NO 1 | 17.7433 | 19.7619 | 89.79%
MISSION | CENTRAL COAST | BANCROFT 0401 | 013030401 | BANCROFT | 0.0023076 | 8.2439 | 0.03%
MISSION | CENTRAL COAST | BANCROFT 0402 | 013030402 | BANCROFT | 0.10806 | 4.5646 | 2.37%
NORTH VALLEY | NORTHERN | BANGOR 1101 | 103191101 | BANGOR | 89.8346 | 228.9262 | 39.24%
SIERRA | NORTHERN | BANGOR 1101 | 103191101 | BANGOR | 102.8752 | 228.9262 | 44.94%
NORTH BAY | BAY AREA | BASALT 1106 | 042461106 | BASALT | 1.9222 | 74.8077 | 2.57%
PENINSULA | CENTRAL COAST | BAY MEADOWS 2102 | 024012102 | BAY MEADOWS | 3.986 | 14.279 | 27.91%
YOSEMITE | CENTRAL VALLEY | BEAR VALLEY 2101 | 252192101 | BEAR VALLEY | 101.9263 | 166.7198 | 61.14%
YOSEMITE | CENTRAL VALLEY | BEAR VALLEY 2105 | 252192105 | BEAR VALLEY | 123.4883 | 132.9575 | 92.88%
SIERRA | NORTHERN | BELL 1107 | 152701107 | BELL | 42.3855 | 50.2296 | 84.38%
SIERRA | NORTHERN | BELL 1108 | 152701108 | BELL | 65.0738 | 80.3573 | 80.98%
SIERRA | NORTHERN | BELL 1109 | 152701109 | BELL | 13.683 | 17.8096 | 76.83%
SIERRA | NORTHERN | BELL 1110 | 152701110 | BELL | 0.15003 | 11.3983 | 1.32%
SONOMA | NORTHERN | BELLEVUE 1102 | 043181102 | BELLEVUE | 0.15888 | 43.7734 | 0.36%
SONOMA | NORTHERN | BELLEVUE 2103 | 043182103 | BELLEVUE | 19.6617 | 70.6082 | 27.85%
PENINSULA | CENTRAL COAST | BELMONT 1103 | 024031103 | BELMONT | 3.4433 | 18.7363 | 18.38%
PENINSULA | CENTRAL COAST | BELMONT 1110 | 024031110 | BELMONT | 0.11458 | 24.6112 | 0.47%
PENINSULA | CENTRAL COAST | BERESFORD 0403 | 024040403 | BERESFORD | 5.3658 | 12.1015 | 44.34%
EAST BAY | BAY AREA | BERKELEY F 0402 | 012060402 | BERKELEY F | 0.12466 | 2.1237 | 5.87%
EAST BAY | BAY AREA | BERKELEY F 1105 | 012061105 | BERKELEY F | 1.7981 | 11.3597 | 15.83%
CENTRAL COAST | CENTRAL COAST | BIG BASIN 1102 | 082841102 | BIG BASIN | 4.9372 | 73.2602 | 6.74%
NORTH VALLEY | NORTHERN | BIG BEND 1101 | 103751101 | BIG BEND | 14.5847 | 57.7738 | 25.24%
NORTH VALLEY | NORTHERN | BIG MEADOWS 2101 | 102812101 | BIG MEADOWS | 55.8374 | 77.5645 | 71.99%
HUMBOLDT | NORTHERN | BIG RIVER 1101 | 043081101 | BIG RIVER | 69.9355 | 86.023 | 81.3%
CENTRAL COAST | CENTRAL COAST | BIG TREES 0402 | 083050402 | BIG TREES | 0.27927 | 16.7337 | 1.67%
NORTH VALLEY | NORTHERN | BOGARD 1101 | 103301101 | BOGARD | 0.51574 | 0.51574 | 100.0%
NORTH BAY | BAY AREA | BOLINAS 1101 | 042261101 | BOLINAS | 7.222 | 51.5608 | 14.01%
EAST BAY | BAY AREA | BOSTON 0401 | 13320401 | BOSTON | 0.19911 | 4.5615 | 4.36%
DIABLO | BAY AREA | BRENTWOOD 2105 | 014592105 | BRENTWOOD | 10.0492 | 88.5547 | 11.35%
MISSION | CENTRAL COAST | BRENTWOOD 2105 | 014592105 | BRENTWOOD | 0.47711 | 88.5547 | 0.54%
HUMBOLDT | NORTHERN | BRIDGEVILLE 1101 | 192461101 | BRIDGEVILLE | 18.797 | 25.992 | 72.32%
HUMBOLDT | NORTHERN | BRIDGEVILLE 1102 | 192461102 | BRIDGEVILLE | 14.1732 | 47.3759 | 29.92%
SIERRA | NORTHERN | BROWNS VALLEY 1101 | 152921101 | BROWNS VALLEY | 42.2724 | 63.7207 | 66.34%
SIERRA | NORTHERN | BRUNSWICK 1102 | 152481102 | BRUNSWICK | 4.6807 | 53.8169 | 8.7%
SIERRA | NORTHERN | BRUNSWICK 1103 | 152481103 | BRUNSWICK | 16.3183 | 62.5801 | 26.08%
SIERRA | NORTHERN | BRUNSWICK 1104 | 152481104 | BRUNSWICK | 29.7185 | 57.8495 | 51.37%
SIERRA | NORTHERN | BRUNSWICK 1105 | 152481105 | BRUNSWICK | 5.6431 | 121.6586 | 4.64%
SIERRA | NORTHERN | BRUNSWICK 1106 | 152481106 | BRUNSWICK | 50.1881 | 182.7882 | 27.46%
SIERRA | NORTHERN | BRUNSWICK 1107 | 152481107 | BRUNSWICK | 5.6401 | 19.3961 | 29.08%
SIERRA | NORTHERN | BRUNSWICK 1110 | 152481110 | BRUNSWICK | 22.4767 | 34.4681 | 65.21%
DIABLO | BAY AREA | BRYANT 0402 | 013090402 | BRYANT | 1.6268 | 7.7357 | 21.03%
NORTH VALLEY | NORTHERN | BUCKS CREEK 1101 | 102211101 | BUCKS CREEK | 13.8045 | 20.139 | 68.55%
NORTH VALLEY | NORTHERN | BUCKS CREEK 1102 | 102211102 | BUCKS CREEK | 22.9398 | 29.501 | 77.76%
NORTH VALLEY | NORTHERN | BUCKS CREEK 1103 | 102211103 | BUCKS CREEK | 2.4938 | 13.049 | 19.11%
LOS PADRES | CENTRAL COAST | BUELLTON 1101 | 183041101 | BUELLTON | 73.671 | 104.9902 | 70.17%
LOS PADRES | CENTRAL COAST | BUELLTON 1102 | 183041102 | BUELLTON | 15.5571 | 27.3432 | 56.9%
NORTH VALLEY | NORTHERN | BURNEY 1101 | 103311101 | BURNEY | 51.1655 | 59.7924 | 85.57%
NORTH VALLEY | NORTHERN | BURNEY 1102 | 103311102 | BURNEY | 0.60489 | 4.0186 | 15.05%
NORTH VALLEY | NORTHERN | BUTTE 1105 | 103081105 | BUTTE | 1.8028 | 14.9731 | 12.04%
LOS PADRES | CENTRAL COAST | CABRILLO 1103 | 183101103 | CABRILLO | 56.2756 | 96.761 | 58.16%
LOS PADRES | CENTRAL COAST | CABRILLO 1104 | 183101104 | CABRILLO | 30.6671 | 76.0488 | 40.33%
KERN | CENTRAL VALLEY | CAL WATER 1102 | 255451102 | CAL WATER | 3.881 | 26.48 | 14.66%
STOCKTON | CENTRAL VALLEY | CALAVERAS CEMENT 1101 | 162211101 | CALAVERAS CEMENT | 179.7469 | 204.3329 | 87.97%
NORTH BAY | BAY AREA | CALISTOGA 1101 | 042711101 | CALISTOGA | 15.2327 | 113.2894 | 13.45%
NORTH BAY | BAY AREA | CALISTOGA 1102 | 042711102 | CALISTOGA | 1.6096 | 46.5775 | 3.46%
HUMBOLDT | NORTHERN | CALPELLA 1101 | 043411101 | CALPELLA | 68.5554 | 91.7212 | 74.74%
HUMBOLDT | NORTHERN | CALPELLA 1102 | 043411102 | CALPELLA | 5.5378 | 25.9883 | 21.31%
HUMBOLDT | NORTHERN | CALPINE 1144 | 048011144 | CALPINE | 2.1929 | 30.3871 | 7.22%
SONOMA | NORTHERN | CALPINE 1144 | 048011144 | CALPINE | 0.035603 | 30.3871 | 0.12%
LOS PADRES | CENTRAL COAST | CAMBRIA 1101 | 182771101 | CAMBRIA | 25.2692 | 32.2274 | 78.41%
LOS PADRES | CENTRAL COAST | CAMBRIA 1102 | 182771102 | CAMBRIA | 15.2148 | 26.8918 | 56.58%
CENTRAL COAST | CENTRAL COAST | CAMP EVERS 2103 | 83622103 | CAMP EVERS | 0.80887 | 60.3092 | 1.34%
CENTRAL COAST | CENTRAL COAST | CAMP EVERS 2104 | 083622104 | CAMP EVERS | 0.53453 | 36.8901 | 1.45%
CENTRAL COAST | CENTRAL COAST | CAMP EVERS 2105 | 083622105 | CAMP EVERS | 2.1075 | 91.2451 | 2.31%
CENTRAL COAST | CENTRAL COAST | CAMP EVERS 2106 | 083622106 | CAMP EVERS | 1.9554 | 139.2596 | 1.4%
CENTRAL COAST | CENTRAL COAST | CAMPHORA 1101 | 182071101 | CAMPHORA | 2.2701 | 43.4262 | 5.23%
HUMBOLDT | NORTHERN | CARLOTTA 1121 | 192291121 | CARLOTTA | 17.4822 | 48.4992 | 36.05%
CENTRAL COAST | CENTRAL COAST | CARMEL 0402 | 182040402 | CARMEL | 0.28323 | 3.0696 | 9.23%
PENINSULA | CENTRAL COAST | CAROLANDS 0404 | 024060404 | CAROLANDS | 4.1834 | 10.2309 | 40.89%
MISSION | CENTRAL COAST | CASTRO VALLEY 1101 | 014091101 | CASTRO VALLEY | 1.3667 | 22.2099 | 6.15%
MISSION | CENTRAL COAST | CASTRO VALLEY 1104 | 014091104 | CASTRO VALLEY | 2.2453 | 27.7846 | 8.08%
MISSION | CENTRAL COAST | CASTRO VALLEY 1106 | 014091106 | CASTRO VALLEY | 4.1023 | 40.9342 | 10.02%
MISSION | CENTRAL COAST | CASTRO VALLEY 1108 | 014091108 | CASTRO VALLEY | 6.5931 | 25.6103 | 25.74%
MISSION | CENTRAL COAST | CASTRO VALLEY 1109 | 014091109 | CASTRO VALLEY | 3.9002 | 8.242 | 47.32%
MISSION | CENTRAL COAST | CAYETANO 2109 | 014422109 | CAYETANO | 22.233 | 50.1158 | 44.36%
MISSION | CENTRAL COAST | CAYETANO 2111 | 014422111 | CAYETANO | 5.0684 | 12.0621 | 42.02%
LOS PADRES | CENTRAL COAST | CAYUCOS 1101 | 182551101 | CAYUCOS | 1.823 | 44.7066 | 4.08%
LOS PADRES | CENTRAL COAST | CAYUCOS 1102 | 182551102 | CAYUCOS | 3.5422 | 57.8695 | 6.12%
NORTH VALLEY | NORTHERN | CEDAR CREEK 1101 | 103321101 | CEDAR CREEK | 90.248 | 111.088 | 81.24%
NORTH VALLEY | NORTHERN | CENTERVILLE 1101 | 102021101 | CENTERVILLE | 2.6658 | 36.3652 | 7.33%
NORTH VALLEY | NORTHERN | CHALLENGE 1101 | 103201101 | CHALLENGE | 0.23717 | 48.5446 | 0.49%
NORTH VALLEY | NORTHERN | CHALLENGE 1102 | 103201102 | CHALLENGE | 2.2359 | 63.8706 | 3.5%
SIERRA | NORTHERN | CHALLENGE 1102 | 103201102 | CHALLENGE | 0.24268 | 63.8706 | 0.38%
NORTH VALLEY | NORTHERN | CHESTER 1101 | 103181101 | CHESTER | 2.0433 | 8.0447 | 25.4%
NORTH VALLEY | NORTHERN | CHESTER 1102 | 103181102 | CHESTER | 2.4161 | 5.3823 | 44.89%
LOS PADRES | CENTRAL COAST | CHOLAME 2102 | 182562102 | CHOLAME | 59.2471 | 214.3232 | 27.64%
NORTH VALLEY | NORTHERN | CLARK ROAD 1101 | 103091101 | CLARK ROAD | 0.0056784 | 0.0085176 | 66.67%
NORTH VALLEY | NORTHERN | CLARK ROAD 1102 | 103091102 | CLARK ROAD | 89.2754 | 136.9679 | 65.18%
SIERRA | NORTHERN | CLARKSVILLE 2103 | 153612103 | CLARKSVILLE | 10.3075 | 49.8718 | 20.67%
SIERRA | NORTHERN | CLARKSVILLE 2104 | 153612104 | CLARKSVILLE | 21.9503 | 77.2076 | 28.43%
SIERRA | NORTHERN | CLARKSVILLE 2105 | 153612105 | CLARKSVILLE | 4.1995 | 13.9608 | 30.08%
SIERRA | NORTHERN | CLARKSVILLE 2106 | 153612106 | CLARKSVILLE | 0.47243 | 2.1917 | 21.56%
SIERRA | NORTHERN | CLARKSVILLE 2109 | 153612109 | CLARKSVILLE | 2.0767 | 12.2427 | 16.96%
STOCKTON | CENTRAL VALLEY | CLAY 1101 | 163341101 | CLAY | 26.6437 | 41.4227 | 64.32%
STOCKTON | CENTRAL VALLEY | CLAY 1102 | 163341102 | CLAY | 0.83637 | 2.0635 | 40.53%
STOCKTON | CENTRAL VALLEY | CLAY 1103 | 163341103 | CLAY | 50.7217 | 113.2131 | 44.8%
DIABLO | BAY AREA | CLAYTON 2212 | 012022212 | CLAYTON | 18.7448 | 59.2005 | 31.66%
DIABLO | BAY AREA | CLAYTON 2213 | 012022213 | CLAYTON | 3.875 | 6.1862 | 62.64%
DIABLO | BAY AREA | CLAYTON 2215 | 012022215 | CLAYTON | 5.5012 | 30.6946 | 17.92%
DIABLO | BAY AREA | CLAYTON 2217 | 012022217 | CLAYTON | 0.74757 | 20.7279 | 3.61%
HUMBOLDT | NORTHERN | CLEAR LAKE 1101 | 042141101 | CLEAR LAKE | 12.8238 | 114.524 | 11.2%
HUMBOLDT | NORTHERN | CLEAR LAKE 1102 | 042141102 | CLEAR LAKE | 3.9323 | 37.1763 | 10.58%
SONOMA | NORTHERN | CLOVERDALE 1101 | 042821101 | CLOVERDALE | 24.1711 | 36.3725 | 66.45%
SONOMA | NORTHERN | CLOVERDALE 1102 | 042821102 | CLOVERDALE | 30.9243 | 109.0962 | 28.35%
YOSEMITE | CENTRAL VALLEY | COARSEGOLD 2102 | 254432102 | COARSEGOLD | 14.8223 | 70.0095 | 21.17%
YOSEMITE | CENTRAL VALLEY | COARSEGOLD 2103 | 254432103 | COARSEGOLD | 93.6433 | 122.8683 | 76.21%
YOSEMITE | CENTRAL VALLEY | COARSEGOLD 2104 | 254432104 | COARSEGOLD | 244.0934 | 265.7269 | 91.86%
CENTRAL COAST | CENTRAL COAST | COAST RD 0401 | 088820401 | COAST RD | 0.50217 | 3.0802 | 16.3%
SIERRA | NORTHERN | COLUMBIA HILL 1101 | 152471101 | COLUMBIA HILL | 17.7943 | 90.6129 | 19.64%
FRESNO | CENTRAL VALLEY | COPPERMINE 1104 | 252411104 | COPPERMINE | 7.868 | 87.4917 | 8.99%
NORTH VALLEY | NORTHERN | CORNING 1101 | 103331101 | CORNING | 49.6254 | 162.8797 | 30.47%
NORTH VALLEY | NORTHERN | CORNING 1102 | 103331102 | CORNING | 80.6702 | 200.5636 | 40.22%
SONOMA | NORTHERN | CORONA 1103 | 043491103 | CORONA | 0.46123 | 17.2581 | 2.67%
STOCKTON | CENTRAL VALLEY | CORRAL 1101 | 162991101 | CORRAL | 120.8751 | 186.3726 | 64.86%
STOCKTON | CENTRAL VALLEY | CORRAL 1102 | 162991102 | CORRAL | 48.205 | 64.1174 | 75.18%
STOCKTON | CENTRAL VALLEY | CORRAL 1103 | 162991103 | CORRAL | 17.9844 | 80.7072 | 22.28%
SACRAMENTO | NORTHERN | CORTINA 1101 | 063121101 | CORTINA | 1.3295 | 76.3016 | 1.74%
SONOMA | NORTHERN | COTATI 1102 | 042271102 | COTATI | 15.7138 | 35.0644 | 44.81%
NORTH BAY | BAY AREA | COTATI 1103 | 042271103 | COTATI | 0.041941 | 111.2419 | 0.04%
SONOMA | NORTHERN | COTATI 1103 | 042271103 | COTATI | 84.1242 | 111.2419 | 75.62%
SONOMA | NORTHERN | COTATI 1104 | 042271104 | COTATI | 8.4082 | 19.1194 | 43.98%
SONOMA | NORTHERN | COTATI 1105 | 042271105 | COTATI | 43.0528 | 131.5747 | 32.72%
NORTH VALLEY | NORTHERN | COTTONWOOD 1101 | 102931101 | COTTONWOOD | 70.8031 | 101.429 | 69.81%
NORTH VALLEY | NORTHERN | COTTONWOOD 1102 | 102931102 | COTTONWOOD | 55.7524 | 83.143 | 67.06%
NORTH VALLEY | NORTHERN | COTTONWOOD 1103 | 102931103 | COTTONWOOD | 133.7635 | 160.9608 | 83.1%
HUMBOLDT | NORTHERN | COVELO 1101 | 043061101 | COVELO | 10.4799 | 112.816 | 9.29%
NORTH VALLEY | NORTHERN | CRESCENT MILLS 2101 | 103132101 | CRESCENT MILLS | 41.3225 | 78.844 | 52.41%
YOSEMITE | CENTRAL VALLEY | CURTIS 1701 | 163351701 | CURTIS | 12.9742 | 20.7628 | 62.49%
YOSEMITE | CENTRAL VALLEY | CURTIS 1702 | 163351702 | CURTIS | 86.7129 | 118.769 | 73.01%
YOSEMITE | CENTRAL VALLEY | CURTIS 1703 | 163351703 | CURTIS | 179.5995 | 200.6862 | 89.49%
YOSEMITE | CENTRAL VALLEY | CURTIS 1704 | 163351704 | CURTIS | 51.4163 | 76.2215 | 67.46%
YOSEMITE | CENTRAL VALLEY | CURTIS 1705 | 163351705 | CURTIS | 70.2587 | 89.1082 | 78.85%
KERN | CENTRAL VALLEY | CUYAMA 1103 | 253141103 | CUYAMA | 2.5118 | 79.4768 | 3.16%
SIERRA | NORTHERN | DEL MAR 2109 | 152582109 | DEL MAR | 2.0225 | 7.8832 | 25.66%
CENTRAL COAST | CENTRAL COAST | DEL MONTE 1101 | 182221101 | DEL MONTE | 0.48901 | 14.881 | 3.29%
CENTRAL COAST | CENTRAL COAST | DEL MONTE 2102 | 182222102 | DEL MONTE | 0.68159 | 16.661 | 4.09%
CENTRAL COAST | CENTRAL COAST | DEL MONTE 2103 | 182222103 | DEL MONTE | 14.6218 | 34.7602 | 42.06%
CENTRAL COAST | CENTRAL COAST | DEL MONTE 2104 | 182222104 | DEL MONTE | 59.7692 | 80.4575 | 74.29%
NORTH VALLEY | NORTHERN | DESCHUTES 1101 | 103351101 | DESCHUTES | 100.8127 | 130.8666 | 77.03%
NORTH VALLEY | NORTHERN | DESCHUTES 1104 | 103351104 | DESCHUTES | 77.5461 | 130.4585 | 59.44%
SIERRA | NORTHERN | DIAMOND SPRINGS 1103 | 152261103 | DIAMOND SPRINGS | 22.4767 | 51.2976 | 43.82%
SIERRA | NORTHERN | DIAMOND SPRINGS 1104 | 152261104 | DIAMOND SPRINGS | 4.9057 | 18.8315 | 26.05%
SIERRA | NORTHERN | DIAMOND SPRINGS 1105 | 152261105 | DIAMOND SPRINGS | 47.8328 | 133.6152 | 35.8%
STOCKTON | CENTRAL VALLEY | DIAMOND SPRINGS 1105 | 152261105 | DIAMOND SPRINGS | 1.1279 | 133.6152 | 0.84%
SIERRA | NORTHERN | DIAMOND SPRINGS 1106 | 152261106 | DIAMOND SPRINGS | 111.6856 | 122.5472 | 91.14%
SIERRA | NORTHERN | DIAMOND SPRINGS 1107 | 152261107 | DIAMOND SPRINGS | 17.9523 | 58.9609 | 30.45%
LOS PADRES | CENTRAL COAST | DIVIDE 1103 | 182571103 | DIVIDE | 2.4556 | 20.3836 | 12.05%
NORTH VALLEY | NORTHERN | DOBBINS 1101 | 153741101 | DOBBINS | 0.06157 | 81.8961 | 0.08%
SIERRA | NORTHERN | DOBBINS 1101 | 153741101 | DOBBINS | 53.9211 | 81.8961 | 65.84%
CENTRAL COAST | CENTRAL COAST | DOLAN ROAD 1101 | 182381101 | DOLAN ROAD | 2.8642 | 69.1329 | 4.14%
SIERRA | NORTHERN | DRUM 1101 | 152321101 | DRUM | 0.00096054 | 18.8287 | 0.01%
SONOMA | NORTHERN | DUNBAR 1101 | 043071101 | DUNBAR | 16.8906 | 64.9119 | 26.02%
SONOMA | NORTHERN | DUNBAR 1102 | 043071102 | DUNBAR | 42.4764 | 62.397 | 68.07%
SONOMA | NORTHERN | DUNBAR 1103 | 043071103 | DUNBAR | 2.9056 | 54.187 | 5.36%
FRESNO | CENTRAL VALLEY | DUNLAP 1102 | 254061102 | DUNLAP | 55.957 | 55.957 | 100.0%
FRESNO | CENTRAL VALLEY | DUNLAP 1103 | 254061103 | DUNLAP | 71.0642 | 71.0642 | 100.0%
SIERRA | NORTHERN | EAST MARYSVILLE 1108 | 152331108 | EAST MARYSVILLE | 1.1712 | 66.812 | 1.75%
NORTH VALLEY | NORTHERN | EAST QUINCY 1101 | 102551101 | EAST QUINCY | 2.1521 | 17.352 | 12.4%
SIERRA | NORTHERN | ECHO SUMMIT 1101 | 158031101 | ECHO SUMMIT | 5.8887 | 14.8096 | 39.76%
SAN JOSE | CENTRAL COAST | EDENVALE 1102 | 082951102 | EDENVALE | 0.50337 | 5.6298 | 8.94%
SAN JOSE | CENTRAL COAST | EDENVALE 2107 | 082952107 | EDENVALE | 2.3751 | 36.9568 | 6.43%
SAN JOSE | CENTRAL COAST | EDENVALE 2113 | 082952113 | EDENVALE | 0.015257 | 2.4195 | 0.63%
EAST BAY | BAY AREA | EDES 1112 | 013681112 | EDES | 14.7658 | 17.1883 | 85.91%
HUMBOLDT | NORTHERN | EEL RIVER 1102 | 192381102 | EEL RIVER | 40.1989 | 145.8833 | 27.56%
HUMBOLDT | NORTHERN | EEL RIVER 1103 | 192381103 | EEL RIVER | 3.2727 | 59.7947 | 5.47%
EAST BAY | BAY AREA | EL CERRITO G 1105 | 012501105 | EL CERRITO G | 14.1153 | 24.2459 | 58.22%
EAST BAY | BAY AREA | EL CERRITO G 1108 | 012501108 | EL CERRITO G | 0.0026969 | 14.4278 | 0.02%
EAST BAY | BAY AREA | EL CERRITO G 1110 | 012501110 | EL CERRITO G | 0.66784 | 10.1702 | 6.57%
EAST BAY | BAY AREA | EL CERRITO G 1111 | 012501111 | EL CERRITO G | 0.2021 | 12.5701 | 1.61%
EAST BAY | BAY AREA | EL CERRITO G 1112 | 012501112 | EL CERRITO G | 0.32853 | 24.4478 | 1.34%
EAST BAY | BAY AREA | EL CERRITO G 1113 | 012501113 | EL CERRITO G | 0.09629 | 9.565 | 1.01%
SIERRA | NORTHERN | EL DORADO PH 2101 | 152762101 | EL DORADO PH | 25.7552 | 166.6243 | 15.46%
STOCKTON | CENTRAL VALLEY | ELECTRA 1101 | 162161101 | ELECTRA | 81.9917 | 85.5575 | 95.83%
STOCKTON | CENTRAL VALLEY | ELECTRA 1102 | 162161102 | ELECTRA | 60.6288 | 87.0696 | 69.63%
HUMBOLDT | NORTHERN | ELK 1101 | 042981101 | ELK | 72.55 | 105.9983 | 68.44%
NORTH VALLEY | NORTHERN | ELK CREEK 1101 | 102781101 | ELK CREEK | 89.6745 | 181.6364 | 49.37%
PENINSULA | CENTRAL COAST | EMERALD LAKE 0401 | 024080401 | EMERALD LAKE | 10.2355 | 21.1631 | 48.36%
PENINSULA | CENTRAL COAST | EMERALD LAKE 0402 | 024080402 | EMERALD LAKE | 8.2689 | 9.4323 | 87.67%
EAST BAY | BAY AREA | ESTUDILLO 0401 | 013480401 | ESTUDILLO | 0.032042 | 4.7162 | 0.68%
MISSION | CENTRAL COAST | ESTUDILLO 0401 | 013480401 | ESTUDILLO | 0.75634 | 4.7162 | 16.04%
HUMBOLDT | NORTHERN | EUREKA E 1104 | 192331104 | EUREKA E | 0.035065 | 26.8295 | 0.13%
EAST BAY | BAY AREA | FAIRMOUNT 0401 | 012650401 | FAIRMOUNT | 1.3771 | 5.7724 | 23.86%
DIABLO | BAY AREA | FAIRVIEW 2207 | 013432207 | FAIRVIEW | 3.7442 | 36.9559 | 10.13%
EAST BAY | BAY AREA | FAIRVIEW 2207 | 013432207 | FAIRVIEW | 10.7576 | 36.9559 | 29.11%
CENTRAL COAST | CENTRAL COAST | FELTON 0401 | 083140401 | FELTON | 0.81486 | 2.5672 | 31.74%
SONOMA | NORTHERN | FITCH MOUNTAIN 1111 | 042751111 | FITCH MOUNTAIN | 2.741 | 46.515 | 5.89%
SONOMA | NORTHERN | FITCH MOUNTAIN 1113 | 042751113 | FITCH MOUNTAIN | 42.0348 | 149.9274 | 28.04%
SIERRA | NORTHERN | FLINT 1101 | 152531101 | FLINT | 6.3338 | 18.6499 | 33.96%
SIERRA | NORTHERN | FLINT 1102 | 152531102 | FLINT | 0.092788 | 0.092788 | 100.0%
EAST BAY | BAY AREA | FLORENCE 0401 | 012690401 | FLORENCE | 0.82221 | 4.2913 | 19.16%
SIERRA | NORTHERN | FORESTHILL 1101 | 152181101 | FORESTHILL | 0.33303 | 65.1894 | 0.51%
SIERRA | NORTHERN | FORESTHILL 1102 | 152181102 | FORESTHILL | 7.9325 | 29.7799 | 26.64%
HUMBOLDT | NORTHERN | FORT BRAGG A 1101 | 042761101 | FORT BRAGG A | 70.7258 | 81.2752 | 87.02%
HUMBOLDT | NORTHERN | FORT BRAGG A 1102 | 042761102 | FORT BRAGG A | 65.6163 | 80.8964 | 81.11%
HUMBOLDT | NORTHERN | FORT BRAGG A 1103 | 042761103 | FORT BRAGG A | 0.10618 | 2.6764 | 3.97%
HUMBOLDT | NORTHERN | FORT BRAGG A 1104 | 042761104 | FORT BRAGG A | 24.8708 | 38.8556 | 64.01%
CENTRAL COAST | CENTRAL COAST | FORT ORD 2106 | 182402106 | FORT ORD | 2.1917 | 24.3235 | 9.01%
CENTRAL COAST | CENTRAL COAST | FORT ORD 2107 | 182402107 | FORT ORD | 3.8048 | 19.3301 | 19.68%
SONOMA | NORTHERN | FORT ROSS 1121 | 042851121 | FORT ROSS | 70.7125 | 94.3846 | 74.92%
HUMBOLDT | NORTHERN | FORT SEWARD 1121 | 192321121 | FORT SEWARD | 36.4502 | 48.1316 | 75.73%
HUMBOLDT | NORTHERN | FORT SEWARD 1122 | 192321122 | FORT SEWARD | 17.534 | 21.9079 | 80.03%
EAST BAY | BAY AREA | FRANKLIN 1101 | 013921101 | FRANKLIN | 1.3568 | 9.6488 | 14.06%
EAST BAY | BAY AREA | FRANKLIN 1104 | 013921104 | FRANKLIN | 7.7508 | 15.2069 | 50.97%
MISSION | CENTRAL COAST | FREMONT 1104 | 014351104 | FREMONT | 3.3251 | 30.5023 | 10.9%
NORTH VALLEY | NORTHERN | FRENCH GULCH 1101 | 103381101 | FRENCH GULCH | 18.8483 | 18.8483 | 100.0%
NORTH VALLEY | NORTHERN | FRENCH GULCH 1102 | 103381102 | FRENCH GULCH | 19.2593 | 22.4175 | 85.91%
STOCKTON | CENTRAL VALLEY | FROGTOWN 1701 | 163451701 | FROGTOWN | 63.8659 | 71.9808 | 88.73%
STOCKTON | CENTRAL VALLEY | FROGTOWN 1702 | 163451702 | FROGTOWN | 231.2833 | 259.2109 | 89.23%
YOSEMITE | CENTRAL VALLEY | FROGTOWN 1702 | 163451702 | FROGTOWN | 1.5413 | 259.2109 | 0.59%
HUMBOLDT | NORTHERN | FRUITLAND 1141 | 192311141 | FRUITLAND | 24.1604 | 27.4804 | 87.92%
HUMBOLDT | NORTHERN | FRUITLAND 1142 | 192311142 | FRUITLAND | 58.4303 | 68.2932 | 85.56%
SONOMA | NORTHERN | FULTON 1102 | 042561102 | FULTON | 26.3632 | 62.8298 | 41.96%
SONOMA | NORTHERN | FULTON 1104 | 042561104 | FULTON | 0.38683 | 9.5319 | 4.06%
CENTRAL COAST | CENTRAL COAST | GABILAN 1101 | 182331101 | GABILAN | 4.65 | 78.6448 | 5.91%
NORTH VALLEY | NORTHERN | GANSNER 1101 | 103021101 | GANSNER | 34.6589 | 48.3049 | 71.75%
HUMBOLDT | NORTHERN | GARBERVILLE 1101 | 192221101 | GARBERVILLE | 82.778 | 161.5424 | 51.24%
HUMBOLDT | NORTHERN | GARBERVILLE 1102 | 192221102 | GARBERVILLE | 123.3683 | 136.9615 | 90.08%
HUMBOLDT | NORTHERN | GARBERVILLE 1103 | 192221103 | GARBERVILLE | 0.47785 | 2.2279 | 21.45%
HUMBOLDT | NORTHERN | GARCIA 0401 | 043040401 | GARCIA | 2.4713 | 2.4713 | 100.0%
SONOMA | NORTHERN | GEYSERVILLE 1101 | 042891101 | GEYSERVILLE | 71.5872 | 139.2476 | 51.41%
SONOMA | NORTHERN | GEYSERVILLE 1102 | 042891102 | GEYSERVILLE | 32.9582 | 118.5971 | 27.79%
NORTH VALLEY | NORTHERN | GIRVAN 1101 | 103401101 | GIRVAN | 63.1243 | 110.3707 | 57.19%
NORTH VALLEY | NORTHERN | GIRVAN 1102 | 103401102 | GIRVAN | 10.8601 | 76.6787 | 14.16%
NORTH VALLEY | NORTHERN | GLENN 1101 | 102601101 | GLENN | 0.3051 | 135.3245 | 0.23%
CENTRAL COAST | CENTRAL COAST | GONZALES 1101 | 182131101 | GONZALES | 3.8238 | 25.8153 | 14.81%
CENTRAL COAST | CENTRAL COAST | GONZALES 1103 | 182131103 | GONZALES | 1.4186 | 21.5499 | 6.58%
CENTRAL COAST | CENTRAL COAST | GONZALES 1104 | 182131104 | GONZALES | 0.70559 | 54.3108 | 1.3%
SIERRA | NORTHERN | GRASS VALLEY 1101 | 152031101 | GRASS VALLEY | 13.6774 | 18.7812 | 72.83%
SIERRA | NORTHERN | GRASS VALLEY 1102 | 152031102 | GRASS VALLEY | 0.061866 | 4.1927 | 1.48%
SIERRA | NORTHERN | GRASS VALLEY 1103 | 152031103 | GRASS VALLEY | 86.8428 | 88.4743 | 98.16%
NORTH VALLEY | NORTHERN | GRAYS FLAT 0401 | 102530401 | GRAYS FLAT | 10.698 | 10.698 | 100.0%
CENTRAL COAST | CENTRAL COAST | GREEN VALLEY 2101 | 083192101 | GREEN VALLEY | 7.7333 | 156.7236 | 4.93%
NORTH BAY | BAY AREA | GREENBRAE 1103 | 043091103 | GREENBRAE | 2.4391 | 14.6527 | 16.65%
NORTH BAY | BAY AREA | GREENBRAE 1104 | 043091104 | GREENBRAE | 0.17472 | 18.3189 | 0.95%
HUMBOLDT | NORTHERN | GUALALA 1111 | 042841111 | GUALALA | 32.3419 | 37.5956 | 86.03%
SONOMA | NORTHERN | GUALALA 1111 | 042841111 | GUALALA | 0.61883 | 37.5956 | 1.65%
HUMBOLDT | NORTHERN | GUALALA 1112 | 042841112 | GUALALA | 42.4948 | 46.8341 | 90.73%
PENINSULA | CENTRAL COAST | HALF MOON BAY 1101 | 024101101 | HALF MOON BAY | 13.5321 | 48.9632 | 27.64%
PENINSULA | CENTRAL COAST | HALF MOON BAY 1102 | 024101102 | HALF MOON BAY | 2.1904 | 43.1572 | 5.08%
CENTRAL COAST | CENTRAL COAST | HALF MOON BAY 1103 | 024101103 | HALF MOON BAY | 0.4271 | 175.325 | 0.24%
PENINSULA | CENTRAL COAST | HALF MOON BAY 1103 | 024101103 | HALF MOON BAY | 130.7179 | 175.325 | 74.56%
SIERRA | NORTHERN | HALSEY 1101 | 152241101 | HALSEY | 73.7556 | 73.794 | 99.95%
SIERRA | NORTHERN | HALSEY 1102 | 152241102 | HALSEY | 57.8492 | 68.0784 | 84.97%
NORTH VALLEY | NORTHERN | HAMILTON BRANCH 1101 | 102361101 | HAMILTON BRANCH | 23.7566 | 34.3032 | 69.25%
HUMBOLDT | NORTHERN | HARRIS 1108 | 192431108 | HARRIS | 1.6471 | 32.6283 | 5.05%
HUMBOLDT | NORTHERN | HARRIS 1109 | 192431109 | HARRIS | 14.488 | 50.589 | 28.64%
HUMBOLDT | NORTHERN | HARTLEY 1101 | 043211101 | HARTLEY | 27.7689 | 65.1444 | 42.63%
HUMBOLDT | NORTHERN | HARTLEY 1102 | 043211102 | HARTLEY | 4.1958 | 27.6063 | 15.2%
CENTRAL COAST | CENTRAL COAST | HATTON 1101 | 182291101 | HATTON | 10.4168 | 23.05 | 45.19%
CENTRAL COAST | CENTRAL COAST | HATTON 1102 | 182291102 | HATTON | 11.3842 | 22.4327 | 50.75%
DE ANZA | CENTRAL COAST | HICKS 1115 | 083431115 | HICKS | 0.048632 | 15.5195 | 0.31%
DE ANZA | CENTRAL COAST | HICKS 1116 | 083431116 | HICKS | 14.04 | 34.4108 | 40.8%
SAN JOSE | CENTRAL COAST | HICKS 2101 | 083432101 | HICKS | 10.0148 | 42.4395 | 23.6%
DE ANZA | CENTRAL COAST | HICKS 2103 | 083432103 | HICKS | 1.1493 | 27.2526 | 4.22%
SAN JOSE | CENTRAL COAST | HICKS 2103 | 083432103 | HICKS | 5.2863 | 27.2526 | 19.4%
SIERRA | NORTHERN | HIGGINS 1103 | 152691103 | HIGGINS | 75.1164 | 80.1388 | 93.73%
SIERRA | NORTHERN | HIGGINS 1104 | 152691104 | HIGGINS | 71.6939 | 84.4203 | 84.92%
SIERRA | NORTHERN | HIGGINS 1107 | 152691107 | HIGGINS | 18.1393 | 32.5445 | 55.74%
SIERRA | NORTHERN | HIGGINS 1109 | 152691109 | HIGGINS | 140.5107 | 141.4104 | 99.36%
SIERRA | NORTHERN | HIGGINS 1110 | 152691110 | HIGGINS | 49.3398 | 57.6031 | 85.65%
HUMBOLDT | NORTHERN | HIGHLANDS 1101 | 043361101 | HIGHLANDS | 0.026394 | 0.026394 | 100.0%
HUMBOLDT | NORTHERN | HIGHLANDS 1102 | 043361102 | HIGHLANDS | 29.3782 | 60.1181 | 48.87%
HUMBOLDT | NORTHERN | HIGHLANDS 1103 | 043361103 | HIGHLANDS | 111.9344 | 125.1591 | 89.43%
HUMBOLDT | NORTHERN | HIGHLANDS 1104 | 043361104 | HIGHLANDS | 12.165 | 29.4318 | 41.33%
CENTRAL COAST | CENTRAL COAST | HOLLISTER 2102 | 182492102 | HOLLISTER | 27.5237 | 94.1619 | 29.23%
YOSEMITE | CENTRAL VALLEY | HOLLISTER 2102 | 182492102 | HOLLISTER | 0.035069 | 94.1619 | 0.04%
CENTRAL COAST | CENTRAL COAST | HOLLISTER 2104 | 182492104 | HOLLISTER | 6.3871 | 125.382 | 5.09%
CENTRAL COAST | CENTRAL COAST | HOLLISTER 2105 | 182492105 | HOLLISTER | 64.1408 | 162.9808 | 39.35%
CENTRAL COAST | CENTRAL COAST | HOLLISTER 2106 | 182492106 | HOLLISTER | 7.9488 | 40.4885 | 19.63%
EAST BAY | BAY AREA | HOLLYWOOD 0401 | 013170401 | HOLLYWOOD | 2.7335 | 5.2946 | 51.63%
HUMBOLDT | NORTHERN | HOOPA 1101 | 192401101 | HOOPA | 102.6673 | 139.2725 | 73.72%
HUMBOLDT | NORTHERN | HOPLAND 1101 | 042251101 | HOPLAND | 81.8149 | 130.6666 | 62.61%
SIERRA | NORTHERN | HORSESHOE 1101 | 152571101 | HORSESHOE | 4.8308 | 36.2391 | 13.33%
SIERRA | NORTHERN | HORSESHOE 1104 | 152571104 | HORSESHOE | 1.9862 | 11.624 | 17.09%
HUMBOLDT | NORTHERN | HUMBOLDT BAY 1102 | 192341102 | HUMBOLDT BAY | 6.2081 | 41.989 | 14.79%
NORTH BAY | BAY AREA | IGNACIO 1101 | 042481101 | IGNACIO | 6.1143 | 13.9983 | 43.68%
NORTH BAY | BAY AREA | IGNACIO 1103 | 042481103 | IGNACIO | 0.29578 | 2.0898 | 14.15%
NORTH BAY | BAY AREA | IGNACIO 1104 | 042481104 | IGNACIO | 7.7752 | 66.347 | 11.72%
YOSEMITE | CENTRAL VALLEY | INDIAN FLAT 1104 | 252691104 | INDIAN FLAT | 16.7306 | 16.7306 | 100.0%
STOCKTON | CENTRAL VALLEY | IONE 1101 | 163881101 | IONE | 14.8181 | 28.9755 | 51.14%
SACRAMENTO | NORTHERN | JAMESON 1102 | 063801102 | JAMESON | 7.9685 | 20.1628 | 39.52%
NORTH BAY | BAY AREA | JAMESON 1103 | 063801103 | JAMESON | 0.33333 | 10.825 | 3.08%
SACRAMENTO | NORTHERN | JAMESON 1103 | 063801103 | JAMESON | 1.9387 | 10.825 | 17.91%
NORTH BAY | BAY AREA | JAMESON 1105 | 063801105 | JAMESON | 0.06203 | 64.2308 | 0.1%
SACRAMENTO | NORTHERN | JAMESON 1105 | 063801105 | JAMESON | 16.7272 | 64.2308 | 26.04%
MISSION | CENTRAL COAST | JARVIS 1101 | 013501101 | JARVIS | 0.53309 | 13.0507 | 4.08%
MISSION | CENTRAL COAST | JARVIS 1108 | 013501108 | JARVIS | 0.72746 | 19.8754 | 3.66%
MISSION | CENTRAL COAST | JARVIS 1111 | 013501111 | JARVIS | 0.008045 | 19.2585 | 0.04%
NORTH VALLEY | NORTHERN | JESSUP 1101 | 103441101 | JESSUP | 64.8553 | 80.0378 | 81.03%
NORTH VALLEY | NORTHERN | JESSUP 1102 | 103441102 | JESSUP | 54.4746 | 86.808 | 62.75%
NORTH VALLEY | NORTHERN | JESSUP 1103 | 103441103 | JESSUP | 4.007 | 38.0528 | 10.53%
CENTRAL COAST | CENTRAL COAST | JOLON 1102 | 182981102 | JOLON | 64.908 | 105.2992 | 61.64%
CENTRAL COAST | CENTRAL COAST | JOLON 1103 | 182981103 | JOLON | 11.065 | 18.446 | 59.99%
NORTH VALLEY | NORTHERN | KANAKA 1101 | 103221101 | KANAKA | 31.1184 | 93.1939 | 33.39%
FRESNO | CENTRAL VALLEY | KERCKHOFF 1101 | 252561101 | KERCKHOFF | 20.9648 | 34.699 | 60.42%
YOSEMITE | CENTRAL VALLEY | KERCKHOFF 1101 | 252561101 | KERCKHOFF | 13.7341 | 34.699 | 39.58%
KERN | CENTRAL VALLEY | KERN OIL 1106 | 252721106 | KERN OIL | 1.278 | 53.4773 | 2.39%
NORTH VALLEY | NORTHERN | KESWICK 1101 | 103451101 | KESWICK | 3.5898 | 52.8062 | 6.8%
CENTRAL COAST | CENTRAL COAST | KING CITY 1103 | 182031103 | KING CITY | 17.4349 | 27.4663 | 63.48%
DIABLO | BAY AREA | KIRKER 2104 | 014452104 | KIRKER | 5.7306 | 19.2758 | 29.73%
HUMBOLDT | NORTHERN | KONOCTI 1102 | 043311102 | KONOCTI | 60.0434 | 146.8328 | 40.89%
HUMBOLDT | NORTHERN | KONOCTI 1108 | 043311108 | KONOCTI | 20.2674 | 32.8996 | 61.6%
SONOMA | NORTHERN | LAKEVILLE 1102 | 043371102 | LAKEVILLE | 19.0231 | 50.3299 | 37.8%
DIABLO | BAY AREA | LAKEWOOD 1102 | 013531102 | LAKEWOOD | 0.079266 | 9.5872 | 0.83%
DIABLO | BAY AREA | LAKEWOOD 2107 | 013532107 | LAKEWOOD | 7.917 | 28.9966 | 27.3%
KERN | CENTRAL VALLEY | LAMONT 1102 | 253911102 | LAMONT | 1.3201 | 59.6325 | 2.21%
DIABLO | BAY AREA | LAS AROMAS 0401 | 013600401 | LAS AROMAS | 5.2321 | 6.2449 | 83.78%
NORTH BAY | BAY AREA | LAS GALLINAS A 1104 | 042991104 | LAS GALLINAS A | 0.29376 | 12.9133 | 2.27%
NORTH BAY | BAY AREA | LAS GALLINAS A 1105 | 042991105 | LAS GALLINAS A | 2.8165 | 21.5564 | 13.07%
NORTH BAY | BAY AREA | LAS GALLINAS A 1106 | 042991106 | LAS GALLINAS A | 1.1072 | 15.7492 | 7.03%
NORTH BAY | BAY AREA | LAS GALLINAS A 1107 | 042991107 | LAS GALLINAS A | 0.02144 | 8.3145 | 0.26%
MISSION | CENTRAL COAST | LAS POSITAS 2108 | 014402108 | LAS POSITAS | 6.8509 | 20.6889 | 33.11%
PENINSULA | CENTRAL COAST | LAS PULGAS 0401 | 024120401 | LAS PULGAS | 0.34573 | 6.0505 | 5.71%
CENTRAL COAST | CENTRAL COAST | LAURELES 1111 | 182371111 | LAURELES | 100.1704 | 106.9662 | 93.65%
CENTRAL COAST | CENTRAL COAST | LAURELES 1112 | 182371112 | LAURELES | 26.6945 | 36.7974 | 72.54%
HUMBOLDT | NORTHERN | LAYTONVILLE 1101 | 042681101 | LAYTONVILLE | 52.0293 | 79.8814 | 65.13%
HUMBOLDT | NORTHERN | LAYTONVILLE 1102 | 042681102 | LAYTONVILLE | 108.215 | 125.7619 | 86.05%
SIERRA | NORTHERN | LINCOLN 1101 | 153701101 | LINCOLN | 17.1263 | 53.7581 | 31.86%
SIERRA | NORTHERN | LINCOLN 1104 | 153701104 | LINCOLN | 33.1617 | 136.8948 | 24.22%
SAN JOSE | CENTRAL COAST | LLAGAS 2101 | 083182101 | LLAGAS | 21.2199 | 101.7516 | 20.85%
SAN JOSE | CENTRAL COAST | LLAGAS 2103 | 083182103 | LLAGAS | 5.3471 | 27.6004 | 19.37%
SAN JOSE | CENTRAL COAST | LLAGAS 2104 | 083182104 | LLAGAS | 2.7166 | 30.0436 | 9.04%
SAN JOSE | CENTRAL COAST | LLAGAS 2105 | 083182105 | LLAGAS | 0.41727 | 18.9034 | 2.21%
SAN JOSE | CENTRAL COAST | LLAGAS 2106 | 083182106 | LLAGAS | 1.7121 | 45.169 | 3.79%
SAN JOSE | CENTRAL COAST | LLAGAS 2107 | 083182107 | LLAGAS | 2.6019 | 22.6024 | 11.51%
NORTH VALLEY | NORTHERN | LOGAN CREEK 2102 | 103142102 | LOGAN CREEK | 3.6228 | 238.6355 | 1.52%
DIABLO | BAY AREA | LONE TREE 2105 | 013232105 | LONE TREE | 10.5754 | 20.8385 | 50.75%
CENTRAL COAST | CENTRAL COAST | LOS COCHES 1101 | 182151101 | LOS COCHES | 2.3211 | 30.33 | 7.65%
DE ANZA | CENTRAL COAST | LOS GATOS 1101 | 082021101 | LOS GATOS | 11.9755 | 21.0047 | 57.01%
DE ANZA | CENTRAL COAST | LOS GATOS 1102 | 082021102 | LOS GATOS | 1.0961 | 6.1025 | 17.96%
DE ANZA | CENTRAL COAST | LOS GATOS 1106 | 082021106 | LOS GATOS | 2.3799 | 71.7271 | 3.32%
DE ANZA | CENTRAL COAST | LOS GATOS 1107 | 082021107 | LOS GATOS | 13.3407 | 96.5054 | 13.82%
DE ANZA | CENTRAL COAST | LOS GATOS 1108 | 082021108 | LOS GATOS | 3.2487 | 6.1003 | 53.25%
NORTH VALLEY | NORTHERN | LOS MOLINOS 1101 | 103481101 | LOS MOLINOS | 0.24725 | 55.8366 | 0.44%
CENTRAL COAST | CENTRAL COAST | LOS OSITOS 2102 | 182082102 | LOS OSITOS | 3.4586 | 51.635 | 6.7%
CENTRAL COAST | CENTRAL COAST | LOS OSITOS 2103 | 182082103 | LOS OSITOS | 45.3001 | 165.769 | 27.33%
HUMBOLDT | NORTHERN | LOW GAP 1101 | 192411101 | LOW GAP | 71.3176 | 73.0958 | 97.57%
DE ANZA | CENTRAL COAST | LOYOLA 1102 | 082161102 | LOYOLA | 0.02707 | 50.9394 | 0.05%
HUMBOLDT | NORTHERN | LUCERNE 1103 | 043351103 | LUCERNE | 27.0084 | 53.512 | 50.47%
HUMBOLDT | NORTHERN | LUCERNE 1106 | 043351106 | LUCERNE | 36.1373 | 47.0178 | 76.86%
SACRAMENTO | NORTHERN | MADISON 1105 | 063171105 | MADISON | 0.43052 | 84.1982 | 0.51%
SACRAMENTO | NORTHERN | MADISON 2101 | 063172101 | MADISON | 5.1252 | 170.3539 | 3.01%
HUMBOLDT | NORTHERN | MAPLE CREEK 1101 | 192101101 | MAPLE CREEK | 9.377 | 33.2366 | 28.21%
YOSEMITE | CENTRAL VALLEY | MARIPOSA 2101 | 254452101 | MARIPOSA | 180.9889 | 264.8514 | 68.34%
YOSEMITE | CENTRAL VALLEY | MARIPOSA 2102 | 254452102 | MARIPOSA | 189.4643 | 260.1676 | 72.82%
STOCKTON | CENTRAL VALLEY | MARTELL 1101 | 163011101 | MARTELL | 71.6282 | 83.782 | 85.49%
STOCKTON | CENTRAL VALLEY | MARTELL 1102 | 163011102 | MARTELL | 6.9474 | 12.1224 | 57.31%
STOCKTON | CENTRAL VALLEY | MARTELL 1103 | 163011103 | MARTELL | 20.5626 | 29.6719 | 69.3%
SACRAMENTO | NORTHERN | MAXWELL 1105 | 062881105 | MAXWELL | 3.9159 | 88.8964 | 4.41%
NORTH VALLEY | NORTHERN | MC ARTHUR 1101 | 103491101 | MC ARTHUR | 62.4539 | 175.2238 | 35.64%
NORTH VALLEY | NORTHERN | MC ARTHUR 1102 | 103491102 | MC ARTHUR | 1.7544 | 30.2798 | 5.79%
SAN JOSE | CENTRAL COAST | MC KEE 1103 | 083531103 | MC KEE | 0.60057 | 22.0024 | 2.73%
SAN JOSE | CENTRAL COAST | MC KEE 1107 | 083531107 | MC KEE | 2.7635 | 38.0148 | 7.27%
SAN JOSE | CENTRAL COAST | MC KEE 1108 | 083531108 | MC KEE | 0.65702 | 10.4638 | 6.28%
SAN JOSE | CENTRAL COAST | MC KEE 1111 | 083531111 | MC KEE | 8.8644 | 26.9595 | 32.88%
DIABLO | BAY AREA | MEADOW LANE 2106 | 014302106 | MEADOW LANE | 0.11318 | 23.4668 | 0.48%
HUMBOLDT | NORTHERN | MENDOCINO 1101 | 042951101 | MENDOCINO | 27.8334 | 84.3164 | 33.01%
DE ANZA | CENTRAL COAST | MENLO 1102 | 024131102 | MENLO | 0.5489 | 64.4031 | 0.85%
PENINSULA | CENTRAL COAST | MENLO 1102 | 024131102 | MENLO | 28.5427 | 64.4031 | 44.32%
DE ANZA | CENTRAL COAST | MENLO 1103 | 024131103 | MENLO | 8.0325 | 56.5778 | 14.2%
PENINSULA | CENTRAL COAST | MENLO 1103 | 024131103 | MENLO | 31.7399 | 56.5778 | 56.1%
YOSEMITE | CENTRAL VALLEY | MERCED FALLS 1102 | 252811102 | MERCED FALLS | 120.1781 | 190.2238 | 63.18%
LOS PADRES | CENTRAL COAST | MESA 1101 | 182821101 | MESA | 37.0556 | 81.7683 | 45.32%
LOS PADRES | CENTRAL COAST | MESA 1103 | 182821103 | MESA | 9.935 | 75.4232 | 13.17%
HUMBOLDT | NORTHERN | MIDDLETOWN 1101 | 043141101 | MIDDLETOWN | 10.1415 | 111.9497 | 9.06%
HUMBOLDT | NORTHERN | MIDDLETOWN 1102 | 043141102 | MIDDLETOWN | 38.8922 | 56.5906 | 68.73%
HUMBOLDT | NORTHERN | MIDDLETOWN 1103 | 043141103 | MIDDLETOWN | 14.3934 | 39.1231 | 36.79%
SAN JOSE | CENTRAL COAST | MILPITAS 1105 | 082831105 | MILPITAS | 0.038515 | 4.6747 | 0.82%
SAN JOSE | CENTRAL COAST | MILPITAS 1108 | 082831108 | MILPITAS | 0.028797 | 13.2769 | 0.22%
MISSION | CENTRAL COAST | MILPITAS 1109 | 082831109 | MILPITAS | 6.2088 | 49.6004 | 12.52%
SAN JOSE | CENTRAL COAST | MILPITAS 1109 | 082831109 | MILPITAS | 23.696 | 49.6004 | 47.77%
SONOMA | NORTHERN | MIRABEL 1101 | 042091101 | MIRABEL | 9.2275 | 51.9809 | 17.75%
SONOMA | NORTHERN | MIRABEL 1102 | 042091102 | MIRABEL | 4.801 | 58.0212 | 8.27%
YOSEMITE | CENTRAL VALLEY | MIWUK 1701 | 163661701 | MIWUK | 2.0706 | 77.1832 | 2.68%
YOSEMITE | CENTRAL VALLEY | MIWUK 1702 | 163661702 | MIWUK | 2.659 | 75.2117 | 3.54%
SONOMA | NORTHERN | MOLINO 1101 | 042571101 | MOLINO | 26.2763 | 90.3882 | 29.07%
SONOMA | NORTHERN | MOLINO 1102 | 042571102 | MOLINO | 20.2937 | 178.454 | 11.37%
SONOMA | NORTHERN | MOLINO 1104 | 042571104 | MOLINO | 2.5319 | 61.3498 | 4.13%
SONOMA | NORTHERN | MONTE RIO 1111 | 042811111 | MONTE RIO | 13.3687 | 64.6873 | 20.67%
CENTRAL COAST | CENTRAL COAST | MONTEREY 0401 | 182090401 | MONTEREY | 0.1558 | 4.9215 | 3.17%
CENTRAL COAST | CENTRAL COAST | MONTEREY 0402 | 182090402 | MONTEREY | 0.71542 | 3.9043 | 18.32%
NORTH BAY | BAY AREA | MONTICELLO 1101 | 043051101 | MONTICELLO | 109.67 | 126.2452 | 86.87%
SACRAMENTO | NORTHERN | MONTICELLO 1101 | 043051101 | MONTICELLO | 0.61479 | 126.2452 | 0.49%
DIABLO | BAY AREA | MORAGA 1101 | 013801101 | MORAGA | 3.2023 | 20.4282 | 15.68%
EAST BAY | BAY AREA | MORAGA 1101 | 013801101 | MORAGA | 0.068752 | 20.4282 | 0.34%
DIABLO | BAY AREA | MORAGA 1102 | 013801102 | MORAGA | 2.0006 | 9.3075 | 21.49%
DIABLO | BAY AREA | MORAGA 1103 | 013801103 | MORAGA | 2.0816 | 18.0807 | 11.51%
DIABLO | BAY AREA | MORAGA 1104 | 013801104 | MORAGA | 13.8615 | 21.7954 | 63.6%
DIABLO | BAY AREA | MORAGA 1105 | 013801105 | MORAGA | 0.81382 | 19.8539 | 4.1%
SAN JOSE | CENTRAL COAST | MORGAN HILL 2104 | 083242104 | MORGAN HILL | 6.0033 | 21.3468 | 28.12%
SAN JOSE | CENTRAL COAST | MORGAN HILL 2105 | 083242105 | MORGAN HILL | 29.9862 | 71.8993 | 41.71%
SAN JOSE | CENTRAL COAST | MORGAN HILL 2106 | 083242106 | MORGAN HILL | 0.12311 | 39.9549 | 0.31%
SAN JOSE | CENTRAL COAST | MORGAN HILL 2109 | 083242109 | MORGAN HILL | 2.4447 | 26.7789 | 9.13%
SAN JOSE | CENTRAL COAST | MORGAN HILL 2110 | 083242110 | MORGAN HILL | 2.6042 | 32.349 | 8.05%
SAN JOSE | CENTRAL COAST | MORGAN HILL 2111 | 083242111 | MORGAN HILL | 35.7434 | 73.536 | 48.61%
SIERRA | NORTHERN | MOUNTAIN QUARRIES 2101 | 152282101 | MOUNTAIN QUARRIES | 201.5626 | 225.5699 | 89.36%
NORTH BAY | BAY AREA | NAPA 1112 | 042021112 | NAPA | 12.7926 | 52.163 | 24.52%
SACRAMENTO | NORTHERN | NAPA 1112 | 042021112 | NAPA | 6.319 | 52.163 | 12.11%
SIERRA | NORTHERN | NARROWS 2101 | 153132101 | NARROWS | 61.1027 | 61.1027 | 100.0%
SIERRA | NORTHERN | NARROWS 2102 | 153132102 | NARROWS | 93.0385 | 116.9215 | 79.57%
SIERRA | NORTHERN | NARROWS 2104 | 153132104 | NARROWS | 0.0028392 | 0.0028392 | 100.0%
SIERRA | NORTHERN | NARROWS 2105 | 153132105 | NARROWS | 176.2911 | 195.8247 | 90.02%
HUMBOLDT | NORTHERN | NEWBURG 1131 | 192151131 | NEWBURG | 5.8038 | 39.5535 | 14.67%
HUMBOLDT | NORTHERN | NEWBURG 1132 | 192151132 | NEWBURG | 1.2997 | 23.1411 | 5.62%
HUMBOLDT | NORTHERN | NEWBURG 1133 | 192151133 | NEWBURG | 2.4016 | 16.7554 | 14.33%
STOCKTON | CENTRAL VALLEY | NORTH BRANCH 1101 | 163231101 | NORTH BRANCH | 61.8437 | 89.3854 | 69.19%
MISSION | CENTRAL COAST | NORTH DUBLIN 2101 | 014052101 | NORTH DUBLIN | 3.9182 | 4.5472 | 86.17%
DIABLO | BAY AREA | NORTH DUBLIN 2103 | 014052103 | NORTH DUBLIN | 0.17688 | 22.4335 | 0.79%
MISSION | CENTRAL COAST | NORTH DUBLIN 2103 | 014052103 | NORTH DUBLIN | 19.1617 | 22.4335 | 85.42%
EAST BAY | BAY AREA | NORTH TOWER 2201 | 042042201 | NORTH TOWER | 7.0386 | 18.0304 | 39.04%
NORTH VALLEY | NORTHERN | NOTRE DAME 1104 | 102041104 | NOTRE DAME | 9.9503 | 39.4816 | 25.2%
NORTH BAY | BAY AREA | NOVATO 1104 | 042211104 | NOVATO | 3.5592 | 24.4312 | 14.57%
EAST BAY | BAY AREA | OAK 0401 | 012600401 | OAK | 3.449 | 5.4058 | 63.8%
YOSEMITE | CENTRAL VALLEY | OAKHURST 1101 | 254421101 | OAKHURST | 88.7442 | 92.9936 | 95.43%
YOSEMITE | CENTRAL VALLEY | OAKHURST 1102 | 254421102 | OAKHURST | 11.5079 | 16.6777 | 69.0%
YOSEMITE | CENTRAL VALLEY | OAKHURST 1103 | 254421103 | OAKHURST | 43.3445 | 131.304 | 33.01%
EAST BAY | BAY AREA | OAKLAND D 1112 | 012041112 | OAKLAND D | 0.44063 | 11.9967 | 3.67%
EAST BAY | BAY AREA | OAKLAND J 1102 | 012091102 | OAKLAND J | 6.0681 | 18.3751 | 33.02%
EAST BAY | BAY AREA | OAKLAND J 1105 | 012091105 | OAKLAND J | 1.9512 | 23.4152 | 8.33%
EAST BAY | BAY AREA | OAKLAND J 1106 | 012091106 | OAKLAND J | 1.924 | 19.6968 | 9.77%
EAST BAY | BAY AREA | OAKLAND J 1118 | 012091118 | OAKLAND J | 0.30066 | 11.7684 | 2.55%
EAST BAY | BAY AREA | OAKLAND K 1101 | 012101101 | OAKLAND K | 1.4336 | 7.2887 | 19.67%
EAST BAY | BAY AREA | OAKLAND K 1103 | 012101103 | OAKLAND K | 4.8727 | 10.7209 | 45.45%
EAST BAY | BAY AREA | OAKLAND K 1104 | 012101104 | OAKLAND K | 5.3746 | 15.0998 | 35.59%
EAST BAY | BAY AREA | OAKLAND X 1101 | 012541101 | OAKLAND X | 0.50643 | 5.2745 | 9.6%
EAST BAY | BAY AREA | OAKLAND X 1104 | 012541104 | OAKLAND X | 1.3291 | 14.0806 | 9.44%
EAST BAY | BAY AREA | OAKLAND X 1105 | 012541105 | OAKLAND X | 2.3147 | 14.7273 | 15.72%
EAST BAY | BAY AREA | OAKLAND X 1106 | 012541106 | OAKLAND X | 11.3813 | 23.5039 | 48.42%
LOS PADRES | CENTRAL COAST | OCEANO 1102 | 18261102 | OCEANO | 36.5
LOS PADRES | CENTRAL COAST | OCEANO 1104 | 182601104 | OCEANO | 4.8358 | 114.9661 | 4.21%
LOS PADRES | CENTRAL COAST | OCEANO 1106 | 182601106 | OCEANO | 2.1366 | 33.9984 | 6.28%
LOS PADRES | CENTRAL COAST | OCEANO 1108 | 182601108 | OCEANO | 36.1946 | 53.7554 | 67.33%
CENTRAL COAST | CENTRAL COAST | OILFIELDS 1103 | 182391103 | OILFIELDS | 20.5003 | 143.554 | 14.28%
LOS PADRES | CENTRAL COAST | OILFIELDS 1103 | 182391103 | OILFIELDS | 94.9123 | 143.554 | 66.12%
NORTH BAY | BAY AREA | OLEMA 1101 | 042291101 | OLEMA | 57.8317 | 121.6052 | 47.56%
SIERRA | NORTHERN | OLETA 1101 | 163541101 | OLETA | 0.32222 | 116.3971 | 0.28%
STOCKTON | CENTRAL VALLEY | OLETA 1101 | 163541101 | OLETA | 85.176 | 116.3971 | 73.18%
SIERRA | NORTHERN | OLETA 1102 | 163541102 | OLETA | 2.2508 | 99.89 | 2.25%
STOCKTON | CENTRAL VALLEY | OLETA 1102 | 163541102 | OLETA | 55.05 | 99.89 | 55.11%
NORTH VALLEY | NORTHERN | OREGON TRAIL 1102 | 103521102 | OREGON TRAIL | 44.3663 | 49.1927 | 90.19%
NORTH VALLEY | NORTHERN | OREGON TRAIL 1103 | 103521103 | OREGON TRAIL | 117.3786 | 120.4749 | 97.43%
NORTH VALLEY | NORTHERN | OREGON TRAIL 1104 | 103521104 | OREGON TRAIL | 43.6762 | 55.1869 | 79.14%
DIABLO | BAY AREA | ORINDA 0401 | 012350401 | ORINDA | 6.5924 | 12.0249 | 54.82%
NORTH VALLEY | NORTHERN | ORO FINO 1102 | 103031102 | ORO FINO | 25.8942 | 109.5341 | 23.64%
FRESNO | CENTRAL VALLEY | OROSI 1102 | 252841102 | OROSI | 0.39813 | 35.0894 | 1.13%
CENTRAL COAST | CENTRAL COAST | OTTER 1101 | 182941101 | OTTER | 6.9208 | 27.142 | 25.5%
CENTRAL COAST | CENTRAL COAST | OTTER 1102 | 182941102 | OTTER | 48.9099 | 54.9154 | 89.06%
CENTRAL COAST | CENTRAL COAST | PACIFIC GROVE 0422 | 182440422 | PACIFIC GROVE | 0.288 | 6.9324 | 4.15%
PENINSULA | CENTRAL COAST | PACIFICA 1101 | 022811101 | PACIFICA | 0.71623 | 9.1541 | 7.82%
PENINSULA | CENTRAL COAST | PACIFICA 1102 | 022811102 | PACIFICA | 1.3023 | 19.997 | 6.51%
PENINSULA | CENTRAL COAST | PACIFICA 1103 | 022811103 | PACIFICA | 1.545 | 18.8017 | 8.22%
PENINSULA | CENTRAL COAST | PACIFICA 1104 | 022811104 | PACIFICA | 0.70456 | 7.1656 | 9.83%
LOS PADRES | CENTRAL COAST | PALMER 1101 | 183031101 | PALMER | 38.9409 | 61.8226 | 62.99%
EAST BAY | BAY AREA | PALO SECO 0401 | 013180401 | PALO SECO | 4.7216 | 4.7396 | 99.62%
CENTRAL COAST | CENTRAL COAST | PANOCHE 1103 | 253671103 | PANOCHE | 43.7382 | 122.3155 | 35.76%
NORTH VALLEY | NORTHERN | PANORAMA 1101 | 103461101 | PANORAMA | 12.9517 | 39.1986 | 33.04%
NORTH VALLEY | NORTHERN | PANORAMA 1102 | 103461102 | PANORAMA | 30.7852 | 84.5132 | 36.43%
NORTH VALLEY | NORTHERN | PARADISE 1103 | 102831103 | PARADISE | 14.9075 | 45.2428 | 32.95%
NORTH VALLEY | NORTHERN | PARADISE 1104 | 102831104 | PARADISE | 1.3788 | 51.4698 | 2.68%
LOS PADRES | CENTRAL COAST | PASO ROBLES 1103 | 182611103 | PASO ROBLES | 39.9034 | 62.1961 | 64.16%
LOS PADRES | CENTRAL COAST | PASO ROBLES 1104 | 182611104 | PASO ROBLES | 37.7064 | 66.9221 | 56.34%
LOS PADRES | CENTRAL COAST | PASO ROBLES 1107 | 182611107 | PASO ROBLES | 0.18693 | 38.0343 | 0.49%
CENTRAL COAST | CENTRAL COAST | PAUL SWEET 2102 | 083252102 | PAUL SWEET | 0.72526 | 18.2095 | 3.98%
CENTRAL COAST | CENTRAL COAST | PAUL SWEET 2105 | 083252105 | PAUL SWEET | 0.82256 | 29.4169 | 2.8%
CENTRAL COAST | CENTRAL COAST | PAUL SWEET 2106 | 083252106 | PAUL SWEET | 4.6452 | 52.5369 | 8.84%
CENTRAL COAST | CENTRAL COAST | PAUL SWEET 2107 | 083252107 | PAUL SWEET | 3.9879 | 49.1234 | 8.12%
CENTRAL COAST | CENTRAL COAST | PAUL SWEET 2109 | 083252109 | PAUL SWEET | 1.9698 | 23.8456 | 8.26%
SACRAMENTO | NORTHERN | PEABODY 2106 | 063642106 | PEABODY | 0.71017 | 2.6938 | 26.36%
SACRAMENTO | NORTHERN | PEABODY 2108 | 063642108 | PEABODY | 0.40886 | 3.6951 | 11.06%
SACRAMENTO | NORTHERN | PEABODY 2113 | 063642113 | PEABODY | 1.0875 | 10.162 | 10.7%
SONOMA | NORTHERN | PENNGROVE 1101 | 043471101 | PENNGROVE | 20.4583 | 41.8962 | 48.83%
SIERRA | NORTHERN | PENRYN 1103 | 152561103 | PENRYN | 65.9887 | 78.6697 | 83.88%
SIERRA | NORTHERN | PENRYN 1105 | 152561105 | PENRYN | 34.7368 | 91.9803 | 37.77%
SIERRA | NORTHERN | PENRYN 1106 | 152561106 | PENRYN | 0.98369 | 26.0544 | 3.78%
SIERRA | NORTHERN | PENRYN 1107 | 152561107 | PENRYN | 36.6801 | 84.6126 | 43.35%
YOSEMITE | CENTRAL VALLEY | PEORIA 1701 | 163781701 | PEORIA | 77.3203 | 84.8671 | 91.11%
STOCKTON | CENTRAL VALLEY | PEORIA 1704 | 163781704 | PEORIA | 34.6213 | 118.5739 | 29.2%
YOSEMITE | CENTRAL VALLEY | PEORIA 1704 | 163781704 | PEORIA | 24.8821 | 118.5739 | 20.98%
YOSEMITE | CENTRAL VALLEY | PEORIA 1705 | 163781705 | PEORIA | 59.1585 | 71.642 | 82.58%
LOS PADRES | CENTRAL COAST | PERRY 1101 | 183071101 | PERRY | 55.7222 | 82.3226 | 67.69%
SONOMA | NORTHERN | PETALUMA C 1108 | 042631108 | PETALUMA C | 75.8934 | 118.6188 | 63.98%
NORTH BAY | BAY AREA | PETALUMA C 1109 | 042631109 | PETALUMA C | 0.45892 | 66.8811 | 0.69%
SONOMA | NORTHERN | PETALUMA C 1109 | 042631109 | PETALUMA C | 48.4547 | 66.8811 | 72.45%
HUMBOLDT | NORTHERN | PHILO 1101 | 042601101 | PHILO | 73.0654 | 93.0357 | 78.53%
HUMBOLDT | NORTHERN | PHILO 1102 | 042601102 | PHILO | 88.0813 | 105.8766 | 83.19%
SAN JOSE | CENTRAL COAST | PIERCY 2110 | 083912110 | PIERCY | 19.7099 | 27.5676 | 71.5%
STOCKTON | CENTRAL VALLEY | PINE GROVE 1101 | 163751101 | PINE GROVE | 73.0213 | 73.0213 | 100.0%
STOCKTON | CENTRAL VALLEY | PINE GROVE 1102 | 163751102 | PINE GROVE | 91.6123 | 178.0516 | 51.45%
YOSEMITE | CENTRAL VALLEY | PINECREST 0401 | 163160401 | PINECREST | 1.9394 | 3.1851 | 60.89%
NORTH VALLEY | NORTHERN | PIT NO 1 1101 | 103721101 | PIT NO 1 | 28.8201 | 52.9108 | 54.47%
NORTH VALLEY | NORTHERN | PIT NO 3 2101 | 103732101 | PIT NO 3 | 47.5522 | 48.4032 | 98.24%
NORTH VALLEY | NORTHERN | PIT NO 5 1101 | 101321101 | PIT NO 5 | 23.7614 | 23.7614 | 100.0%
NORTH VALLEY | NORTHERN | PIT NO 7 1101 | 103501101 | PIT NO 7 | 2.7062 | 2.7062 | 100.0%
SIERRA | NORTHERN | PLACER 1101 | 152461101 | PLACER | 1.195 | 7.585 | 15.75%
SIERRA | NORTHERN | PLACER 1102 | 152461102 | PLACER | 1.8695 | 2.1394 | 87.38%
SIERRA | NORTHERN | PLACER 1103 | 152461103 | PLACER | 12.2552 | 29.367 | 41.73%
SIERRA | NORTHERN | PLACER 1104 | 152461104 | PLACER | 0.52732 | 13.7125 | 3.85%
SIERRA | NORTHERN | PLACERVILLE 1109 | 153081109 | PLACERVILLE | 0.0059736 | 0.017297 | 34.54%
SIERRA | NORTHERN | PLACERVILLE 1110 | 153081110 | PLACERVILLE | 32.9375 | 34.8911 | 94.4%
SIERRA | NORTHERN | PLACERVILLE 1111 | 153081111 | PLACERVILLE | 15.4504 | 18.5884 | 83.12%
SIERRA | NORTHERN | PLACERVILLE 1112 | 153081112 | PLACERVILLE | 27.6662 | 29.8434 | 92.7%
SIERRA | NORTHERN | PLACERVILLE 2106 | 153082106 | PLACERVILLE | 94.1833 | 276.6614 | 34.04%
HUMBOLDT | NORTHERN | POINT ARENA 1101 | 043381101 | POINT ARENA | 44.2367 | 66.2057 | 66.82%
CENTRAL COAST | CENTRAL COAST | POINT MORETTI 1101 | 082931101 | POINT MORETTI | 19.835 | 66.177 | 29.97%
PENINSULA | CENTRAL COAST | POINT MORETTI 1101 | 082931101 | POINT MORETTI | 0.2243 | 66.177 | 0.34%
KERN | CENTRAL VALLEY | POSO MOUNTAIN 2101 | 253642101 | POSO MOUNTAIN | 49.4267 | 59.8636 | 82.57%
KERN | CENTRAL VALLEY | POSO MOUNTAIN 2103 | 253642103 | POSO MOUNTAIN | 18.8636 | 20.9723 | 89.95%
KERN | CENTRAL VALLEY | POSO MOUNTAIN 2104 | 253642104 | POSO MOUNTAIN | 8.2128 | 12.6991 | 64.67%
HUMBOLDT | NORTHERN | POTTER VALLEY P H 1104 | 042281104 | POTTER VALLEY P H | 0.0089238 | 0.0089238 | 100.0%
HUMBOLDT | NORTHERN | POTTER VALLEY P H 1105 | 042281105 | POTTER VALLEY P H | 47.6619 | 92.1752 | 51.71%
CENTRAL COAST | CENTRAL COAST | PRUNEDALE 1110 | 182961110 | PRUNEDALE | 0.24676 | 79.7331 | 0.31%
NORTH BAY | BAY AREA | PUEBLO 1104 | 043291104 | PUEBLO | 30.0393 | 52.5565 | 57.16%
NORTH BAY | BAY AREA | PUEBLO 1105 | 043291105 | PUEBLO | 21.3707 | 70.9483 | 30.12%
NORTH BAY | BAY AREA | PUEBLO 2102 | 043292102 | PUEBLO | 0.93802 | 99.6631 | 0.94%
NORTH BAY | BAY AREA | PUEBLO 2103 | 043292103 | PUEBLO | 8.2914 | 78.7246 | 10.53%
LOS PADRES | CENTRAL COAST | PURISIMA 1101 | 182971101 | PURISIMA | 18.2536 | 62.7443 | 29.09%
SACRAMENTO | NORTHERN | PUTAH CREEK 1102 | 063681102 | PUTAH CREEK | 28.5213 | 51.4557 | 55.43%
SACRAMENTO | NORTHERN | PUTAH CREEK 1103 | 063681103 | PUTAH CREEK | 3.8561 | 36.7308 | 10.5%
SACRAMENTO | NORTHERN | PUTAH CREEK 1105 | 063681105 | PUTAH CREEK | 1.8758 | 84.8346 | 2.21%
YOSEMITE | CENTRAL VALLEY | RACETRACK 1703 | 163761703 | RACETRACK | 53.7801 | 61.8193 | 87.0%
YOSEMITE | CENTRAL VALLEY | RACETRACK 1704 | 163761704 | RACETRACK | 46.3745 | 46.3745 | 100.0%
MISSION | CENTRAL COAST | RADUM 1105 | 013151105 | RADUM | 1.8706 | 11.8208 | 15.83%
PENINSULA | CENTRAL COAST | RALSTON 1101 | 024141101 | RALSTON | 8.4158 | 14.3233 | 58.76%
PENINSULA | CENTRAL COAST | RALSTON 1102 | 024141102 | RALSTON | 3.7206 | 10.6797 | 34.84%
NORTH VALLEY | NORTHERN | RAWSON 1103 | 103531103 | RAWSON | 2.8166 | 40.253 | 7.0%
NORTH VALLEY | NORTHERN | RED BLUFF 1101 | 103541101 | RED BLUFF | 47.0434 | 73.7703 | 63.77%
NORTH VALLEY | NORTHERN | RED BLUFF 1103 | 103541103 | RED BLUFF | 16.7488 | 37.8628 | 44.24%
NORTH VALLEY | NORTHERN | RED BLUFF 1104 | 103541104 | RED BLUFF | 66.5035 | 93.6534 | 71.01%
NORTH VALLEY | NORTHERN | RED BLUFF 1105 | 103541105 | RED BLUFF | 13.6612 | 37.7219 | 36.22%
HUMBOLDT | NORTHERN | REDBUD 1101 | 043191101 | REDBUD | 21.594 | 69.3422 | 31.14%
HUMBOLDT | NORTHERN | REDBUD 1102 | 043191102 | REDBUD | 27.9062 | 58.195 | 47.95%
FRESNO | CENTRAL VALLEY | REEDLEY 1104 | 252341104 | REEDLEY | 1.2919 | 82.1647 | 1.57%
FRESNO | CENTRAL VALLEY | REEDLEY 1112 | 252341112 | REEDLEY | 0.7014 | 90.1282 | 0.78%
CENTRAL COAST | CENTRAL COAST | RESERVATION ROAD 1101 | 182731101 | RESERVATION ROAD | 26.1093 | 31.9636 | 81.68%
CENTRAL COAST | CENTRAL COAST | RESERVATION ROAD 1102 | 182731102 | RESERVATION ROAD | 20.582 | 60.4949 | 34.02%
EAST BAY | BAY AREA | RIDGE 0401 | 012840401 | RIDGE | 2.6591 | 2.6591 | 100.0%
EAST BAY | BAY AREA | RIDGE 0402 | 012840402 | RIDGE | 1.7085 | 2.3911 | 71.45%
SONOMA | NORTHERN | RINCON 1101 | 043321101 | RINCON | 4.4037 | 36.8525 | 11.95%
SONOMA | NORTHERN | RINCON 1102 | 043321102 | RINCON | 3.0186 | 18.1358 | 16.64%
SONOMA | NORTHERN | RINCON 1103 | 043321103 | RINCON | 3.7802 | 48.0712 | 7.86%
SONOMA | NORTHERN | RINCON 1104 | 043321104 | RINCON | 0.47252 | 13.6952 | 3.45%
CENTRAL COAST | CENTRAL COAST | RIO DEL MAR 0401 | 083260401 | RIO DEL MAR | 0.26021 | 3.527 | 7.38%
CENTRAL COAST | CENTRAL COAST | RIO DEL MAR 0402 | 083260402 | RIO DEL MAR | 1.6851 | 3.5979 | 46.84%
HUMBOLDT | NORTHERN | RIO DELL 1102 | 192251102 | RIO DELL | 49.5572 | 73.3255 | 67.59%
NORTH VALLEY | NORTHERN | RISING RIVER 1101 | 103551101 | RISING RIVER | 43.8531 | 59.304 | 73.95%
CENTRAL COAST | CENTRAL COAST | ROB ROY 2104 | 083692104 | ROB ROY | 59.1327 | 134.1266 | 44.09%
CENTRAL COAST | CENTRAL COAST | ROB ROY 2105 | 083692105 | ROB ROY | 12.749 | 71.909 | 17.73%
DIABLO | BAY AREA | ROSSMOOR 1101 | 014161101 | ROSSMOOR | 10.8977 | 30.5261 | 35.7%
DIABLO | BAY AREA | ROSSMOOR 1104 | 014161104 | ROSSMOOR | 0.29056 | 19.5469 | 1.49%
DIABLO | BAY AREA | ROSSMOOR 1106 | 014161106 | ROSSMOOR | 3.0221 | 21.0619 | 14.35%
DIABLO | BAY AREA | ROSSMOOR 1108 | 014161108 | ROSSMOOR | 3.4498 | 20.8692 | 16.53%
SONOMA | NORTHERN | SALMON CREEK 1101 | 043161101 | SALMON CREEK | 14.8723 | 47.4181 | 31.36%
STOCKTON | CENTRAL VALLEY | SALT SPRINGS 2101 | 163692101 | SALT SPRINGS | 17.0102 | 21.893 | 77.7%
STOCKTON | CENTRAL VALLEY | SALT SPRINGS 2102 | 163692102 | SALT SPRINGS | 9.7316 | 52.1153 | 18.67%
CENTRAL COAST | CENTRAL COAST | SAN ARDO 1101 | 182191101 | SAN ARDO | 2.7133 | 56.0548 | 4.84%
CENTRAL COAST | CENTRAL COAST | SAN BENITO 2101 | 182742101 | SAN BENITO | 4.5118 | 48.9162 | 9.22%
CENTRAL COAST | CENTRAL COAST | SAN BENITO 2104 | 182742104 | SAN BENITO | 27.7498 | 52.2582 | 53.1%
SAN JOSE | CENTRAL COAST | SAN BENITO 2104 | 182742104 | SAN BENITO | 0.10222 | 52.2582 | 0.2%
KERN | CENTRAL VALLEY | SAN BERNARD 1101 | 253191101 | SAN BERNARD | 1.062 | 44.4488 | 2.39%
PENINSULA | CENTRAL COAST | SAN CARLOS 1103 | 024181103 | SAN CARLOS | 3.7802 | 16.4047 | 23.04%
PENINSULA | CENTRAL COAST | SAN CARLOS 1104 | 024181104 | SAN CARLOS | 10.6729 | 22.0749 | 48.35%
YOSEMITE | CENTRAL VALLEY | SAN JOAQUIN #2 1103 | 252521103 | SAN JOAQUIN #2 | 72.6306 | 82.8245 | 87.69%
YOSEMITE | CENTRAL VALLEY | SAN JOAQUIN #3 1101 | 252531101 | SAN JOAQUIN #3 | 1.5912 | 24.8046 | 6.41%
YOSEMITE | CENTRAL VALLEY | SAN JOAQUIN #3 1102 | 252531102 | SAN JOAQUIN #3 | 6.0916 | 11.5162 | 52.9%
YOSEMITE | CENTRAL VALLEY | SAN JOAQUIN #3 1103 | 252531103 | SAN JOAQUIN #3 | 23.6461 | 54.4331 | 43.44%
CENTRAL COAST | CENTRAL COAST | SAN JUSTO 1101 | 183181101 | SAN JUSTO | 37.7628 | 56.5096 | 66.83%
EAST BAY | BAY AREA | SAN LEANDRO U 1109 | 013111109 | SAN LEANDRO U | 11.1809 | 19.6543 | 56.89%
MISSION | CENTRAL COAST | SAN LEANDRO U 1109 | 013111109 | SAN LEANDRO U | 0.35598 | 19.6543 | 1.81%
EAST BAY | BAY AREA | SAN LEANDRO U 1114 | 013111114 | SAN LEANDRO U | 1.7402 | 28.9102 | 6.02%
MISSION | CENTRAL COAST | SAN LEANDRO U 1114 | 013111114 | SAN LEANDRO U | 7.8001 | 28.9102 | 26.98%
LOS PADRES | CENTRAL COAST | SAN LUIS OBISPO 1101 | 182631101 | SAN LUIS OBISPO | 4.1337 | 37.9376 | 10.9%
LOS PADRES | CENTRAL COAST | SAN LUIS OBISPO 1102 | 182631102 | SAN LUIS OBISPO | 0.37951 | 12.7837 | 2.97%
LOS PADRES | CENTRAL COAST | SAN LUIS OBISPO 1103 | 182631103 | SAN LUIS OBISPO | 0.20917 | 39.0696 | 0.54%
LOS PADRES | CENTRAL COAST | SAN LUIS OBISPO 1104 | 182631104 | SAN LUIS OBISPO | 3.4752 | 75.5083 | 4.6%
LOS PADRES | CENTRAL COAST | SAN LUIS OBISPO 1107 | 182631107 | SAN LUIS OBISPO | 1.853 | 53.1116 | 3.49%
LOS PADRES | CENTRAL COAST | SAN LUIS OBISPO 1108 | 182631108 | SAN LUIS OBISPO | 1.7631 | 15.7426 | 11.2%
LOS PADRES | CENTRAL COAST | SAN MIGUEL 1104 | 182661104 | SAN MIGUEL | 23.8477 | 142.3782 | 16.75%
LOS PADRES | CENTRAL COAST | SAN MIGUEL 1105 | 182661105 | SAN MIGUEL | 1.3251 | 20.3761 | 6.5%
LOS PADRES | CENTRAL COAST | SAN MIGUEL 1106 | 182661106 | SAN MIGUEL | 37.9658 | 74.3379 | 51.07%
NORTH BAY | BAY AREA | SAN RAFAEL 1101 | 042011101 | SAN RAFAEL | 0.21561 | 23.5022 | 0.92%
NORTH BAY | BAY AREA | SAN RAFAEL 1104 | 042011104 | SAN RAFAEL | 7.7537 | 22.9032 | 33.85%
NORTH BAY | BAY AREA | SAN RAFAEL 1105 | 042011105 | SAN RAFAEL | 1.6345 | 23.0486 | 7.09%
NORTH BAY | BAY AREA | SAN RAFAEL 1106 | 042011106 | SAN RAFAEL | 2.7865 | 18.3827 | 15.16%
NORTH BAY | BAY AREA | SAN RAFAEL 1107 | 042011107 | SAN RAFAEL | 1.6827 | 26.7517 | 6.29%
NORTH BAY | BAY AREA | SAN RAFAEL 1108 | 042011108 | SAN RAFAEL | 1.3623 | 46.9749 | 2.9%
NORTH BAY | BAY AREA | SAN RAFAEL 1109 | 042011109 | SAN RAFAEL | 9.6975 | 28.6549 | 33.84%
MISSION | CENTRAL COAST | SAN RAMON 2101 | 014232101 | SAN RAMON | 0.59641 | 1.0718 | 55.65%
MISSION | CENTRAL COAST | SAN RAMON 2102 | 014232102 | SAN RAMON | 1.5212 | 2.3327 | 65.21%
MISSION | CENTRAL COAST | SAN RAMON 2107 | 014232107 | SAN RAMON | 0.18551 | 27.6446 | 0.67%
MISSION | CENTRAL COAST | SAN RAMON 2117 | 014232117 | SAN RAMON | 0.56777 | 2.1774 | 26.08%
MISSION | CENTRAL COAST | SAN RAMON 2119 | 014232119 | SAN RAMON | 0.59147 | 4.7278 | 12.51%
FRESNO | CENTRAL VALLEY | SAND CREEK 1103 | 254601103 | SAND CREEK | 149.759 | 151.4976 | 98.85%
LOS PADRES | CENTRAL COAST | SANTA MARIA 1108 | 182671108 | SANTA MARIA | 28.9887 | 94.7826 | 30.58%
SONOMA | NORTHERN | SANTA ROSA A 1104 | 042151104 | SANTA ROSA A | 5.2218 | 55.9956 | 9.33%
SONOMA | NORTHERN | SANTA ROSA A 1108 | 042151108 | SANTA ROSA A | 0.12621 | 7.1672 | 1.76%
SONOMA | NORTHERN | SANTA ROSA A 1111 | 042151111 | SANTA ROSA A | 5.7564 | 26.0525 | 22.1%
LOS PADRES | CENTRAL COAST | SANTA YNEZ 1101 | 182721101 | SANTA YNEZ | 15.5269 | 73.4398 | 21.14%
LOS PADRES | CENTRAL COAST | SANTA YNEZ 1102 | 182721102 | SANTA YNEZ | 5.9471 | 19.2882 | 30.83%
LOS PADRES | CENTRAL COAST | SANTA YNEZ 1104 | 182721104 | SANTA YNEZ | 38.8122 | 85.8762 | 45.2%
DE ANZA | CENTRAL COAST | SARATOGA 1103 | 083371103 | SARATOGA | 4.531 | 10.3855 | 43.63%
DE ANZA | CENTRAL COAST | SARATOGA 1104 | 083371104 | SARATOGA | 2.9894 | 18.092 | 16.52%
DE ANZA | CENTRAL COAST | SARATOGA 1105 | 083371105 | SARATOGA | 10.0175 | 16.5979 | 60.35%
DE ANZA | CENTRAL COAST | SARATOGA 1106 | 083371106 | SARATOGA | 14.315 | 26.7129 | 53.59%
DE ANZA | CENTRAL COAST | SARATOGA 1107 | 083371107 | SARATOGA | 13.7114 | 45.5954 | 30.07%
DE ANZA | CENTRAL COAST | SARATOGA 1115 | 083371115 | SARATOGA | 2.8789 | 12.6374 | 22.78%
NORTH BAY | BAY AREA | SAUSALITO 1101 | 042491101 | SAUSALITO | 1.2739 | 6.7499 | 18.87%
NORTH BAY | BAY AREA | SAUSALITO 1102 | 042491102 | SAUSALITO | 9.0035 | 17.7058 | 50.85%
KERN | CENTRAL VALLEY | SCE TEHACHAPI 1101 | 258131101 | SCE TEHACHAPI | 1.4257 | 1.4257 | 100.0%
CENTRAL COAST | CENTRAL COAST | SEACLIFF 0401 | 083500401 | SEACLIFF | 1.2789 | 9.2333 | 13.85%
CENTRAL COAST | CENTRAL COAST | SEACLIFF 0402 | 083500402 | SEACLIFF | 0.0053424 | 1.5515 | 0.34%
SIERRA | NORTHERN | SHADY GLEN 1101 | 152431101 | SHADY GLEN | 40.4429 | 46.7555 | 86.5%
SIERRA | NORTHERN | SHADY GLEN 1102 | 152431102 | SHADY GLEN | 26.2394 | 42.013 | 62.46%
FRESNO | CENTRAL VALLEY | SHEPHERD 2111 | 252062111 | SHEPHERD | 18.2358 | 57.9333 | 31.48%
SIERRA | NORTHERN | SHINGLE SPRINGS 1103 | 153651103 | SHINGLE SPRINGS | 3.1883 | 13.6298 | 23.39%
SIERRA | NORTHERN | SHINGLE SPRINGS 1104 | 153651104 | SHINGLE SPRINGS | 6.3738 | 59.743 | 10.67%
SIERRA | NORTHERN | SHINGLE SPRINGS 2105 | 153652105 | SHINGLE SPRINGS | 4.1295 | 33.3587 | 12.38%
SIERRA | NORTHERN | SHINGLE SPRINGS 2108 | 153652108 | SHINGLE SPRINGS | 7.7333 | 29.4245 | 26.28%
SIERRA | NORTHERN | SHINGLE SPRINGS 2109 | 153652109 | SHINGLE SPRINGS | 104.4058 | 215.1722 | 48.52%
SIERRA | NORTHERN | SHINGLE SPRINGS 2110 | 153652110 | SHINGLE SPRINGS | 7.2661 | 65.3276 | 11.12%
SIERRA | NORTHERN | SIERRA CITY GEN 1101 | 158011101 | SIERRA CITY GEN | 0.018503 | 0.018503 | 100.0%
NORTH BAY | BAY AREA | SILVERADO 2102 | 043432102 | SILVERADO | 22.1283 | 108.6443 | 20.37%
NORTH BAY | BAY AREA | SILVERADO 2103 | 043432103 | SILVERADO | 0.067308 | 33.5927 | 0.2%
NORTH BAY | BAY AREA | SILVERADO 2104 | 043432104 | SILVERADO | 39.6472 | 145.7473 | 27.2%
NORTH BAY | BAY AREA | SILVERADO 2105 | 043432105 | SILVERADO | 1.7906 | 64.8779 | 2.76%
LOS PADRES | CENTRAL COAST | SISQUOC 1102 | 182811102 | SISQUOC | 20.8033 | 118.6014 | 17.54%
LOS PADRES | CENTRAL COAST | SISQUOC 1103 | 182811103 | SISQUOC | 3.2034 | 49.9537 | 6.41%
SIERRA | NORTHERN | SMARTVILLE 1101 | 153791101 | SMARTVILLE | 15.5641 | 15.8711 | 98.07%
PENINSULA | CENTRAL COAST | SNEATH LANE 1101 | 022721101 | SNEATH LANE | 2.2664 | 9.4057 | 24.1%
PENINSULA | CENTRAL COAST | SNEATH LANE 1102 | 022721102 | SNEATH LANE | 1.2442 | 10.5218 | 11.83%
PENINSULA | CENTRAL COAST | SNEATH LANE 1106 | 022721106 | SNEATH LANE | 2.6276 | 11.6106 | 22.63%
PENINSULA | CENTRAL COAST | SNEATH LANE 1107 | 022721107 | SNEATH LANE | 0.99626 | 10.5901 | 9.41%
FRESNO | CENTRAL VALLEY | SO. CAL. EDISON #2 1101 | 258851101 | SO. CAL. EDISON #2 | 0.024148 | 1.1763 | 2.05%
YOSEMITE | CENTRAL VALLEY | SO. CAL. EDISON #2 1101 | 258851101 | SO. CAL. EDISON #2 | 0.8539 | 1.1763 | 72.59%
FRESNO | CENTRAL VALLEY | SO. CAL. EDISON #3 1101 | 258861101 | SO. CAL. EDISON #3 | 1.3744 | 6.3503 | 21.64%
YOSEMITE | CENTRAL VALLEY | SO. CAL. EDISON #3 1101 | 258861101 | SO. CAL. EDISON #3 | 0.054481 | 6.3503 | 0.86%
DIABLO | BAY AREA | SOBRANTE 1101 | 014671101 | SOBRANTE | 14.9772 | 21.4654 | 69.77%
DIABLO | BAY AREA | SOBRANTE 1102 | 014671102 | SOBRANTE | 26.0827 | 27.6774 | 94.24%
DIABLO | BAY AREA | SOBRANTE 1103 | 014671103 | SOBRANTE | 2.5 | 5.1781 | 48.28%
CENTRAL COAST | CENTRAL COAST | SOLEDAD 1114 | 182051114 | SOLEDAD | 1.0663 | 18.6104 | 5.73%
CENTRAL COAST | CENTRAL COAST | SOLEDAD 2101 | 182052101 | SOLEDAD | 4.6895 | 47.3511 | 9.9%
CENTRAL COAST | CENTRAL COAST | SOLEDAD 2102 | 182052102 | SOLEDAD | 28.7673 | 99.9627 | 28.78%
SONOMA | NORTHERN | SONOMA 1104 | 042721104 | SONOMA | 20.4751 | 56.4105 | 36.3%
NORTH BAY | BAY AREA | SONOMA 1105 | 042721105 | SONOMA | 0.31096 | 62.4971 | 0.5%
SONOMA | NORTHERN | SONOMA 1105 | 042721105 | SONOMA | 8.9467 | 62.4971 | 14.32%
SONOMA | NORTHERN | SONOMA 1107 | 042721107 | SONOMA | 4.0057 | 52.4197 | 7.64%
NORTH VALLEY | NORTHERN | SPANISH CREEK 4401 | 103104401 | SPANISH CREEK | 6.5185 | 7.9241 | 82.26%
SIERRA | NORTHERN | SPAULDING 1101 | 152251101 | SPAULDING | 19.4608 | 24.4555 | 79.58%
CENTRAL COAST | CENTRAL COAST | SPENCE 1122 | 182201122 | SPENCE | 9.1779 | 52.4433 | 17.5%
CENTRAL COAST | CENTRAL COAST | SPENCE 1123 | 182201123 | SPENCE | 2.3489 | 33.5587 | 7.0%
YOSEMITE | CENTRAL VALLEY | SPRING GAP 1701 | 162831701 | SPRING GAP | 0.67284 | 43.0939 | 1.56%
EAST BAY | BAY AREA | SPRUCE 0401 | 013340401 | SPRUCE | 3.7169 | 4.1185 | 90.25%
EAST BAY | BAY AREA | SPRUCE 0402 | 013340402 | SPRUCE | 1.4293 | 3.5869 | 39.85%
NORTH BAY | BAY AREA | STAFFORD 1101 | 043201101 | STAFFORD | 3.5846 | 22.0432 | 16.26%
NORTH BAY | BAY AREA | STAFFORD 1102 | 043201102 | STAFFORD | 22.7052 | 45.3007 | 50.12%
SONOMA | NORTHERN | STAFFORD 1102 | 043201102 | STAFFORD | 0.002227 | 45.3007 | 0.0%
STOCKTON | CENTRAL VALLEY | STANISLAUS 1701 | 162821701 | STANISLAUS | 22.3981 | 45.5609 | 49.16%
YOSEMITE | CENTRAL VALLEY | STANISLAUS 1701 | 162821701 | STANISLAUS | 0.19875 | 45.5609 | 0.44%
STOCKTON | CENTRAL VALLEY | STANISLAUS 1702 | 162821702 | STANISLAUS | 4.6002 | 85.5746 | 5.38%
YOSEMITE | CENTRAL VALLEY | STANISLAUS 1702 | 162821702 | STANISLAUS | 1.8145 | 85.5746 | 2.12%
DE ANZA | CENTRAL COAST | STELLING 1109 | 083481109 | STELLING | 0.87944 | 16.4665 | 5.34%
DE ANZA | CENTRAL COAST | STELLING 1110 | 083481110 | STELLING | 22.7764 | 54.4099 | 41.86%
NORTH VALLEY | NORTHERN | STILLWATER 1101 | 103561101 | STILLWATER | 36.1519 | 36.8613 | 98.08%
NORTH VALLEY | NORTHERN | STILLWATER 1102 | 103561102 | STILLWATER | 78.7919 | 78.9205 | 99.84%
FRESNO | CENTRAL VALLEY | STONE CORRAL 1108 | 252921108 | STONE CORRAL | 2.6784 | 76.3795 | 3.51%
FRESNO | CENTRAL VALLEY | STONE CORRAL 1110 | 252921110 | STONE CORRAL | 1.9179 | 62.9179 | 3.05%
SIERRA | NORTHERN | SUMMIT 1101 | 152591101 | SUMMIT | 9.0809 | 17.0408 | 53.29%
SIERRA | NORTHERN | SUMMIT 1102 | 152591102 | SUMMIT | 5.1541 | 5.1541 | 100.0%
MISSION | CENTRAL COAST | SUNOL 1101 | 014241101 | SUNOL | 23.4156 | 55.3524 | 42.3%
SAN JOSE | CENTRAL COAST | SWIFT 2102 | 083392102 | SWIFT | 0.42237 | 3.0294 | 13.94%
SAN JOSE | CENTRAL COAST | SWIFT 2107 | 083392107 | SWIFT | 1.9908 | 12.1077 | 16.44%
SAN JOSE | CENTRAL COAST | SWIFT 2109 | 083392109 | SWIFT | 0.12427 | 5.4219 | 2.29%
SAN JOSE | CENTRAL COAST | SWIFT 2110 | 083392110 | SWIFT | 82.6264 | 87.5373 | 94.39%
NORTH VALLEY | NORTHERN | SYCAMORE CREEK 1109 | 102971109 | SYCAMORE CREEK | 0.020681 | 13.3309 | 0.16%
NORTH VALLEY | NORTHERN | SYCAMORE CREEK 1111 | 102971111 | SYCAMORE CREEK | 25.112 | 65.3942 | 38.4%
SIERRA | NORTHERN | TAMARACK 1101 | 152291101 | TAMARACK | 16.9808 | 17.9418 | 94.64%
YOSEMITE | CENTRAL VALLEY | TAR FLAT 0401 | 163240401 | TAR FLAT | 3.282 | 3.7001 | 88.7%
YOSEMITE | CENTRAL VALLEY | TAR FLAT 0402 | 163240402 | TAR FLAT | 4.565 | 6.6152 | 69.01%
DIABLO | BAY AREA | TASSAJARA 2103 | 014662103 | TASSAJARA | 0.32008 | 19.6689 | 1.63%
DIABLO | BAY AREA | TASSAJARA 2104 | 014662104 | TASSAJARA | 4.3859 | 9.7206 | 45.12%
DIABLO | BAY AREA | TASSAJARA 2106 | 014662106 | TASSAJARA | 0.44256 | 3.114 | 14.21%
DIABLO | BAY AREA | TASSAJARA 2109 | 014662109 | TASSAJARA | 0.76737 | 1.9406 | 39.54%
MISSION | CENTRAL COAST | TASSAJARA 2109 | 014662109 | TASSAJARA | 0.22953 | 1.9406 | 11.83%
DIABLO | BAY AREA | TASSAJARA 2112 | 014662112 | TASSAJARA | 3.693 | 19.2296 | 19.2%
KERN | CENTRAL VALLEY | TEJON 1102 | 252931102 | TEJON | 33.076 | 62.566 | 52.87%
KERN | CENTRAL VALLEY | TEJON 1103 | 252931103 | TEJON | 1.7688 | 43.4916 | 4.07%
LOS PADRES | CENTRAL COAST | TEMPLETON 2108 | 183052108 | TEMPLETON | 5.361 | 36.2132 | 14.8%
LOS PADRES | CENTRAL COAST | TEMPLETON 2110 | 183052110 | TEMPLETON | 99.7415 | 178.3579 | 55.92%
LOS PADRES | CENTRAL COAST | TEMPLETON 2111 | 183052111 | TEMPLETON | 45.6664 | 63.5618 | 71.85%
LOS PADRES | CENTRAL COAST | TEMPLETON 2112 | 183052112 | TEMPLETON | 2.1415 | 37.7264 | 5.68%
LOS PADRES | CENTRAL COAST | TEMPLETON 2113 | 183052113 | TEMPLETON | 143.9676 | 325.0202 | 44.29%
DIABLO | BAY AREA | TIDEWATER 2106 | 014652106 | TIDEWATER | 4.8138 | 33.3178 | 14.45%
STOCKTON | CENTRAL VALLEY | TIGER CREEK 0201 | 161380201 | TIGER CREEK | 2.049 | 3.8982 | 52.56%
FRESNO | CENTRAL VALLEY | TIVY VALLEY 1107 | 252941107 | TIVY VALLEY | 118.1596 | 174.8104 | 67.59%
NORTH BAY | BAY AREA | TOCALOMA 0241 | 043150241 | TOCALOMA | 0.031205 | 0.031205 | 100.0%
CENTRAL COAST | CENTRAL COAST | TRES PINOS 1111 | 183221111 | TRES PINOS | 0.006395 | 32.9694 | 0.02%
FRESNO | CENTRAL VALLEY | TULE POWER HOUSE 1101 | 258591101 | TULE POWER HOUSE | 0.20108 | 0.20108 | 100.0%
NORTH BAY | BAY AREA | TULUCAY 1101 | 042301101 | TULUCAY | 3.6184 | 17.1775 | 21.06%
SACRAMENTO | NORTHERN | TULUCAY 1101 | 042301101 | TULUCAY | 0.13345 | 17.1775 | 0.78%
NORTH VALLEY | NORTHERN | TYLER 1105 | 103571105 | TYLER | 59.998 | 110.5446 | 54.27%
HUMBOLDT | NORTHERN | UKIAH 1111 | 042771111 | UKIAH | 22.4042 | 38.4391 | 58.28%
HUMBOLDT | NORTHERN | UKIAH 1113 | 042771113 | UKIAH | 7.6255 | 15.8698 | 48.05%
HUMBOLDT | NORTHERN | UKIAH 1114 | 042771114 | UKIAH | 53.2807 | 102.6738 | 51.89%
HUMBOLDT | NORTHERN | UKIAH 1115 | 042771115 | UKIAH | 16.8835 | 24.8508 | 67.94%
HUMBOLDT | NORTHERN | UPPER LAKE 1101 | 042871101 | UPPER LAKE | 49.8609 | 87.6724 | 56.87%
SACRAMENTO | NORTHERN | VACA DIXON 1101 | 063591101 | VACA DIXON | 1.1864 | 9.7169 | 12.21%
SACRAMENTO | NORTHERN | VACA DIXON 1105 | 063591105 | VACA DIXON | 24.0928 | 91.8459 | 26.23%
SACRAMENTO | NORTHERN | VACAVILLE 1104 | 063601104 | VACAVILLE | 15.6917 | 17.9023 | 87.65%
NORTH BAY | BAY AREA | VACAVILLE 1108 | 063601108 | VACAVILLE | 0.21546 | 48.5485 | 0.44%
SACRAMENTO | NORTHERN | VACAVILLE 1108 | 063601108 | VACAVILLE | 29.2593 | 48.5485 | 60.27%
SACRAMENTO | NORTHERN | VACAVILLE 1109 | 063601109 | VACAVILLE | 0.59622 | 3.9183 | 15.22%
SACRAMENTO | NORTHERN | VACAVILLE 1111 | 063601111 | VACAVILLE | 11.0995 | 17.5585 | 63.21%
SACRAMENTO | NORTHERN | VACAVILLE 1112 | 063601112 | VACAVILLE | 0.18292 | 3.3113 | 5.52%
EAST BAY | BAY AREA | VALLEY VIEW 1105 | 014341105 | VALLEY VIEW | 4.004 | 18.6977 | 21.41%
EAST BAY | BAY AREA | VALLEY VIEW 1106 | 014341106 | VALLEY VIEW | 5.6812 | 20.8706 | 27.22%
MISSION | CENTRAL COAST | VASCO 1102 | 013751102 | VASCO | 38.997 | 51.591 | 75.59%
MISSION | CENTRAL COAST | VASCO 1103 | 013751103 | VASCO | 7.544 | 51.1752 | 14.74%
DE ANZA | CENTRAL COAST | VASONA 1102 | 083771102 | VASONA | 0.12226 | 15.4113 | 0.79%
CENTRAL COAST | CENTRAL COAST | VIEJO 2201 | 182852201 | VIEJO | 15.0823 | 18.5411 | 81.35%
CENTRAL COAST | CENTRAL COAST | VIEJO 2202 | 182852202 | VIEJO | 14.5813 | 46.7801 | 31.17%
CENTRAL COAST | CENTRAL COAST | VIEJO 2203 | 182852203 | VIEJO | 2.8668 | 13.8519 | 20.7%
CENTRAL COAST | CENTRAL COAST | VIEJO 2204 | 182852204 | VIEJO | 4.2269 | 24.5868 | 17.19%
MISSION | CENTRAL COAST | VINEYARD 2107 | 014502107 | VINEYARD | 3.1051 | 14.0346 | 22.12%
MISSION | CENTRAL COAST | VINEYARD 2110 | 014502110 | VINEYARD | 5.8366 | 11.2593 | 51.84%
NORTH VALLEY | NORTHERN | VOLTA 1101 | 102541101 | VOLTA | 144.505 | 153.9655 | 93.86%
NORTH VALLEY | NORTHERN | VOLTA 1102 | 102541102 | VOLTA | 41.6992 | 129.8959 | 32.1%
EAST BAY | BAY AREA | WALDO 0401 | 013350401 | WALDO | 1.5476 | 5.6378 | 27.45%
EAST BAY | BAY AREA | WALDO 0402 | 013350402 | WALDO | 2.9467 | 5.126 | 57.49%
SIERRA | NORTHERN | WEIMAR 1101 | 152491101 | WEIMAR | 74.3093 | 74.3093 | 100.0%
SIERRA | NORTHERN | WEIMAR 1102 | 152491102 | WEIMAR | 23.01 | 23.01 | 100.0%
STOCKTON | CENTRAL VALLEY | WEST POINT 1101 | 163201101 | WEST POINT | 0.062693 | 63.0734 | 0.1%
STOCKTON | CENTRAL VALLEY | WEST POINT 1102 | 163201102 | WEST POINT | 67.4358 | 230.7234 | 29.23%
YOSEMITE | CENTRAL VALLEY | WESTLEY 1103 | 162671103 | WESTLEY | 0.52291 | 102.7709 | 0.51%
SIERRA | NORTHERN | WHEATLAND 1105 | 152811105 | WHEATLAND | 9.9499 | 75.4858 | 13.18%
NORTH VALLEY | NORTHERN | WHITMORE 1101 | 103601101 | WHITMORE | 59.9995 | 92.4594 | 64.89%
NORTH VALLEY | NORTHERN | WILDWOOD 1101 | 103611101 | WILDWOOD | 32.5991 | 32.5991 | 100.0%
HUMBOLDT | NORTHERN | WILLITS 1102 | 042661102 | WILLITS | 4.7526 | 11.2231 | 42.35%
HUMBOLDT | NORTHERN | WILLITS 1103 | 042661103 | WILLITS | 94.0881 | 158.0006 | 59.55%
HUMBOLDT | NORTHERN | WILLITS 1104 | 042661104 | WILLITS | 35.8729 | 95.2635 | 37.66%
HUMBOLDT | NORTHERN | WILLOW CREEK 1101 | 192171101 | WILLOW CREEK | 20.3121 | 57.7192 | 35.19%
HUMBOLDT | NORTHERN | WILLOW CREEK 1102 | 192171102 | WILLOW CREEK | 3.6181 | 9.6136 | 37.63%
HUMBOLDT | NORTHERN | WILLOW CREEK 1103 | 192171103 | WILLOW CREEK | 84.5193 | 86.2701 | 97.97%
DIABLO | BAY AREA | WILLOW PASS 1101 | 013911101 | WILLOW PASS | 1.2071 | 7.0171 | 17.2%
DIABLO | BAY AREA | WILLOW PASS 2107 | 013912107 | WILLOW PASS | 0.65573 | 6.806 | 9.63%
DIABLO | BAY AREA | WILLOW PASS 2108 | 013912108 | WILLOW PASS | 0.19753 | 18.2181 | 1.08%
SIERRA | NORTHERN | WISE 1101 | 152271101 | WISE | 5.6601 | 13.4403 | 42.11%
SIERRA | NORTHERN | WISE 1102 | 152271102 | WISE | 113.1436 | 118.6631 | 95.35%
FRESNO | CENTRAL VALLEY | WISHON 1101 | 251511101 | WISHON | 2.123 | 7.7796 | 27.29%
YOSEMITE | CENTRAL VALLEY | WISHON 1101 | 251511101 | WISHON | 2.0475 | 7.7796 | 26.32%
EAST BAY | BAY AREA | WOOD 0401 | 013380401 | WOOD | 0.15206 | 3.3289 | 4.57%
NORTH BAY | BAY AREA | WOODACRE 1101 | 043021101 | WOODACRE | 8.0258 | 42.4622 | 18.9%
NORTH BAY | BAY AREA | WOODACRE 1102 | 043021102 | WOODACRE | 13.3342 | 33.0049 | 40.4%
PENINSULA | CENTRAL COAST | WOODSIDE 1101 | 024251101 | WOODSIDE | 0.51857 | 63.0087 | 0.82%
PENINSULA | CENTRAL COAST | WOODSIDE 1102 | 024251102 | WOODSIDE | 0.059685 | 17.0782 | 0.35%
PENINSULA | CENTRAL COAST | WOODSIDE 1104 | 024251104 | WOODSIDE | 10.097 | 36.4519 | 27.7%
FRESNO | CENTRAL VALLEY | WOODWARD 2108 | 255292108 | WOODWARD | 11.1833 | 111.2503 | 10.05%
YOSEMITE | CENTRAL VALLEY | WOODWARD 2108 | 255292108 | WOODWARD | 17.0183 | 111.2503 | 15.3%
NORTH VALLEY | NORTHERN | WYANDOTTE 1102 | 102911102 | WYANDOTTE | 4.1716 | 23.3722 | 17.85%
NORTH VALLEY | NORTHERN | WYANDOTTE 1103 | 102911103 | WYANDOTTE | 15.8043 | 97.7119 | 16.17%
NORTH VALLEY | NORTHERN | WYANDOTTE 1105 | 102911105 | WYANDOTTE | 16.1398 | 23.967 | 67.34%
NORTH VALLEY | NORTHERN | WYANDOTTE 1106 | 102911106 | WYANDOTTE | 0.95868 | 93.4537 | 1.03%
NORTH VALLEY | NORTHERN | WYANDOTTE 1107 | 102911107 | WYANDOTTE | 99.3193 | 142.7459 | 69.58%
NORTH VALLEY | NORTHERN | WYANDOTTE 1109 | 102911109 | WYANDOTTE | 53.6602 | 121.0105 | 44.34%
NORTH VALLEY | NORTHERN | WYANDOTTE 1110 | 102911110 | WYANDOTTE | 12.5339 | 39.9637 | 31.36%
LOS PADRES | CENTRAL COAST | ZACA 1101 | 182681101 | ZACA | 16.8991 | 26.1433 | 64.64%
LOS PADRES | CENTRAL COAST | ZACA 1102 | 182681102 | ZACA | 39.2434 | 78.5334 | 49.97%

## Tier 3 circuits
DIVISION | REGION | CIRCUIT NAME | CIRCUITID | SUB NAME | Tier 3 CIRCUIT MILES | TOTAL CIRCUIT MILE | % OF TOTAL MILES
DIABLO | BAY AREA | ALHAMBRA 1105 | 014101105 | ALHAMBRA | 0.88854 | 44.9545 | 1.98%
SIERRA | NORTHERN | ALLEGHANY 1101 | 152101101 | ALLEGHANY | 51.0714 | 95.3358 | 53.57%
SIERRA | NORTHERN | ALLEGHANY 1102 | 152101102 | ALLEGHANY | 0.022454 | 0.022454 | 100.0%
NORTH BAY | BAY AREA | ALTO 1122 | 042031122 | ALTO | 6.2827 | 17.6887 | 35.52%
NORTH BAY | BAY AREA | ALTO 1124 | 042031124 | ALTO | 28.5019 | 35.3958 | 80.52%
NORTH BAY | BAY AREA | ALTO 1125 | 042031125 | ALTO | 26.3622 | 44.6602 | 59.03% | Row Labels | Total Circuits | Total Circuit Miles
NORTH VALLEY | NORTHERN | ANTLER 1101 | 103271101 | ANTLER | 8.4438 | 62.8558 | 13.43% | CENTRAL COAST | 29 | 673.9529
SIERRA | NORTHERN | APPLE HILL 1103 | 153661103 | APPLE HILL | 14.7141 | 71.718 | 20.52% | DE ANZA | 10 | 222.1267
SIERRA | NORTHERN | APPLE HILL 1104 | 153661104 | APPLE HILL | 55.8303 | 96.1815 | 58.05% | DIABLO | 31 | 95.773
SIERRA | NORTHERN | APPLE HILL 2102 | 153662102 | APPLE HILL | 106.8075 | 348.1481 | 30.68% | EAST BAY | 17 | 57.7303
LOS PADRES | CENTRAL COAST | ATASCADERO 1101 | 182541101 | ATASCADERO | 14.4672 | 63.3166 | 22.85% | FRESNO | 1 | 33.2737
LOS PADRES | CENTRAL COAST | ATASCADERO 1103 | 182541103 | ATASCADERO | 37.6202 | 132.6119 | 28.37% | HUMBOLDT | 24 | 401.3946
FRESNO | CENTRAL VALLEY | AUBERRY 1101 | 254151101 | AUBERRY | 33.2737 | 245.6196 | 13.55% | LOS PADRES | 36 | 620.665
NORTH VALLEY | NORTHERN | BANGOR 1101 | 103191101 | BANGOR | 1.7133 | 228.9262 | 0.75% | MISSION | 13 | 95.2409
LOS PADRES | CENTRAL COAST | BAYWOOD 1101 | 182801101 | BAYWOOD | 3.3908 | 29.1222 | 11.64% | NORTH BAY | 26 | 545.75
YOSEMITE | CENTRAL VALLEY | BEAR VALLEY 2105 | 252192105 | BEAR VALLEY | 9.4692 | 132.9575 | 7.12% | NORTH VALLEY | 37 | 1027.0401
SONOMA | NORTHERN | BELLEVUE 2103 | 043182103 | BELLEVUE | 6.92 | 70.6082 | 9.8% | PENINSULA | 12 | 74.4019
CENTRAL COAST | CENTRAL COAST | BEN LOMOND 0401 | 083040401 | BEN LOMOND | 21.0828 | 21.0828 | 100.0% | SAN JOSE | 7 | 41.0475
CENTRAL COAST | CENTRAL COAST | BEN LOMOND 1101 | 083041101 | BEN LOMOND | 15.3011 | 15.3011 | 100.0% | SIERRA | 48 | 1725.027
EAST BAY | BAY AREA | BERKELEY F 1103 | 012061103 | BERKELEY F | 1.981 | 6.2499 | 31.7% | SONOMA | 39 | 667.5907
CENTRAL COAST | CENTRAL COAST | BIG BASIN 1101 | 082841101 | BIG BASIN | 56.0942 | 56.0942 | 100.0% | STOCKTON | 11 | 496.9179
CENTRAL COAST | CENTRAL COAST | BIG BASIN 1102 | 082841102 | BIG BASIN | 67.8557 | 73.2602 | 92.62% | YOSEMITE | 26 | 643.8864
DE ANZA | CENTRAL COAST | BIG BASIN 1102 | 082841102 | BIG BASIN | 0.46729 | 73.2602 | 0.64% | Grand Total | 367 | 7421.8187
NORTH VALLEY | NORTHERN | BIG BEND 1101 | 103751101 | BIG BEND | 43.1891 | 57.7738 | 74.76%
NORTH VALLEY | NORTHERN | BIG BEND 1102 | 103751102 | BIG BEND | 38.0479 | 38.1503 | 99.73%
CENTRAL COAST | CENTRAL COAST | BIG TREES 0402 | 083050402 | BIG TREES | 16.2868 | 16.7337 | 97.33%
NORTH BAY | BAY AREA | BOLINAS 1101 | 042261101 | BOLINAS | 27.1085 | 51.5608 | 52.58%
SIERRA | NORTHERN | BONNIE NOOK 1101 | 152301101 | BONNIE NOOK | 24.4304 | 24.4304 | 100.0%
SIERRA | NORTHERN | BONNIE NOOK 1102 | 152301102 | BONNIE NOOK | 34.5603 | 34.5603 | 100.0%
HUMBOLDT | NORTHERN | BRIDGEVILLE 1101 | 192461101 | BRIDGEVILLE | 4.8916 | 25.992 | 18.82%
HUMBOLDT | NORTHERN | BRIDGEVILLE 1102 | 192461102 | BRIDGEVILLE | 20.8553 | 47.3759 | 44.02%
SIERRA | NORTHERN | BRUNSWICK 1102 | 152481102 | BRUNSWICK | 46.4808 | 53.8169 | 86.37%
SIERRA | NORTHERN | BRUNSWICK 1103 | 152481103 | BRUNSWICK | 38.7562 | 62.5801 | 61.93%
SIERRA | NORTHERN | BRUNSWICK 1104 | 152481104 | BRUNSWICK | 26.0962 | 57.8495 | 45.11%
SIERRA | NORTHERN | BRUNSWICK 1105 | 152481105 | BRUNSWICK | 115.7505 | 121.6586 | 95.14%
SIERRA | NORTHERN | BRUNSWICK 1106 | 152481106 | BRUNSWICK | 120.4803 | 182.7882 | 65.91%
SIERRA | NORTHERN | BRUNSWICK 1107 | 152481107 | BRUNSWICK | 3.1713 | 19.3961 | 16.35%
DIABLO | BAY AREA | BRYANT 0402 | 013090402 | BRYANT | 0.41434 | 7.7357 | 5.36%
NORTH VALLEY | NORTHERN | BUCKS CREEK 1101 | 102211101 | BUCKS CREEK | 6.3345 | 20.139 | 31.45%
NORTH VALLEY | NORTHERN | BUCKS CREEK 1102 | 102211102 | BUCKS CREEK | 6.5612 | 29.501 | 22.24%
NORTH VALLEY | NORTHERN | BUCKS CREEK 1103 | 102211103 | BUCKS CREEK | 10.2138 | 13.049 | 78.27%
LOS PADRES | CENTRAL COAST | BUELLTON 1101 | 183041101 | BUELLTON | 4.8861 | 104.9902 | 4.65%
CENTRAL COAST | CENTRAL COAST | BURNS 2101 | 183582101 | BURNS | 1.6738 | 1.6738 | 100.0%
STOCKTON | CENTRAL VALLEY | CALAVERAS CEMENT 1101 | 162211101 | CALAVERAS CEMENT | 7.5953 | 204.3329 | 3.72%
HUMBOLDT | NORTHERN | CALISTOGA 1101 | 042711101 | CALISTOGA | 0.50507 | 113.2894 | 0.45%
NORTH BAY | BAY AREA | CALISTOGA 1101 | 042711101 | CALISTOGA | 72.2112 | 113.2894 | 63.74%
SONOMA | NORTHERN | CALISTOGA 1101 | 042711101 | CALISTOGA | 8.8 | 113.2894 | 7.77%
NORTH BAY | BAY AREA | CALISTOGA 1102 | 042711102 | CALISTOGA | 23.4163 | 46.5775 | 50.27%
HUMBOLDT | NORTHERN | CALPELLA 1101 | 043411101 | CALPELLA | 3.998 | 91.7212 | 4.36%
HUMBOLDT | NORTHERN | CALPINE 1144 | 048011144 | CALPINE | 11.5203 | 30.3871 | 37.91%
SONOMA | NORTHERN | CALPINE 1144 | 048011144 | CALPINE | 16.6383 | 30.3871 | 54.75%
HUMBOLDT | NORTHERN | CALPINE 1146 | 048011146 | CALPINE | 3.4345 | 7.0043 | 49.04%
SONOMA | NORTHERN | CALPINE 1146 | 048011146 | CALPINE | 3.5697 | 7.0043 | 50.96%
CENTRAL COAST | CENTRAL COAST | CAMP EVERS 2103 | 83622103 | CAMP EVERS | 44.993 | 60.3092 | 74.6%
CENTRAL COAST | CENTRAL COAST | CAMP EVERS 2104 | 83622104 | CAMP EVERS | 27.1417 | 36.8901 | 73.57%
CENTRAL COAST | CENTRAL COAST | CAMP EVERS 2105 | 083622105 | CAMP EVERS | 85.8551 | 91.2451 | 94.09%
DE ANZA | CENTRAL COAST | CAMP EVERS 2105 | 83622105 | CAMP EVERS | 0.49017 | 91.2451 | 0.54%
CENTRAL COAST | CENTRAL COAST | CAMP EVERS 2106 | 083622106 | CAMP EVERS | 96.1819 | 139.2596 | 69.07%
DE ANZA | CENTRAL COAST | CAMP EVERS 2106 | 083622106 | CAMP EVERS | 30.4435 | 139.2596 | 21.86%
EAST BAY | BAY AREA | CASTRO VALLEY 1106 | 014091106 | CASTRO VALLEY | 0.44124 | 40.9342 | 1.08%
MISSION | CENTRAL COAST | CASTRO VALLEY 1106 | 014091106 | CASTRO VALLEY | 12.086 | 40.9342 | 29.53%
MISSION | CENTRAL COAST | CASTRO VALLEY 1108 | 014091108 | CASTRO VALLEY | 16.0048 | 25.6103 | 62.49%
MISSION | CENTRAL COAST | CASTRO VALLEY 1109 | 014091109 | CASTRO VALLEY | 2.0669 | 8.242 | 25.08%
MISSION | CENTRAL COAST | CAYETANO 2109 | 014422109 | CAYETANO | 12.4964 | 50.1158 | 24.94%
LOS PADRES | CENTRAL COAST | CAYUCOS 1102 | 182551102 | CAYUCOS | 11.0039 | 57.8695 | 19.02%
NORTH VALLEY | NORTHERN | CEDAR CREEK 1101 | 103321101 | CEDAR CREEK | 20.84 | 111.088 | 18.76%
NORTH VALLEY | NORTHERN | CENTERVILLE 1101 | 102021101 | CENTERVILLE | 33.6994 | 36.3652 | 92.67%
NORTH VALLEY | NORTHERN | CHALLENGE 1101 | 103201101 | CHALLENGE | 48.3074 | 48.5446 | 99.51%
NORTH VALLEY | NORTHERN | CHALLENGE 1102 | 103201102 | CHALLENGE | 58.7922 | 63.8706 | 92.05%
SIERRA | NORTHERN | CHALLENGE 1102 | 103201102 | CHALLENGE | 2.5998 | 63.8706 | 4.07%
NORTH VALLEY | NORTHERN | CLARK ROAD 1102 | 103091102 | CLARK ROAD | 33.5987 | 136.9679 | 24.53%
SIERRA | NORTHERN | CLARKSVILLE 2103 | 153612103 | CLARKSVILLE | 19.9559 | 49.8718 | 40.01%
SIERRA | NORTHERN | CLARKSVILLE 2104 | 153612104 | CLARKSVILLE | 42.578 | 77.2076 | 55.15%
SIERRA | NORTHERN | CLARKSVILLE 2105 | 153612105 | CLARKSVILLE | 6.8896 | 13.9608 | 49.35%
SIERRA | NORTHERN | CLARKSVILLE 2109 | 153612109 | CLARKSVILLE | 1.871 | 12.2427 | 15.28%
DIABLO | BAY AREA | CLAYTON 2212 | 012022212 | CLAYTON | 29.3609 | 59.2005 | 49.6%
DIABLO | BAY AREA | CLAYTON 2215 | 012022215 | CLAYTON | 2.9358 | 30.6946 | 9.56%
HUMBOLDT | NORTHERN | CLEAR LAKE 1101 | 042141101 | CLEAR LAKE | 6.1679 | 114.524 | 5.39%
SONOMA | NORTHERN | CLOVERDALE 1102 | 042821102 | CLOVERDALE | 47.4482 | 109.0962 | 43.49%
LOS PADRES | CENTRAL COAST | CMC 1101 | 183111101 | CMC | 2.0557 | 2.0557 | 100.0%
LOS PADRES | CENTRAL COAST | CMC 1102 | 183111102 | CMC | 0.4086 | 0.4086 | 100.0%
YOSEMITE | CENTRAL VALLEY | COARSEGOLD 2102 | 254432102 | COARSEGOLD | 55.1872 | 70.0095 | 78.83%
YOSEMITE | CENTRAL VALLEY | COARSEGOLD 2104 | 254432104 | COARSEGOLD | 2.8479 | 265.7269 | 1.07%
SIERRA | NORTHERN | COLUMBIA HILL 1101 | 152471101 | COLUMBIA HILL | 72.8186 | 90.6129 | 80.36%
YOSEMITE | CENTRAL VALLEY | CURTIS 1702 | 163351702 | CURTIS | 23.7213 | 118.769 | 19.97%
YOSEMITE | CENTRAL VALLEY | CURTIS 1703 | 163351703 | CURTIS | 17.7755 | 200.6862 | 8.86%
YOSEMITE | CENTRAL VALLEY | CURTIS 1704 | 163351704 | CURTIS | 24.226 | 76.2215 | 31.78%
YOSEMITE | CENTRAL VALLEY | CURTIS 1705 | 163351705 | CURTIS | 14.6487 | 89.1082 | 16.44%
NORTH VALLEY | NORTHERN | DESCHUTES 1101 | 103351101 | DESCHUTES | 6.5907 | 130.8666 | 5.04%
SIERRA | NORTHERN | DIAMOND SPRINGS 1103 | 152261103 | DIAMOND SPRINGS | 10.2179 | 51.2976 | 19.92%
SIERRA | NORTHERN | DIAMOND SPRINGS 1104 | 152261104 | DIAMOND SPRINGS | 8.4267 | 18.8315 | 44.75%
SIERRA | NORTHERN | DIAMOND SPRINGS 1105 | 152261105 | DIAMOND SPRINGS | 76.2667 | 133.6152 | 57.08%
SIERRA | NORTHERN | DIAMOND SPRINGS 1107 | 152261107 | DIAMOND SPRINGS | 34.3055 | 58.9609 | 58.18%
SIERRA | NORTHERN | DOBBINS 1101 | 153741101 | DOBBINS | 26.8846 | 81.8961 | 32.83%
SIERRA | NORTHERN | DOWNIEVILLE DIESEL 1101 | 158001101 | DOWNIEVILLE DIESEL | 0.032695 | 0.032695 | 100.0%
SIERRA | NORTHERN | DRUM 1101 | 152321101 | DRUM | 18.8277 | 18.8287 | 99.99%
SONOMA | NORTHERN | DUNBAR 1101 | 043071101 | DUNBAR | 23.1487 | 64.9119 | 35.66%
SONOMA | NORTHERN | DUNBAR 1102 | 043071102 | DUNBAR | 7.2496 | 62.397 | 11.62%
SONOMA | NORTHERN | DUNBAR 1103 | 043071103 | DUNBAR | 26.8567 | 54.187 | 49.56%
NORTH VALLEY | NORTHERN | EAST QUINCY 1101 | 102551101 | EAST QUINCY | 1.6758 | 17.352 | 9.66%
EAST BAY | BAY AREA | EDES 1112 | 013681112 | EDES | 0.64613 | 17.1883 | 3.76%
EAST BAY | BAY AREA | EL CERRITO G 1105 | 012501105 | EL CERRITO G | 5.0785 | 24.2459 | 20.95%
EAST BAY | BAY AREA | EL CERRITO G 1112 | 012501112 | EL CERRITO G | 1.6381 | 24.4478 | 6.7%
SIERRA | NORTHERN | EL DORADO PH 2101 | 152762101 | EL DORADO PH | 130.3645 | 166.6243 | 78.24%
SIERRA | NORTHERN | EL DORADO PH 2102 | 152762102 | EL DORADO PH | 34.0862 | 34.0862 | 100.0%
STOCKTON | CENTRAL VALLEY | ELECTRA 1102 | 162161102 | ELECTRA | 23.9148 | 87.0696 | 27.47%
PENINSULA | CENTRAL COAST | EMERALD LAKE 0401 | 024080401 | EMERALD LAKE | 4.3832 | 21.1631 | 20.71%
CENTRAL COAST | CENTRAL COAST | FELTON 0401 | 083140401 | FELTON | 1.6882 | 2.5672 | 65.76%
SONOMA | NORTHERN | FITCH MOUNTAIN 1113 | 042751113 | FITCH MOUNTAIN | 29.9229 | 149.9274 | 19.96%
LOS PADRES | CENTRAL COAST | FOOTHILL 1101 | 182951101 | FOOTHILL | 24.5596 | 46.9252 | 52.34%
LOS PADRES | CENTRAL COAST | FOOTHILL 1102 | 182951102 | FOOTHILL | 10.2251 | 21.1057 | 48.45%
SIERRA | NORTHERN | FORESTHILL 1101 | 152181101 | FORESTHILL | 64.8563 | 65.1894 | 99.49%
SIERRA | NORTHERN | FORESTHILL 1102 | 152181102 | FORESTHILL | 21.8473 | 29.7799 | 73.36%
SONOMA | NORTHERN | FORT ROSS 1121 | 042851121 | FORT ROSS | 21.8135 | 94.3846 | 23.11%
NORTH VALLEY | NORTHERN | FRENCH GULCH 1102 | 103381102 | FRENCH GULCH | 2.5872 | 22.4175 | 11.54%
STOCKTON | CENTRAL VALLEY | FROGTOWN 1701 | 163451701 | FROGTOWN | 6.9265 | 71.9808 | 9.62%
SONOMA | NORTHERN | FULTON 1102 | 042561102 | FULTON | 1.8881 | 62.8298 | 3.01%
SONOMA | NORTHERN | FULTON 1107 | 042561107 | FULTON | 36.9119 | 49.5494 | 74.5%
NORTH VALLEY | NORTHERN | GANSNER 1101 | 103021101 | GANSNER | 2.9479 | 48.3049 | 6.1%
SONOMA | NORTHERN | GEYSERVILLE 1102 | 042891102 | GEYSERVILLE | 20.1685 | 118.5971 | 17.01%
NORTH VALLEY | NORTHERN | GIRVAN 1101 | 103401101 | GIRVAN | 42.1943 | 110.3707 | 38.23%
NORTH VALLEY | NORTHERN | GIRVAN 1102 | 103401102 | GIRVAN | 33.8091 | 76.6787 | 44.09%
LOS PADRES | CENTRAL COAST | GOLDTREE 1105 | 182581105 | GOLDTREE | 6.9826 | 14.3402 | 48.69%
LOS PADRES | CENTRAL COAST | GOLDTREE 1107 | 182581107 | GOLDTREE | 0.90364 | 3.5635 | 25.36%
LOS PADRES | CENTRAL COAST | GOLDTREE 1108 | 182581108 | GOLDTREE | 2.0077 | 14.6656 | 13.69%
SIERRA | NORTHERN | GRASS VALLEY 1101 | 152031101 | GRASS VALLEY | 2.3815 | 18.7812 | 12.68%
CENTRAL COAST | CENTRAL COAST | GREEN VALLEY 2101 | 083192101 | GREEN VALLEY | 31.5977 | 156.7236 | 20.16%
SAN JOSE | CENTRAL COAST | GREEN VALLEY 2101 | 083192101 | GREEN VALLEY | 2.1224 | 156.7236 | 1.35%
NORTH BAY | BAY AREA | GREENBRAE 1102 | 043091102 | GREENBRAE | 5.708 | 13.0374 | 43.78%
NORTH BAY | BAY AREA | GREENBRAE 1103 | 043091103 | GREENBRAE | 2.9853 | 14.6527 | 20.37%
PENINSULA | CENTRAL COAST | HALF MOON BAY 1101 | 024101101 | HALF MOON BAY | 12.8293 | 48.9632 | 26.2%
PENINSULA | CENTRAL COAST | HALF MOON BAY 1102 | 024101102 | HALF MOON BAY | 2.9537 | 43.1572 | 6.84%
PENINSULA | CENTRAL COAST | HALF MOON BAY 1103 | 024101103 | HALF MOON BAY | 1.3629 | 175.325 | 0.78%
CENTRAL COAST | CENTRAL COAST | HATTON 1101 | 182291101 | HATTON | 2.6915 | 23.05 | 11.68%
SAN JOSE | CENTRAL COAST | HICKS 2101 | 083432101 | HICKS | 2.3748 | 42.4395 | 5.6%
DE ANZA | CENTRAL COAST | HICKS 2103 | 083432103 | HICKS | 4.0804 | 27.2526 | 14.97%
SAN JOSE | CENTRAL COAST | HICKS 2103 | 083432103 | HICKS | 1.6153 | 27.2526 | 5.93%
HUMBOLDT | NORTHERN | HIGHLANDS 1102 | 043361102 | HIGHLANDS | 6.4762 | 60.1181 | 10.77%
HUMBOLDT | NORTHERN | HOOPA 1101 | 192401101 | HOOPA | 4.9241 | 139.2725 | 3.54%
NORTH BAY | BAY AREA | IGNACIO 1101 | 042481101 | IGNACIO | 0.5018 | 13.9983 | 3.58%
MISSION | CENTRAL COAST | JARVIS 1111 | 013501111 | JARVIS | 0.9309 | 19.2585 | 4.83%
NORTH VALLEY | NORTHERN | JESSUP 1101 | 103441101 | JESSUP | 0.19348 | 80.0378 | 0.24%
NORTH VALLEY | NORTHERN | KANAKA 1101 | 103221101 | KANAKA | 61.7499 | 93.1939 | 66.26%
NORTH VALLEY | NORTHERN | KESWICK 1101 | 103451101 | KESWICK | 49.2164 | 52.8062 | 93.2%
HUMBOLDT | NORTHERN | KONOCTI 1102 | 043311102 | KONOCTI | 65.1242 | 146.8328 | 44.35%
SONOMA | NORTHERN | LAKEVILLE 1102 | 043371102 | LAKEVILLE | 0.3221 | 50.3299 | 0.64%
DIABLO | BAY AREA | LAKEWOOD 2109 | 013532109 | LAKEWOOD | 0.41055 | 7.1946 | 5.71%
DIABLO | BAY AREA | LAKEWOOD 2224 | 013532224 | LAKEWOOD | 0.82678 | 24.2855 | 3.4%
DIABLO | BAY AREA | LAKEWOOD 2227 | 013532227 | LAKEWOOD | 0.037684 | 7.886 | 0.48%
NORTH BAY | BAY AREA | LAS GALLINAS A 1105 | 042991105 | LAS GALLINAS A | 8.6055 | 21.5564 | 39.92%
NORTH BAY | BAY AREA | LAS GALLINAS A 1106 | 042991106 | LAS GALLINAS A | 0.022143 | 15.7492 | 0.14%
CENTRAL COAST | CENTRAL COAST | LAURELES 1111 | 182371111 | LAURELES | 5.6762 | 106.9662 | 5.31%
HUMBOLDT | NORTHERN | LAYTONVILLE 1102 | 042681102 | LAYTONVILLE | 3.2328 | 125.7619 | 2.57%
SAN JOSE | CENTRAL COAST | LLAGAS 2105 | 083182105 | LLAGAS | 0.14381 | 18.9034 | 0.76%
SAN JOSE | CENTRAL COAST | LLAGAS 2107 | 083182107 | LLAGAS | 3.654 | 22.6024 | 16.17%
CENTRAL COAST | CENTRAL COAST | LOS GATOS 1106 | 082021106 | LOS GATOS | 0.038755 | 71.7271 | 0.05%
DE ANZA | CENTRAL COAST | LOS GATOS 1106 | 082021106 | LOS GATOS | 68.4525 | 71.7271 | 95.43%
CENTRAL COAST | CENTRAL COAST | LOS GATOS 1107 | 082021107 | LOS GATOS | 2.2285 | 96.5054 | 2.31%
DE ANZA | CENTRAL COAST | LOS GATOS 1107 | 082021107 | LOS GATOS | 80.2396 | 96.5054 | 83.15%
DE ANZA | CENTRAL COAST | LOS GATOS 1108 | 082021108 | LOS GATOS | 1.1263 | 6.1003 | 18.46%
YOSEMITE | CENTRAL VALLEY | MARIPOSA 2101 | 254452101 | MARIPOSA | 79.1131 | 264.8514 | 29.87%
YOSEMITE | CENTRAL VALLEY | MARIPOSA 2102 | 254452102 | MARIPOSA | 57.5695 | 260.1676 | 22.13%
DIABLO | BAY AREA | MEADOW LANE 2106 | 014302106 | MEADOW LANE | 0.75437 | 23.4668 | 3.21%
HUMBOLDT | NORTHERN | MENDOCINO 1101 | 042951101 | MENDOCINO | 14.0205 | 84.3164 | 16.63%
PENINSULA | CENTRAL COAST | MENLO 1102 | 024131102 | MENLO | 0.017165 | 64.4031 | 0.03%
LOS PADRES | CENTRAL COAST | MESA 1101 | 182821101 | MESA | 11.0154 | 81.7683 | 13.47%
HUMBOLDT | NORTHERN | MIDDLETOWN 1101 | 043141101 | MIDDLETOWN | 82.0202 | 111.9497 | 73.27%
NORTH BAY | BAY AREA | MIDDLETOWN 1101 | 043141101 | MIDDLETOWN | 4.0746 | 111.9497 | 3.64%
HUMBOLDT | NORTHERN | MIDDLETOWN 1102 | 043141102 | MIDDLETOWN | 0.068798 | 56.5906 | 0.12%
HUMBOLDT | NORTHERN | MIDDLETOWN 1103 | 043141103 | MIDDLETOWN | 9.8992 | 39.1231 | 25.3%
SONOMA | NORTHERN | MIRABEL 1101 | 042091101 | MIRABEL | 20.2447 | 51.9809 | 38.95%
SONOMA | NORTHERN | MIRABEL 1102 | 042091102 | MIRABEL | 31.2263 | 58.0212 | 53.82%
YOSEMITE | CENTRAL VALLEY | MIWUK 1701 | 163661701 | MIWUK | 75.1127 | 77.1832 | 97.32%
YOSEMITE | CENTRAL VALLEY | MIWUK 1702 | 163661702 | MIWUK | 72.5527 | 75.2117 | 96.46%
SONOMA | NORTHERN | MOLINO 1101 | 042571101 | MOLINO | 7.4877 | 90.3882 | 8.28%
SONOMA | NORTHERN | MOLINO 1102 | 042571102 | MOLINO | 91.3626 | 178.454 | 51.2%
SONOMA | NORTHERN | MONROE 2103 | 043302103 | MONROE | 0.44576 | 11.4515 | 3.89%
SONOMA | NORTHERN | MONROE 2107 | 043302107 | MONROE | 0.6472 | 10.3778 | 6.24%
SONOMA | NORTHERN | MONTE RIO 1111 | 042811111 | MONTE RIO | 44.9214 | 64.6873 | 69.44%
SONOMA | NORTHERN | MONTE RIO 1112 | 042811112 | MONTE RIO | 20.3541 | 20.3541 | 100.0%
SONOMA | NORTHERN | MONTE RIO 1113 | 042811113 | MONTE RIO | 61.3049 | 61.3049 | 100.0%
DIABLO | BAY AREA | MORAGA 1101 | 013801101 | MORAGA | 14.6005 | 20.4282 | 71.47%
EAST BAY | BAY AREA | MORAGA 1101 | 013801101 | MORAGA | 1.6501 | 20.4282 | 8.08%
DIABLO | BAY AREA | MORAGA 1102 | 013801102 | MORAGA | 2.9889 | 9.3075 | 32.11%
DIABLO | BAY AREA | MORAGA 1103 | 013801103 | MORAGA | 0.12217 | 18.0807 | 0.68%
DIABLO | BAY AREA | MORAGA 1104 | 013801104 | MORAGA | 0.3683 | 21.7954 | 1.69%
DIABLO | BAY AREA | MORAGA 1105 | 013801105 | MORAGA | 6.9751 | 19.8539 | 35.13%
SAN JOSE | CENTRAL COAST | MORGAN HILL 2105 | 083242105 | MORGAN HILL | 14.5028 | 71.8993 | 20.17%
SAN JOSE | CENTRAL COAST | MORGAN HILL 2111 | 083242111 | MORGAN HILL | 16.6345 | 73.536 | 22.62%
LOS PADRES | CENTRAL COAST | MORRO BAY 1101 | 183011101 | MORRO BAY | 5.6855 | 46.0694 | 12.34%
LOS PADRES | CENTRAL COAST | MORRO BAY 1102 | 183011102 | MORRO BAY | 17.7747 | 51.6291 | 34.43%
SIERRA | NORTHERN | MOUNTAIN QUARRIES 2101 | 152282101 | MOUNTAIN QUARRIES | 23.0952 | 225.5699 | 10.24%
NORTH VALLEY | NORTHERN | NOTRE DAME 1104 | 102041104 | NOTRE DAME | 18.0311 | 39.4816 | 45.67%
YOSEMITE | CENTRAL VALLEY | OAKHURST 1101 | 254421101 | OAKHURST | 3.479 | 92.9936 | 3.74%
YOSEMITE | CENTRAL VALLEY | OAKHURST 1102 | 254421102 | OAKHURST | 1.2398 | 16.6777 | 7.43%
YOSEMITE | CENTRAL VALLEY | OAKHURST 1103 | 254421103 | OAKHURST | 85.2293 | 131.304 | 64.91%
EAST BAY | BAY AREA | OAKLAND D 1112 | 012041112 | OAKLAND D | 2.0156 | 11.9967 | 16.8%
EAST BAY | BAY AREA | OAKLAND K 1101 | 012101101 | OAKLAND K | 1.1314 | 7.2887 | 15.52%
DIABLO | BAY AREA | OAKLAND K 1102 | 012101102 | OAKLAND K | 3.2736 | 15.6247 | 20.95%
EAST BAY | BAY AREA | OAKLAND K 1102 | 012101102 | OAKLAND K | 12.351 | 15.6247 | 79.05%
EAST BAY | BAY AREA | OAKLAND K 1103 | 012101103 | OAKLAND K | 1.1239 | 10.7209 | 10.48%
DIABLO | BAY AREA | OAKLAND K 1104 | 012101104 | OAKLAND K | 0.33218 | 15.0998 | 2.2%
EAST BAY | BAY AREA | OAKLAND K 1104 | 012101104 | OAKLAND K | 9.393 | 15.0998 | 62.21%
DIABLO | BAY AREA | OAKLAND X 1104 | 012541104 | OAKLAND X | 0.034183 | 14.0806 | 0.24%
EAST BAY | BAY AREA | OAKLAND X 1104 | 012541104 | OAKLAND X | 11.5607 | 14.0806 | 82.1%
DIABLO | BAY AREA | OAKLAND X 1106 | 012541106 | OAKLAND X | 0.34121 | 23.5039 | 1.45%
EAST BAY | BAY AREA | OAKLAND X 1106 | 012541106 | OAKLAND X | 3.8493 | 23.5039 | 16.38%
LOS PADRES | CENTRAL COAST | OCEANO 1103 | 182601103 | OCEANO | 1.1959 | 16.7699 | 7.13%
LOS PADRES | CENTRAL COAST | OCEANO 1104 | 182601104 | OCEANO | 81.9749 | 114.9661 | 71.3%
LOS PADRES | CENTRAL COAST | OCEANO 1105 | 182601105 | OCEANO | 0.72375 | 24.8424 | 2.91%
NORTH BAY | BAY AREA | OLEMA 1101 | 042291101 | OLEMA | 11.804 | 121.6052 | 9.71%
SIERRA | NORTHERN | OLETA 1101 | 163541101 | OLETA | 4.8243 | 116.3971 | 4.14%
STOCKTON | CENTRAL VALLEY | OLETA 1101 | 163541101 | OLETA | 0.0081294 | 116.3971 | 0.01%
SIERRA | NORTHERN | OLETA 1102 | 163541102 | OLETA | 0.0033334 | 99.89 | 0.0%
DIABLO | BAY AREA | ORINDA 0401 | 012350401 | ORINDA | 3.2742 | 12.0249 | 27.23%
NORTH VALLEY | NORTHERN | ORO FINO 1101 | 103031101 | ORO FINO | 46.4677 | 46.4677 | 100.0%
NORTH VALLEY | NORTHERN | ORO FINO 1102 | 103031102 | ORO FINO | 83.6399 | 109.5341 | 76.36%
CENTRAL COAST | CENTRAL COAST | OTTER 1101 | 182941101 | OTTER | 15.296 | 27.142 | 56.36%
CENTRAL COAST | CENTRAL COAST | OTTER 1102 | 182941102 | OTTER | 4.4973 | 54.9154 | 8.19%
PENINSULA | CENTRAL COAST | PACIFICA 1101 | 022811101 | PACIFICA | 0.041498 | 9.1541 | 0.45%
PENINSULA | CENTRAL COAST | PACIFICA 1102 | 022811102 | PACIFICA | 1.3508 | 19.997 | 6.76%
PENINSULA | CENTRAL COAST | PACIFICA 1103 | 022811103 | PACIFICA | 2.6391 | 18.8017 | 14.04%
NORTH VALLEY | NORTHERN | PARADISE 1101 | 102831101 | PARADISE | 23.5887 | 26.785 | 88.07%
NORTH VALLEY | NORTHERN | PARADISE 1102 | 102831102 | PARADISE | 13.9448 | 32.5602 | 42.83%
NORTH VALLEY | NORTHERN | PARADISE 1103 | 102831103 | PARADISE | 26.5449 | 45.2428 | 58.67%
NORTH VALLEY | NORTHERN | PARADISE 1104 | 102831104 | PARADISE | 39.3183 | 51.4698 | 76.39%
NORTH VALLEY | NORTHERN | PARADISE 1105 | 102831105 | PARADISE | 12.9934 | 19.761 | 65.75%
NORTH VALLEY | NORTHERN | PARADISE 1106 | 102831106 | PARADISE | 24.3706 | 24.6901 | 98.71%
CENTRAL COAST | CENTRAL COAST | PAUL SWEET 2102 | 083252102 | PAUL SWEET | 3.6683 | 18.2095 | 20.14%
CENTRAL COAST | CENTRAL COAST | PAUL SWEET 2104 | 083252104 | PAUL SWEET | 18.4649 | 41.5312 | 44.46%
CENTRAL COAST | CENTRAL COAST | PAUL SWEET 2105 | 083252105 | PAUL SWEET | 6.7437 | 29.4169 | 22.92%
CENTRAL COAST | CENTRAL COAST | PAUL SWEET 2106 | 083252106 | PAUL SWEET | 31.236 | 52.5369 | 59.46%
CENTRAL COAST | CENTRAL COAST | PAUL SWEET 2107 | 083252107 | PAUL SWEET | 4.3338 | 49.1234 | 8.82%
CENTRAL COAST | CENTRAL COAST | PAUL SWEET 2109 | 083252109 | PAUL SWEET | 0.86304 | 23.8456 | 3.62%
LOS PADRES | CENTRAL COAST | PERRY 1101 | 183071101 | PERRY | 7.2136 | 82.3226 | 8.76%
SIERRA | NORTHERN | PIKE CITY 1101 | 152201101 | PIKE CITY | 34.5173 | 34.5173 | 100.0%
SIERRA | NORTHERN | PIKE CITY 1102 | 152201102 | PIKE CITY | 9.4092 | 9.4092 | 100.0%
STOCKTON | CENTRAL VALLEY | PINE GROVE 1102 | 163751102 | PINE GROVE | 86.4393 | 178.0516 | 48.55%
YOSEMITE | CENTRAL VALLEY | PINECREST 0401 | 163160401 | PINECREST | 1.1489 | 3.1851 | 36.07%
SIERRA | NORTHERN | PLACERVILLE 1110 | 153081110 | PLACERVILLE | 0.82772 | 34.8911 | 2.37%
SIERRA | NORTHERN | PLACERVILLE 2106 | 153082106 | PLACERVILLE | 182.2008 | 276.6614 | 65.86%
CENTRAL COAST | CENTRAL COAST | POINT MORETTI 1101 | 082931101 | POINT MORETTI | 39.3921 | 66.177 | 59.53%
HUMBOLDT | NORTHERN | POTTER VALLEY P H 1105 | 042281105 | POTTER VALLEY P H | 4.9482 | 92.1752 | 5.37%
NORTH BAY | BAY AREA | PUEBLO 2102 | 043292102 | PUEBLO | 20.5367 | 99.6631 | 20.61%
SONOMA | NORTHERN | PUEBLO 2102 | 043292102 | PUEBLO | 0.84082 | 99.6631 | 0.84%
NORTH BAY | BAY AREA | PUEBLO 2103 | 043292103 | PUEBLO | 38.2894 | 78.7246 | 48.64%
SONOMA | NORTHERN | PUEBLO 2103 | 043292103 | PUEBLO | 0.12294 | 78.7246 | 0.16%
YOSEMITE | CENTRAL VALLEY | RACETRACK 1703 | 163761703 | RACETRACK | 1.503 | 61.8193 | 2.43%
MISSION | CENTRAL COAST | RADUM 1105 | 013151105 | RADUM | 1.1631 | 11.8208 | 9.84%
PENINSULA | CENTRAL COAST | RALSTON 1101 | 024141101 | RALSTON | 0.44216 | 14.3233 | 3.09%
HUMBOLDT | NORTHERN | REDBUD 1101 | 043191101 | REDBUD | 22.6904 | 69.3422 | 32.72%
HUMBOLDT | NORTHERN | REDBUD 1102 | 043191102 | REDBUD | 0.68554 | 58.195 | 1.18%
DIABLO | BAY AREA | RESEARCH 2102 | 014692102 | RESEARCH | 2.1178 | 20.6972 | 10.23%
SONOMA | NORTHERN | RINCON 1101 | 043321101 | RINCON | 17.0939 | 36.8525 | 46.38%
SONOMA | NORTHERN | RINCON 1102 | 043321102 | RINCON | 0.096947 | 18.1358 | 0.53%
SONOMA | NORTHERN | RINCON 1103 | 043321103 | RINCON | 41.047 | 48.0712 | 85.39%
SONOMA | NORTHERN | RINCON 1104 | 043321104 | RINCON | 1.9476 | 13.6952 | 14.22%
CENTRAL COAST | CENTRAL COAST | ROB ROY 2104 | 083692104 | ROB ROY | 39.1417 | 134.1266 | 29.18%
CENTRAL COAST | CENTRAL COAST | ROB ROY 2105 | 083692105 | ROB ROY | 27.2507 | 71.909 | 37.9%
DIABLO | BAY AREA | ROSSMOOR 1101 | 014161101 | ROSSMOOR | 2.0966 | 30.5261 | 6.87%
DIABLO | BAY AREA | ROSSMOOR 1102 | 014161102 | ROSSMOOR | 0.46084 | 1.4978 | 30.77%
DIABLO | BAY AREA | ROSSMOOR 1106 | 014161106 | ROSSMOOR | 1.3871 | 21.0619 | 6.59%
DIABLO | BAY AREA | ROSSMOOR 1107 | 014161107 | ROSSMOOR | 0.019122 | 10.7073 | 0.18%
DIABLO | BAY AREA | ROSSMOOR 1108 | 014161108 | ROSSMOOR | 7.9412 | 20.8692 | 38.05%
SONOMA | NORTHERN | SALMON CREEK 1101 | 043161101 | SALMON CREEK | 7.2527 | 47.4181 | 15.3%
STOCKTON | CENTRAL VALLEY | SALT SPRINGS 2102 | 163692102 | SALT SPRINGS | 42.3197 | 52.1153 | 81.2%
YOSEMITE | CENTRAL VALLEY | SAN JOAQUIN #2 1103 | 252521103 | SAN JOAQUIN #2 | 10.194 | 82.8245 | 12.31%
YOSEMITE | CENTRAL VALLEY | SAN JOAQUIN #3 1101 | 252531101 | SAN JOAQUIN #3 | 23.2135 | 24.8046 | 93.59%
YOSEMITE | CENTRAL VALLEY | SAN JOAQUIN #3 1102 | 252531102 | SAN JOAQUIN #3 | 5.4247 | 11.5162 | 47.1%
YOSEMITE | CENTRAL VALLEY | SAN JOAQUIN #3 1103 | 252531103 | SAN JOAQUIN #3 | 30.787 | 54.4331 | 56.56%
EAST BAY | BAY AREA | SAN LEANDRO U 1109 | 013111109 | SAN LEANDRO U | 0.80984 | 19.6543 | 4.12%
LOS PADRES | CENTRAL COAST | SAN LUIS OBISPO 1101 | 182631101 | SAN LUIS OBISPO | 21.9716 | 37.9376 | 57.92%
LOS PADRES | CENTRAL COAST | SAN LUIS OBISPO 1102 | 182631102 | SAN LUIS OBISPO | 0.20811 | 12.7837 | 1.63%
LOS PADRES | CENTRAL COAST | SAN LUIS OBISPO 1103 | 182631103 | SAN LUIS OBISPO | 20.1456 | 39.0696 | 51.56%
LOS PADRES | CENTRAL COAST | SAN LUIS OBISPO 1104 | 182631104 | SAN LUIS OBISPO | 50.5075 | 75.5083 | 66.89%
LOS PADRES | CENTRAL COAST | SAN LUIS OBISPO 1105 | 182631105 | SAN LUIS OBISPO | 1.4457 | 11.6649 | 12.39%
LOS PADRES | CENTRAL COAST | SAN LUIS OBISPO 1107 | 182631107 | SAN LUIS OBISPO | 46.1524 | 53.1116 | 86.9%
NORTH BAY | BAY AREA | SAN RAFAEL 1101 | 042011101 | SAN RAFAEL | 8.8225 | 23.5022 | 37.54%
NORTH BAY | BAY AREA | SAN RAFAEL 1104 | 042011104 | SAN RAFAEL | 1.9071 | 22.9032 | 8.33%
NORTH BAY | BAY AREA | SAN RAFAEL 1107 | 042011107 | SAN RAFAEL | 18.4978 | 26.7517 | 69.15%
NORTH BAY | BAY AREA | SAN RAFAEL 1108 | 042011108 | SAN RAFAEL | 37.9314 | 46.9749 | 80.75%
MISSION | CENTRAL COAST | SAN RAMON 2103 | 014232103 | SAN RAMON | 0.0028392 | 2.756 | 0.1%
MISSION | CENTRAL COAST | SAN RAMON 2106 | 014232106 | SAN RAMON | 0.51255 | 5.1584 | 9.94%
MISSION | CENTRAL COAST | SAN RAMON 2107 | 014232107 | SAN RAMON | 14.5359 | 27.6446 | 52.58%
MISSION | CENTRAL COAST | SAN RAMON 2108 | 014232108 | SAN RAMON | 16.5354 | 17.4317 | 94.86%
LOS PADRES | CENTRAL COAST | SANTA MARIA 1108 | 182671108 | SANTA MARIA | 43.9716 | 94.7826 | 46.39%
SONOMA | NORTHERN | SANTA ROSA A 1104 | 042151104 | SANTA ROSA A | 37.4036 | 55.9956 | 66.8%
SONOMA | NORTHERN | SANTA ROSA A 1107 | 042151107 | SANTA ROSA A | 2.8744 | 6.1463 | 46.77%
SONOMA | NORTHERN | SANTA ROSA A 1111 | 042151111 | SANTA ROSA A | 0.093069 | 26.0525 | 0.36%
LOS PADRES | CENTRAL COAST | SANTA YNEZ 1101 | 182721101 | SANTA YNEZ | 18.8706 | 73.4398 | 25.7%
LOS PADRES | CENTRAL COAST | SANTA YNEZ 1104 | 182721104 | SANTA YNEZ | 4.5285 | 85.8762 | 5.27%
DE ANZA | CENTRAL COAST | SARATOGA 1106 | 083371106 | SARATOGA | 1.1844 | 26.7129 | 4.43%
DE ANZA | CENTRAL COAST | SARATOGA 1107 | 083371107 | SARATOGA | 20.96 | 45.5954 | 45.97%
LOS PADRES | CENTRAL COAST | SCE REFUGIO 1101 | 188071101 | SCE REFUGIO | 0.2907 | 0.2907 | 100.0%
CENTRAL COAST | CENTRAL COAST | SEACLIFF 0401 | 083500401 | SEACLIFF | 6.6148 | 9.2333 | 71.64%
CENTRAL COAST | CENTRAL COAST | SEACLIFF 0402 | 083500402 | SEACLIFF | 0.063559 | 1.5515 | 4.1%
SIERRA | NORTHERN | SHADY GLEN 1101 | 152431101 | SHADY GLEN | 0.28851 | 46.7555 | 0.62%
SIERRA | NORTHERN | SHADY GLEN 1102 | 152431102 | SHADY GLEN | 13.9199 | 42.013 | 33.13%
SIERRA | NORTHERN | SHINGLE SPRINGS 1103 | 153651103 | SHINGLE SPRINGS | 4.4746 | 13.6298 | 32.83%
SIERRA | NORTHERN | SHINGLE SPRINGS 1104 | 153651104 | SHINGLE SPRINGS | 36.9613 | 59.743 | 61.87%
SIERRA | NORTHERN | SHINGLE SPRINGS 2105 | 153652105 | SHINGLE SPRINGS | 26.867 | 33.3587 | 80.54%
SIERRA | NORTHERN | SHINGLE SPRINGS 2108 | 153652108 | SHINGLE SPRINGS | 7.4416 | 29.4245 | 25.29%
SIERRA | NORTHERN | SHINGLE SPRINGS 2109 | 153652109 | SHINGLE SPRINGS | 109.8561 | 215.1722 | 51.05%
SIERRA | NORTHERN | SHINGLE SPRINGS 2110 | 153652110 | SHINGLE SPRINGS | 55.6175 | 65.3276 | 85.14%
NORTH BAY | BAY AREA | SILVERADO 2102 | 043432102 | SILVERADO | 33.3127 | 108.6443 | 30.66%
NORTH BAY | BAY AREA | SILVERADO 2103 | 043432103 | SILVERADO | 10.4501 | 33.5927 | 31.11%
SONOMA | NORTHERN | SILVERADO 2103 | 043432103 | SILVERADO | 1.2033 | 33.5927 | 3.58%
NORTH BAY | BAY AREA | SILVERADO 2104 | 043432104 | SILVERADO | 78.5591 | 145.7473 | 53.9%
NORTH BAY | BAY AREA | SILVERADO 2105 | 043432105 | SILVERADO | 32.0375 | 64.8779 | 49.38%
SONOMA | NORTHERN | SILVERADO 2105 | 043432105 | SILVERADO | 4.1883 | 64.8779 | 6.46%
LOS PADRES | CENTRAL COAST | SISQUOC 1102 | 182811102 | SISQUOC | 31.0513 | 118.6014 | 26.18%
LOS PADRES | CENTRAL COAST | SISQUOC 1103 | 182811103 | SISQUOC | 24.3377 | 49.9537 | 48.72%
YOSEMITE | CENTRAL VALLEY | SO. CAL. EDISON #3 1101 | 258861101 | SO. CAL. EDISON #3 | 4.4989 | 6.3503 | 70.85%
DIABLO | BAY AREA | SOBRANTE 1102 | 014671102 | SOBRANTE | 1.194 | 27.6774 | 4.31%
DIABLO | BAY AREA | SOBRANTE 1103 | 014671103 | SOBRANTE | 1.8525 | 5.1781 | 35.78%
SONOMA | NORTHERN | SONOMA 1102 | 042721102 | SONOMA | 5.9411 | 18.271 | 32.52%
SONOMA | NORTHERN | SONOMA 1103 | 042721103 | SONOMA | 13.248 | 25.9333 | 51.08%
SONOMA | NORTHERN | SONOMA 1105 | 042721105 | SONOMA | 3.743 | 62.4971 | 5.99%
SONOMA | NORTHERN | SONOMA 1106 | 042721106 | SONOMA | 0.84144 | 11.0257 | 7.63%
SIERRA | NORTHERN | SPAULDING 1101 | 152251101 | SPAULDING | 1.3239 | 24.4555 | 5.41%
YOSEMITE | CENTRAL VALLEY | SPRING GAP 1701 | 162831701 | SPRING GAP | 40.3926 | 43.0939 | 93.73%
EAST BAY | BAY AREA | SPRUCE 0401 | 013340401 | SPRUCE | 0.40159 | 4.1185 | 9.75%
NORTH BAY | BAY AREA | STAFFORD 1102 | 043201102 | STAFFORD | 1.6513 | 45.3007 | 3.65%
STOCKTON | CENTRAL VALLEY | STANISLAUS 1701 | 162821701 | STANISLAUS | 22.964 | 45.5609 | 50.4%
STOCKTON | CENTRAL VALLEY | STANISLAUS 1702 | 162821702 | STANISLAUS | 79.1599 | 85.5746 | 92.5%
DE ANZA | CENTRAL COAST | STELLING 1110 | 083481110 | STELLING | 14.6826 | 54.4099 | 26.99%
MISSION | CENTRAL COAST | SUNOL 1101 | 014241101 | SUNOL | 9.8043 | 55.3524 | 17.71%
NORTH VALLEY | NORTHERN | SYCAMORE CREEK 1111 | 102971111 | SYCAMORE CREEK | 28.0011 | 65.3942 | 42.82%
YOSEMITE | CENTRAL VALLEY | TAR FLAT 0401 | 163240401 | TAR FLAT | 0.03534 | 3.7001 | 0.96%
YOSEMITE | CENTRAL VALLEY | TAR FLAT 0402 | 163240402 | TAR FLAT | 0.8573 | 6.6152 | 12.96%
DIABLO | BAY AREA | TASSAJARA 2103 | 014662103 | TASSAJARA | 0.12625 | 19.6689 | 0.64%
DIABLO | BAY AREA | TASSAJARA 2104 | 014662104 | TASSAJARA | 1.5612 | 9.7206 | 16.06%
DIABLO | BAY AREA | TASSAJARA 2108 | 014662108 | TASSAJARA | 1.4884 | 21.5268 | 6.91%
DIABLO | BAY AREA | TASSAJARA 2112 | 014662112 | TASSAJARA | 7.4372 | 19.2296 | 38.68%
MISSION | CENTRAL COAST | TASSAJARA 2113 | 014662113 | TASSAJARA | 3.7972 | 4.8693 | 77.98%
LOS PADRES | CENTRAL COAST | TEMPLETON 2110 | 183052110 | TEMPLETON | 33.7947 | 178.3579 | 18.95%
LOS PADRES | CENTRAL COAST | TEMPLETON 2111 | 183052111 | TEMPLETON | 0.76747 | 63.5618 | 1.21%
LOS PADRES | CENTRAL COAST | TEMPLETON 2113 | 183052113 | TEMPLETON | 54.9371 | 325.0202 | 16.9%
STOCKTON | CENTRAL VALLEY | TIGER CREEK 0201 | 161380201 | TIGER CREEK | 1.8493 | 3.8982 | 47.44%
YOSEMITE | CENTRAL VALLEY | TRIDAM POWERHOUSE 2101 | 168152101 | TRIDAM POWERHOUSE | 0.050298 | 0.050298 | 100.0%
HUMBOLDT | NORTHERN | UPPER LAKE 1101 | 042871101 | UPPER LAKE | 1.5573 | 87.6724 | 1.78%
EAST BAY | BAY AREA | VALLEY VIEW 1103 | 014341103 | VALLEY VIEW | 0.56238 | 18.1436 | 3.1%
EAST BAY | BAY AREA | VALLEY VIEW 1106 | 014341106 | VALLEY VIEW | 3.0966 | 20.8706 | 14.84%
MISSION | CENTRAL COAST | VINEYARD 2108 | 014502108 | VINEYARD | 5.3048 | 13.4259 | 39.51%
NORTH VALLEY | NORTHERN | VOLTA 1101 | 102541101 | VOLTA | 7.7891 | 153.9655 | 5.06%
NORTH VALLEY | NORTHERN | VOLTA 1102 | 102541102 | VOLTA | 87.3855 | 129.8959 | 67.27%
SIERRA | NORTHERN | WASHINGTON CITY GEN. 1101 | 158041101 | WASHINGTON CITY GEN. | 0.016186 | 0.016186 | 100.0%
PENINSULA | CENTRAL COAST | WATERSHED 0402 | 024240402 | WATERSHED | 0.030374 | 1.1893 | 2.55%
DIABLO | BAY AREA | WAYNE 0401 | 013810401 | WAYNE | 0.15148 | 2.6122 | 5.8%
STOCKTON | CENTRAL VALLEY | WEST POINT 1101 | 163201101 | WEST POINT | 63.0107 | 63.0734 | 99.9%
STOCKTON | CENTRAL VALLEY | WEST POINT 1102 | 163201102 | WEST POINT | 162.7302 | 230.7234 | 70.53%
NORTH VALLEY | NORTHERN | WHITMORE 1101 | 103601101 | WHITMORE | 32.4599 | 92.4594 | 35.11%
HUMBOLDT | NORTHERN | WILLITS 1103 | 042661103 | WILLITS | 49.9735 | 158.0006 | 31.63%
HUMBOLDT | NORTHERN | WILLITS 1104 | 042661104 | WILLITS | 50.7824 | 95.2635 | 53.31%
HUMBOLDT | NORTHERN | WILLOW CREEK 1101 | 192171101 | WILLOW CREEK | 27.0317 | 57.7192 | 46.83%
HUMBOLDT | NORTHERN | WILLOW CREEK 1102 | 192171102 | WILLOW CREEK | 5.9956 | 9.6136 | 62.37%
HUMBOLDT | NORTHERN | WILLOW CREEK 1103 | 192171103 | WILLOW CREEK | 0.59109 | 86.2701 | 0.69%
YOSEMITE | CENTRAL VALLEY | WISHON 1101 | 251511101 | WISHON | 3.6091 | 7.7796 | 46.39%
NORTH BAY | BAY AREA | WOODACRE 1101 | 043021101 | WOODACRE | 26.9151 | 42.4622 | 63.39%
NORTH BAY | BAY AREA | WOODACRE 1102 | 043021102 | WOODACRE | 19.2549 | 33.0049 | 58.34%
PENINSULA | CENTRAL COAST | WOODSIDE 1101 | 024251101 | WOODSIDE | 43.5882 | 63.0087 | 69.18%
PENINSULA | CENTRAL COAST | WOODSIDE 1104 | 024251104 | WOODSIDE | 4.7633 | 36.4519 | 13.07%
NORTH VALLEY | NORTHERN | WYANDOTTE 1103 | 102911103 | WYANDOTTE | 68.8519 | 97.7119 | 70.46%
NORTH VALLEY | NORTHERN | WYANDOTTE 1105 | 102911105 | WYANDOTTE | 0.68344 | 23.967 | 2.85%
NORTH VALLEY | NORTHERN | WYANDOTTE 1107 | 102911107 | WYANDOTTE | 2.2637 | 142.7459 | 1.59%
LOS PADRES | CENTRAL COAST | ZACA 1101 | 182681101 | ZACA | 1.1689 | 26.1433 | 4.47%
LOS PADRES | CENTRAL COAST | ZACA 1102 | 182681102 | ZACA | 22.4205 | 78.5334 | 28.55%

## RIBA Risk Score Matrix
| 7 | 10 | 32 | 100 | 316 | 1000 | 3162 | 10000
Frequency | 6 | 6 | 18 | 56 | 178 | 562 | 1778 | 5623
| 5 | 2 | 7 | 23 | 74 | 234 | 740 | 2340
| 4.5 | 2.1147 | 6.6874 | 21.1474 | 66.874 | 211.4743 | 668.7403 | 2114.7425
| 4 | 2 | 6 | 18 | 56 | 178 | 562 | 1778
| 3 | 1 | 4 | 14 | 43 | 135 | 426 | 1348
| 2 | 1 | 3 | 10 | 32 | 100 | 316 | 1000
| 1 | 1 | 2 | 6 | 18 | 56 | 178 | 562
|  | 1 | 2 | 3 | 4 | 5 | 6 | 7
Impact

## HFTD MilesperCkt
Circuit Risk Rank | Circuit | District | Sum of Tier 2 | Sum of Tier 3 | Circuit | Sum of HFTD miles
1 | MIWUK 1701 | YOSEMITE | 1.722 | 75.4233 | MIWUK 1701 | 77.1453
2 | ORO FINO 1101 | NORTH VALLEY | 0 | 46.3606 | ORO FINO 1101 | 46.3606
3 | STANISLAUS 1702 | YOSEMITE | 6.4173 | 79.1582 | STANISLAUS 1702 | 85.5755
4 | PINE GROVE 1102 | STOCKTON | 85.1334 | 92.5468 | PINE GROVE 1102 | 177.6802
5 | BRUNSWICK 1102 | SIERRA | 4.8208 | 46.2013 | BRUNSWICK 1102 | 51.0222
6 | BRUNSWICK 1103 | SIERRA | 15.1606 | 40.3912 | BRUNSWICK 1103 | 55.5518
7 | SALT SPRINGS 2102 | STOCKTON | 10.9967 | 41.0702 | SALT SPRINGS 2102 | 52.0669
8 | BRUNSWICK 1105 | SIERRA | 7.9131 | 113.4682 | BRUNSWICK 1105 | 121.3812
9 | WYANDOTTE 1103 | NORTH VALLEY | 16.482 | 67.7924 | WYANDOTTE 1103 | 84.2744
10 | EL DORADO PH 2101 | SIERRA | 27.6551 | 128.6308 | EL DORADO PH 2101 | 156.2859
11 | PARADISE 1106 | NORTH VALLEY | 0 | 24.5474 | PARADISE 1106 | 24.5474
12 | LOS GATOS 1107 | DE ANZA | 12.2238 | 82.2462 | LOS GATOS 1107 | 94.47
13 | PLACERVILLE 2106 | SIERRA | 87.8089 | 188.6967 | PLACERVILLE 2106 | 276.5055
14 | MONTE RIO 1113 | SONOMA | 0 | 61.2941 | MONTE RIO 1113 | 61.2941
15 | MIWUK 1702 | YOSEMITE | 1.2697 | 74.4992 | MIWUK 1702 | 75.7688
16 | CALISTOGA 1101 | NORTH BAY | 12.8783 | 78.8717 | CALISTOGA 1101 | 91.75
17 | ORO FINO 1102 | NORTH VALLEY | 26.6373 | 82.9595 | ORO FINO 1102 | 109.5969
18 | FORESTHILL 1101 | SIERRA | 0 | 65.2463 | FORESTHILL 1101 | 65.2463
19 | MIDDLETOWN 1101 | HUMBOLDT | 8.8557 | 84.6847 | MIDDLETOWN 1101 | 93.5404
20 | WEST POINT 1101 | STOCKTON | 0 | 63.0247 | WEST POINT 1101 | 63.0247
21 | WOODACRE 1101 | NORTH BAY | 10.3637 | 25.9065 | WOODACRE 1101 | 36.2703
22 | BRUNSWICK 1106 | SIERRA | 47.7536 | 123.8737 | BRUNSWICK 1106 | 171.6273
23 | SILVERADO 2104 | NORTH BAY | 43.7098 | 77.9915 | SILVERADO 2104 | 121.7013
24 | MOLINO 1102 | SONOMA | 20.4021 | 91.262 | MOLINO 1102 | 111.6641